## วัสดุทั้งหมด
Set | รหัสพัสดุ | คำอธิบาย | ติดตั้ง
set10001 | 1010110201 | BOLT,MACHINE M.16x170 mm. | 2
set10001 | 1010180100 | WASHER,PLAIN,SQUARE,LARGE 52x52x4.5 mm.HOLE DIA. 18 MM. TIS.258 | 2
set10001 | 1020200002 | TIE WIRE,AL 4 mm. | 0.25
set10001 | 1030030000 | INSULATOR,SPOOL,TYPE B (CLASS 53-2)TIS.227 | 4
set10001 | 1030130002 | RACK,SECONDARY,MEDIUM PRESSED STEEL 4X200 mm.(4x8") | 1
set10002 | 1010110201 | BOLT,MACHINE M.16x170 mm. | 2
set10002 | 1010110202 | BOLT,MACHINE M.16x200 mm. | 1
set10002 | 1010180100 | WASHER,PLAIN,SQUARE,LARGE 52x52x4.5 mm.HOLE DIA. 18 MM. TIS.258 | 2
set10002 | 1020200002 | TIE WIRE,AL 4 mm. | 0.25
set10002 | 1030030000 | INSULATOR,SPOOL,TYPE B (CLASS 53-2)TIS.227 | 4
set10002 | 1030130002 | RACK,SECONDARY,MEDIUM PRESSED STEEL 4X200 mm.(4x8") | 1
set10003 | 1010110201 | BOLT,MACHINE M.16x170 mm. | 3
set10003 | 1010110202 | BOLT,MACHINE M.16x200 mm. | 1
set10003 | 1010180100 | WASHER,PLAIN,SQUARE,LARGE 52x52x4.5 mm.HOLE DIA. 18 MM. TIS.258 | 4
set10003 | 1020180001 | TAPE,ELECTRICAL,PVC.PLASTIC,OUTDOOR TYPE,ROLL SIZE 0.18X19X10,000 MM. TIS.386 | 0.12
set10003 | 1020260300 | PREFORMED D/E, AW 25 SQ.MM. | 4
set10003 | 1030030000 | INSULATOR,SPOOL,TYPE B (CLASS 53-2)TIS.227 | 4
set10003 | 1030130002 | RACK,SECONDARY,MEDIUM PRESSED STEEL 4X200 mm.(4x8") | 1
set10004 | 1010110201 | BOLT,MACHINE M.16x170 mm. | 3
set10004 | 1010110202 | BOLT,MACHINE M.16x200 mm. | 1
set10004 | 1010180100 | WASHER,PLAIN,SQUARE,LARGE 52x52x4.5 mm.HOLE DIA. 18 MM. TIS.258 | 3
set10004 | 1020180001 | TAPE,ELECTRICAL,PVC.PLASTIC,OUTDOOR TYPE,ROLL SIZE 0.18X19X10,000 MM. TIS.386 | 0.12
set10004 | 1020260301 | PREFORMED D/E, AW 50 SQ.MM. | 4
set10004 | 1030030000 | INSULATOR,SPOOL,TYPE B (CLASS 53-2)TIS.227 | 4
set10004 | 1030130002 | RACK,SECONDARY,MEDIUM PRESSED STEEL 4X200 mm.(4x8") | 1
set10005 | 1010110201 | BOLT,MACHINE M.16x170 mm. | 3
set10005 | 1010110202 | BOLT,MACHINE M.16x200 mm. | 1
set10005 | 1010180100 | WASHER,PLAIN,SQUARE,LARGE 52x52x4.5 mm.HOLE DIA. 18 MM. TIS.258 | 4
set10005 | 1020180001 | TAPE,ELECTRICAL,PVC.PLASTIC,OUTDOOR TYPE,ROLL SIZE 0.18X19X10,000 MM. TIS.386 | 0.12
set10005 | 1020260302 | PREFORMED D/E, AW 95 SQ.MM. | 4
set10005 | 1030030000 | INSULATOR,SPOOL,TYPE B (CLASS 53-2)TIS.227 | 4
set10005 | 1030130002 | RACK,SECONDARY,MEDIUM PRESSED STEEL 4X200 mm.(4x8") | 1
set10011 | 1010110201 | BOLT,MACHINE M.16x170 mm. | 2
set10011 | 1010180100 | WASHER,PLAIN,SQUARE,LARGE 52x52x4.5 mm.HOLE DIA. 18 MM. TIS.258 | 2
set10011 | 1020200002 | TIE WIRE,AL 4 mm. | 0.19
set10011 | 1030030000 | INSULATOR,SPOOL,TYPE B (CLASS 53-2)TIS.227 | 3
set10011 | 1030130001 | RACK,SECONDARY,MEDIUM PRESSED STEEL 3X200 mm.(3x8") | 1
set10012 | 1010110201 | BOLT,MACHINE M.16x170 mm. | 1
set10012 | 1010110202 | BOLT,MACHINE M.16x200 mm. | 1
set10012 | 1010180100 | WASHER,PLAIN,SQUARE,LARGE 52x52x4.5 mm.HOLE DIA. 18 MM. TIS.258 | 1
set10012 | 1020200002 | TIE WIRE,AL 4 mm. | 0.19
set10012 | 1030030000 | INSULATOR,SPOOL,TYPE B (CLASS 53-2)TIS.227 | 3
set10012 | 1030130001 | RACK,SECONDARY,MEDIUM PRESSED STEEL 3X200 mm.(3x8") | 1
set10013 | 1010110201 | BOLT,MACHINE M.16x170 mm. | 2
set10013 | 1010110202 | BOLT,MACHINE M.16x200 mm. | 1
set10013 | 1010180100 | WASHER,PLAIN,SQUARE,LARGE 52x52x4.5 mm.HOLE DIA. 18 MM. TIS.258 | 2
set10013 | 1020180001 | TAPE,ELECTRICAL,PVC.PLASTIC,OUTDOOR TYPE,ROLL SIZE 0.18X19X10,000 MM. TIS.386 | 0.09
set10013 | 1020260300 | PREFORMED D/E, AW 25 SQ.MM. | 3
set10013 | 1030030000 | INSULATOR,SPOOL,TYPE B (CLASS 53-2)TIS.227 | 3
set10013 | 1030130001 | RACK,SECONDARY,MEDIUM PRESSED STEEL 3X200 mm.(3x8") | 1
set10014 | 1010110201 | BOLT,MACHINE M.16x170 mm. | 2
set10014 | 1010110202 | BOLT,MACHINE M.16x200 mm. | 1
set10014 | 1010180100 | WASHER,PLAIN,SQUARE,LARGE 52x52x4.5 mm.HOLE DIA. 18 MM. TIS.258 | 3
set10014 | 1020180001 | TAPE,ELECTRICAL,PVC.PLASTIC,OUTDOOR TYPE,ROLL SIZE 0.18X19X10,000 MM. TIS.386 | 0.09
set10014 | 1020260301 | PREFORMED D/E, AW 50 SQ.MM. | 3
set10014 | 1030030000 | INSULATOR,SPOOL,TYPE B (CLASS 53-2)TIS.227 | 3
set10014 | 1030130001 | RACK,SECONDARY,MEDIUM PRESSED STEEL 3X200 mm.(3x8") | 1
set10021 | 1010110201 | BOLT,MACHINE M.16x170 mm. | 2
set10021 | 1010180100 | WASHER,PLAIN,SQUARE,LARGE 52x52x4.5 mm.HOLE DIA. 18 MM. TIS.258 | 2
set10021 | 1020200002 | TIE WIRE,AL 4 mm. | 0.13
set10021 | 1030030000 | INSULATOR,SPOOL,TYPE B (CLASS 53-2)TIS.227 | 2
set10021 | 1030130000 | RACK,SECONDARY,MEDIUM PRESSED STEEL 2X200 mm.(2x8") | 1
set10022 | 1010110201 | BOLT,MACHINE M.16x170 mm. | 1
set10022 | 1010110202 | BOLT,MACHINE M.16x200 mm. | 1
set10022 | 1010180100 | WASHER,PLAIN,SQUARE,LARGE 52x52x4.5 mm.HOLE DIA. 18 MM. TIS.258 | 1
set10022 | 1020200002 | TIE WIRE,AL 4 mm. | 0.13
set10022 | 1030030000 | INSULATOR,SPOOL,TYPE B (CLASS 53-2)TIS.227 | 2
set10022 | 1030130000 | RACK,SECONDARY,MEDIUM PRESSED STEEL 2X200 mm.(2x8") | 1
set10023 | 1010110201 | BOLT,MACHINE M.16x170 mm. | 1
set10023 | 1010110202 | BOLT,MACHINE M.16x200 mm. | 1
set10023 | 1010180100 | WASHER,PLAIN,SQUARE,LARGE 52x52x4.5 mm.HOLE DIA. 18 MM. TIS.258 | 1
set10023 | 1020180001 | TAPE,ELECTRICAL,PVC.PLASTIC,OUTDOOR TYPE,ROLL SIZE 0.18X19X10,000 MM. TIS.386 | 0.06
set10023 | 1020260300 | PREFORMED D/E, AW 25 SQ.MM. | 2
set10023 | 1030030000 | INSULATOR,SPOOL,TYPE B (CLASS 53-2)TIS.227 | 2
set10023 | 1030130000 | RACK,SECONDARY,MEDIUM PRESSED STEEL 2X200 mm.(2x8") | 1
set10024 | 1010110201 | BOLT,MACHINE M.16x170 mm. | 1
set10024 | 1010110202 | BOLT,MACHINE M.16x200 mm. | 1
set10024 | 1010180100 | WASHER,PLAIN,SQUARE,LARGE 52x52x4.5 mm.HOLE DIA. 18 MM. TIS.258 | 1
set10024 | 1020180001 | TAPE,ELECTRICAL,PVC.PLASTIC,OUTDOOR TYPE,ROLL SIZE 0.18X19X10,000 MM. TIS.386 | 0.06
set10024 | 1020260301 | PREFORMED D/E, AW 50 SQ.MM. | 2
set10024 | 1030030000 | INSULATOR,SPOOL,TYPE B (CLASS 53-2)TIS.227 | 2
set10024 | 1030130000 | RACK,SECONDARY,MEDIUM PRESSED STEEL 2X200 mm.(2x8") | 1
set10025 | 1010110201 | BOLT,MACHINE M.16x170 mm. | 1
set10025 | 1010110202 | BOLT,MACHINE M.16x200 mm. | 1
set10025 | 1010180100 | WASHER,PLAIN,SQUARE,LARGE 52x52x4.5 mm.HOLE DIA. 18 MM. TIS.258 | 2
set10025 | 1020180001 | TAPE,ELECTRICAL,PVC.PLASTIC,OUTDOOR TYPE,ROLL SIZE 0.18X19X10,000 MM. TIS.386 | 0.06
set10025 | 1020260302 | PREFORMED D/E, AW 95 SQ.MM. | 2
set10025 | 1030030000 | INSULATOR,SPOOL,TYPE B (CLASS 53-2)TIS.227 | 2
set10025 | 1030130000 | RACK,SECONDARY,MEDIUM PRESSED STEEL 2X200 mm.(2x8") | 1
set10031 | 1010110201 | BOLT,MACHINE M.16x170 mm. | 1
set10031 | 1010180100 | WASHER,PLAIN,SQUARE,LARGE 52x52x4.5 mm.HOLE DIA. 18 MM. TIS.258 | 1
set10031 | 1020200002 | TIE WIRE,AL 4 mm. | 0.07
set10031 | 1030030000 | INSULATOR,SPOOL,TYPE B (CLASS 53-2)TIS.227 | 1
set10031 | 1030130100 | CLEVIS,FLAT STEEL 4 1/4" FOR INSULATOR EEI-NEMA CLASS 53-2 TIS.227 | 1
set10032 | 1010110201 | BOLT,MACHINE M.16x170 mm. | 1
set10032 | 1010180100 | WASHER,PLAIN,SQUARE,LARGE 52x52x4.5 mm.HOLE DIA. 18 MM. TIS.258 | 1
set10032 | 1020180001 | TAPE,ELECTRICAL,PVC.PLASTIC,OUTDOOR TYPE,ROLL SIZE 0.18X19X10,000 MM. TIS.386 | 0.03
set10032 | 1020260300 | PREFORMED D/E, AW 25 SQ.MM. | 1
set10032 | 1030030000 | INSULATOR,SPOOL,TYPE B (CLASS 53-2)TIS.227 | 1
set10032 | 1030130100 | CLEVIS,FLAT STEEL 4 1/4" FOR INSULATOR EEI-NEMA CLASS 53-2 TIS.227 | 1
set10033 | 1010110201 | BOLT,MACHINE M.16x170 mm. | 1
set10033 | 1010180100 | WASHER,PLAIN,SQUARE,LARGE 52x52x4.5 mm.HOLE DIA. 18 MM. TIS.258 | 1
set10033 | 1020180001 | TAPE,ELECTRICAL,PVC.PLASTIC,OUTDOOR TYPE,ROLL SIZE 0.18X19X10,000 MM. TIS.386 | 0.03
set10033 | 1020260301 | PREFORMED D/E, AW 50 SQ.MM. | 1
set10033 | 1030030000 | INSULATOR,SPOOL,TYPE B (CLASS 53-2)TIS.227 | 1
set10033 | 1030130100 | CLEVIS,FLAT STEEL 4 1/4" FOR INSULATOR EEI-NEMA CLASS 53-2 TIS.227 | 1
set10034 | 1010110201 | BOLT,MACHINE M.16x170 mm. | 1
set10034 | 1010180100 | WASHER,PLAIN,SQUARE,LARGE 52x52x4.5 mm.HOLE DIA. 18 MM. TIS.258 | 1
set10034 | 1020180001 | TAPE,ELECTRICAL,PVC.PLASTIC,OUTDOOR TYPE,ROLL SIZE 0.18X19X10,000 MM. TIS.386 | 0.03
set10034 | 1020260302 | PREFORMED D/E, AW 95 SQ.MM. | 1
set10034 | 1030030000 | INSULATOR,SPOOL,TYPE B (CLASS 53-2)TIS.227 | 1
set10034 | 1030130100 | CLEVIS,FLAT STEEL 4 1/4" FOR INSULATOR EEI-NEMA CLASS 53-2 TIS.227 | 1
set10035 | 1010110201 | BOLT,MACHINE M.16x170 mm. | 1
set10035 | 1010110202 | BOLT,MACHINE M.16x200 mm. | 1
set10035 | 1010180100 | WASHER,PLAIN,SQUARE,LARGE 52x52x4.5 mm.HOLE DIA. 18 MM. TIS.258 | 1
set10035 | 1020200002 | TIE WIRE,AL 4 mm. | 0.13
set10035 | 1030030000 | INSULATOR,SPOOL,TYPE B (CLASS 53-2)TIS.227 | 2
set10035 | 1030130100 | CLEVIS,FLAT STEEL 4 1/4" FOR INSULATOR EEI-NEMA CLASS 53-2 TIS.227 | 2
set10051 | 1010110202 | BOLT,MACHINE M.16x200 mm. | 4
set10051 | 1020180001 | TAPE,ELECTRICAL,PVC.PLASTIC,OUTDOOR TYPE,ROLL SIZE 0.18X19X10,000 MM. TIS.386 | 0.8
set10051 | 1020260300 | PREFORMED D/E, AW 25 SQ.MM. | 8
set10051 | 1020320002 | CONNECTOR,COMPRESSION,H-TYPE,MAIN AL 25-50 SQ.MM.,TAP AL. OR CU. 16-35 SQ.MM. | 4
set10051 | 1030030000 | INSULATOR,SPOOL,TYPE B (CLASS 53-2)TIS.227 | 8
set10051 | 1030130002 | RACK,SECONDARY,MEDIUM PRESSED STEEL 4X200 mm.(4x8") | 2
set10052 | 1010110202 | BOLT,MACHINE M.16x200 mm. | 4
set10052 | 1020180001 | TAPE,ELECTRICAL,PVC.PLASTIC,OUTDOOR TYPE,ROLL SIZE 0.18X19X10,000 MM. TIS.386 | 0.8
set10052 | 1020260301 | PREFORMED D/E, AW 50 SQ.MM. | 8
set10052 | 1020320003 | CONNECTOR,COMPRESSION,H-TYPE,MAIN AL 50-95 SQ.MM.,TAP AL. OR CU. 50-95 SQ.MM. | 4
set10052 | 1030030000 | INSULATOR,SPOOL,TYPE B (CLASS 53-2)TIS.227 | 8
set10052 | 1030130002 | RACK,SECONDARY,MEDIUM PRESSED STEEL 4X200 mm.(4x8") | 2
set10053 | 1010110202 | BOLT,MACHINE M.16x200 mm. | 4
set10053 | 1020180001 | TAPE,ELECTRICAL,PVC.PLASTIC,OUTDOOR TYPE,ROLL SIZE 0.18X19X10,000 MM. TIS.386 | 0.8
set10053 | 1020260302 | PREFORMED D/E, AW 95 SQ.MM. | 8
set10053 | 1020320003 | CONNECTOR,COMPRESSION,H-TYPE,MAIN AL 50-95 SQ.MM.,TAP AL. OR CU. 50-95 SQ.MM. | 4
set10053 | 1030030000 | INSULATOR,SPOOL,TYPE B (CLASS 53-2)TIS.227 | 8
set10053 | 1030130002 | RACK,SECONDARY,MEDIUM PRESSED STEEL 4X200 mm.(4x8") | 2
set10056 | 1010110202 | BOLT,MACHINE M.16x200 mm. | 3
set10056 | 1020180001 | TAPE,ELECTRICAL,PVC.PLASTIC,OUTDOOR TYPE,ROLL SIZE 0.18X19X10,000 MM. TIS.386 | 0.6
set10056 | 1020260300 | PREFORMED D/E, AW 25 SQ.MM. | 6
set10056 | 1020320002 | CONNECTOR,COMPRESSION,H-TYPE,MAIN AL 25-50 SQ.MM.,TAP AL. OR CU. 16-35 SQ.MM. | 3
set10056 | 1030030000 | INSULATOR,SPOOL,TYPE B (CLASS 53-2)TIS.227 | 6
set10056 | 1030130001 | RACK,SECONDARY,MEDIUM PRESSED STEEL 3X200 mm.(3x8") | 2
set10057 | 1010110202 | BOLT,MACHINE M.16x200 mm. | 3
set10057 | 1020180001 | TAPE,ELECTRICAL,PVC.PLASTIC,OUTDOOR TYPE,ROLL SIZE 0.18X19X10,000 MM. TIS.386 | 0.6
set10057 | 1020260301 | PREFORMED D/E, AW 50 SQ.MM. | 6
set10057 | 1020320003 | CONNECTOR,COMPRESSION,H-TYPE,MAIN AL 50-95 SQ.MM.,TAP AL. OR CU. 50-95 SQ.MM. | 3
set10057 | 1030030000 | INSULATOR,SPOOL,TYPE B (CLASS 53-2)TIS.227 | 6
set10057 | 1030130001 | RACK,SECONDARY,MEDIUM PRESSED STEEL 3X200 mm.(3x8") | 2
set10058 | 1010110202 | BOLT,MACHINE M.16x200 mm. | 3
set10058 | 1020180001 | TAPE,ELECTRICAL,PVC.PLASTIC,OUTDOOR TYPE,ROLL SIZE 0.18X19X10,000 MM. TIS.386 | 0.6
set10058 | 1020260302 | PREFORMED D/E, AW 95 SQ.MM. | 6
set10058 | 1020320003 | CONNECTOR,COMPRESSION,H-TYPE,MAIN AL 50-95 SQ.MM.,TAP AL. OR CU. 50-95 SQ.MM. | 3
set10058 | 1030030000 | INSULATOR,SPOOL,TYPE B (CLASS 53-2)TIS.227 | 6
set10058 | 1030130001 | RACK,SECONDARY,MEDIUM PRESSED STEEL 3X200 mm.(3x8") | 2
set10061 | 1010110202 | BOLT,MACHINE M.16x200 mm. | 2
set10061 | 1020180001 | TAPE,ELECTRICAL,PVC.PLASTIC,OUTDOOR TYPE,ROLL SIZE 0.18X19X10,000 MM. TIS.386 | 0.4
set10061 | 1020260300 | PREFORMED D/E, AW 25 SQ.MM. | 4
set10061 | 1020320002 | CONNECTOR,COMPRESSION,H-TYPE,MAIN AL 25-50 SQ.MM.,TAP AL. OR CU. 16-35 SQ.MM. | 2
set10061 | 1030030000 | INSULATOR,SPOOL,TYPE B (CLASS 53-2)TIS.227 | 4
set10061 | 1030130000 | RACK,SECONDARY,MEDIUM PRESSED STEEL 2X200 mm.(2x8") | 2
set10062 | 1010110202 | BOLT,MACHINE M.16x200 mm. | 2
set10062 | 1020180001 | TAPE,ELECTRICAL,PVC.PLASTIC,OUTDOOR TYPE,ROLL SIZE 0.18X19X10,000 MM. TIS.386 | 0.4
set10062 | 1020260301 | PREFORMED D/E, AW 50 SQ.MM. | 4
set10062 | 1020320003 | CONNECTOR,COMPRESSION,H-TYPE,MAIN AL 50-95 SQ.MM.,TAP AL. OR CU. 50-95 SQ.MM. | 2
set10062 | 1030030000 | INSULATOR,SPOOL,TYPE B (CLASS 53-2)TIS.227 | 4
set10062 | 1030130000 | RACK,SECONDARY,MEDIUM PRESSED STEEL 2X200 mm.(2x8") | 2
set10063 | 1010110202 | BOLT,MACHINE M.16x200 mm. | 2
set10063 | 1020180001 | TAPE,ELECTRICAL,PVC.PLASTIC,OUTDOOR TYPE,ROLL SIZE 0.18X19X10,000 MM. TIS.386 | 0.4
set10063 | 1020260302 | PREFORMED D/E, AW 95 SQ.MM. | 4
set10063 | 1020320003 | CONNECTOR,COMPRESSION,H-TYPE,MAIN AL 50-95 SQ.MM.,TAP AL. OR CU. 50-95 SQ.MM. | 2
set10063 | 1030030000 | INSULATOR,SPOOL,TYPE B (CLASS 53-2)TIS.227 | 4
set10063 | 1030130000 | RACK,SECONDARY,MEDIUM PRESSED STEEL 2X200 mm.(2x8") | 2
set10071 | 1010110202 | BOLT,MACHINE M.16x200 mm. | 1
set10071 | 1020180001 | TAPE,ELECTRICAL,PVC.PLASTIC,OUTDOOR TYPE,ROLL SIZE 0.18X19X10,000 MM. TIS.386 | 0.2
set10071 | 1020260300 | PREFORMED D/E, AW 25 SQ.MM. | 2
set10071 | 1020320002 | CONNECTOR,COMPRESSION,H-TYPE,MAIN AL 25-50 SQ.MM.,TAP AL. OR CU. 16-35 SQ.MM. | 1
set10071 | 1030030000 | INSULATOR,SPOOL,TYPE B (CLASS 53-2)TIS.227 | 2
set10071 | 1030130100 | CLEVIS,FLAT STEEL 4 1/4" FOR INSULATOR EEI-NEMA CLASS 53-2 TIS.227 | 2
set10072 | 1010110202 | BOLT,MACHINE M.16x200 mm. | 1
set10072 | 1020180001 | TAPE,ELECTRICAL,PVC.PLASTIC,OUTDOOR TYPE,ROLL SIZE 0.18X19X10,000 MM. TIS.386 | 0.2
set10072 | 1020260301 | PREFORMED D/E, AW 50 SQ.MM. | 2
set10072 | 1020320003 | CONNECTOR,COMPRESSION,H-TYPE,MAIN AL 50-95 SQ.MM.,TAP AL. OR CU. 50-95 SQ.MM. | 1
set10072 | 1030030000 | INSULATOR,SPOOL,TYPE B (CLASS 53-2)TIS.227 | 2
set10072 | 1030130100 | CLEVIS,FLAT STEEL 4 1/4" FOR INSULATOR EEI-NEMA CLASS 53-2 TIS.227 | 2
set10073 | 1010110202 | BOLT,MACHINE M.16x200 mm. | 1
set10073 | 1020180001 | TAPE,ELECTRICAL,PVC.PLASTIC,OUTDOOR TYPE,ROLL SIZE 0.18X19X10,000 MM. TIS.386 | 0.2
set10073 | 1020260302 | PREFORMED D/E, AW 95 SQ.MM. | 2
set10073 | 1020320003 | CONNECTOR,COMPRESSION,H-TYPE,MAIN AL 50-95 SQ.MM.,TAP AL. OR CU. 50-95 SQ.MM. | 1
set10073 | 1030030000 | INSULATOR,SPOOL,TYPE B (CLASS 53-2)TIS.227 | 2
set10073 | 1030130100 | CLEVIS,FLAT STEEL 4 1/4" FOR INSULATOR EEI-NEMA CLASS 53-2 TIS.227 | 2
set10101 | 1010110203 | BOLT,MACHINE M.16x250 mm. | 2
set10101 | 1010180100 | WASHER,PLAIN,SQUARE,LARGE 52x52x4.5 mm.HOLE DIA. 18 MM. TIS.258 | 2
set10101 | 1020200002 | TIE WIRE,AL 4 mm. | 0.25
set10101 | 1030030000 | INSULATOR,SPOOL,TYPE B (CLASS 53-2)TIS.227 | 4
set10101 | 1030130002 | RACK,SECONDARY,MEDIUM PRESSED STEEL 4X200 mm.(4x8") | 1
set10102 | 1010110203 | BOLT,MACHINE M.16x250 mm. | 2
set10102 | 1010110204 | BOLT,MACHINE M.16x300 mm. | 1
set10102 | 1010180100 | WASHER,PLAIN,SQUARE,LARGE 52x52x4.5 mm.HOLE DIA. 18 MM. TIS.258 | 2
set10102 | 1020200002 | TIE WIRE,AL 4 mm. | 0.25
set10102 | 1030030000 | INSULATOR,SPOOL,TYPE B (CLASS 53-2)TIS.227 | 4
set10102 | 1030130002 | RACK,SECONDARY,MEDIUM PRESSED STEEL 4X200 mm.(4x8") | 1
set10103 | 1010110203 | BOLT,MACHINE M.16x250 mm. | 4
set10103 | 1010180100 | WASHER,PLAIN,SQUARE,LARGE 52x52x4.5 mm.HOLE DIA. 18 MM. TIS.258 | 3
set10103 | 1020180001 | TAPE,ELECTRICAL,PVC.PLASTIC,OUTDOOR TYPE,ROLL SIZE 0.18X19X10,000 MM. TIS.386 | 0.12
set10103 | 1020260300 | PREFORMED D/E, AW 25 SQ.MM. | 4
set10103 | 1030030000 | INSULATOR,SPOOL,TYPE B (CLASS 53-2)TIS.227 | 4
set10103 | 1030130002 | RACK,SECONDARY,MEDIUM PRESSED STEEL 4X200 mm.(4x8") | 1
set10104 | 1010110203 | BOLT,MACHINE M.16x250 mm. | 4
set10104 | 1010180100 | WASHER,PLAIN,SQUARE,LARGE 52x52x4.5 mm.HOLE DIA. 18 MM. TIS.258 | 3
set10104 | 1020180001 | TAPE,ELECTRICAL,PVC.PLASTIC,OUTDOOR TYPE,ROLL SIZE 0.18X19X10,000 MM. TIS.386 | 0.12
set10104 | 1020260301 | PREFORMED D/E, AW 50 SQ.MM. | 4
set10104 | 1030030000 | INSULATOR,SPOOL,TYPE B (CLASS 53-2)TIS.227 | 4
set10104 | 1030130002 | RACK,SECONDARY,MEDIUM PRESSED STEEL 4X200 mm.(4x8") | 1
set10105 | 1010110203 | BOLT,MACHINE M.16x250 mm. | 4
set10105 | 1010180100 | WASHER,PLAIN,SQUARE,LARGE 52x52x4.5 mm.HOLE DIA. 18 MM. TIS.258 | 3
set10105 | 1020180001 | TAPE,ELECTRICAL,PVC.PLASTIC,OUTDOOR TYPE,ROLL SIZE 0.18X19X10,000 MM. TIS.386 | 0.12
set10105 | 1020260302 | PREFORMED D/E, AW 95 SQ.MM. | 4
set10105 | 1030030000 | INSULATOR,SPOOL,TYPE B (CLASS 53-2)TIS.227 | 4
set10105 | 1030130002 | RACK,SECONDARY,MEDIUM PRESSED STEEL 4X200 mm.(4x8") | 1
set10111 | 1010110203 | BOLT,MACHINE M.16x250 mm. | 2
set10111 | 1010180100 | WASHER,PLAIN,SQUARE,LARGE 52x52x4.5 mm.HOLE DIA. 18 MM. TIS.258 | 2
set10111 | 1020200002 | TIE WIRE,AL 4 mm. | 0.19
set10111 | 1030030000 | INSULATOR,SPOOL,TYPE B (CLASS 53-2)TIS.227 | 3
set10111 | 1030130001 | RACK,SECONDARY,MEDIUM PRESSED STEEL 3X200 mm.(3x8") | 1
set10112 | 1010110203 | BOLT,MACHINE M.16x250 mm. | 1
set10112 | 1010110204 | BOLT,MACHINE M.16x300 mm. | 1
set10112 | 1010180100 | WASHER,PLAIN,SQUARE,LARGE 52x52x4.5 mm.HOLE DIA. 18 MM. TIS.258 | 1
set10112 | 1020200002 | TIE WIRE,AL 4 mm. | 0.19
set10112 | 1030030000 | INSULATOR,SPOOL,TYPE B (CLASS 53-2)TIS.227 | 3
set10112 | 1030130001 | RACK,SECONDARY,MEDIUM PRESSED STEEL 3X200 mm.(3x8") | 1
set10113 | 1010110203 | BOLT,MACHINE M.16x250 mm. | 3
set10113 | 1010180100 | WASHER,PLAIN,SQUARE,LARGE 52x52x4.5 mm.HOLE DIA. 18 MM. TIS.258 | 2
set10113 | 1020180001 | TAPE,ELECTRICAL,PVC.PLASTIC,OUTDOOR TYPE,ROLL SIZE 0.18X19X10,000 MM. TIS.386 | 0.09
set10113 | 1020260300 | PREFORMED D/E, AW 25 SQ.MM. | 3
set10113 | 1030030000 | INSULATOR,SPOOL,TYPE B (CLASS 53-2)TIS.227 | 3
set10113 | 1030130001 | RACK,SECONDARY,MEDIUM PRESSED STEEL 3X200 mm.(3x8") | 1
set10114 | 1010110203 | BOLT,MACHINE M.16x250 mm. | 3
set10114 | 1010180100 | WASHER,PLAIN,SQUARE,LARGE 52x52x4.5 mm.HOLE DIA. 18 MM. TIS.258 | 2
set10114 | 1020180001 | TAPE,ELECTRICAL,PVC.PLASTIC,OUTDOOR TYPE,ROLL SIZE 0.18X19X10,000 MM. TIS.386 | 0.09
set10114 | 1020260301 | PREFORMED D/E, AW 50 SQ.MM. | 3
set10114 | 1030030000 | INSULATOR,SPOOL,TYPE B (CLASS 53-2)TIS.227 | 3
set10114 | 1030130001 | RACK,SECONDARY,MEDIUM PRESSED STEEL 3X200 mm.(3x8") | 1
set10121 | 1010110203 | BOLT,MACHINE M.16x250 mm. | 2
set10121 | 1010180100 | WASHER,PLAIN,SQUARE,LARGE 52x52x4.5 mm.HOLE DIA. 18 MM. TIS.258 | 2
set10121 | 1020200002 | TIE WIRE,AL 4 mm. | 0.13
set10121 | 1030030000 | INSULATOR,SPOOL,TYPE B (CLASS 53-2)TIS.227 | 2
set10121 | 1030130000 | RACK,SECONDARY,MEDIUM PRESSED STEEL 2X200 mm.(2x8") | 1
set10122 | 1010110203 | BOLT,MACHINE M.16x250 mm. | 1
set10122 | 1010110204 | BOLT,MACHINE M.16x300 mm. | 1
set10122 | 1010180100 | WASHER,PLAIN,SQUARE,LARGE 52x52x4.5 mm.HOLE DIA. 18 MM. TIS.258 | 1
set10122 | 1020200002 | TIE WIRE,AL 4 mm. | 0.13
set10122 | 1030030000 | INSULATOR,SPOOL,TYPE B (CLASS 53-2)TIS.227 | 2
set10122 | 1030130000 | RACK,SECONDARY,MEDIUM PRESSED STEEL 2X200 mm.(2x8") | 1
set10123 | 1010110203 | BOLT,MACHINE M.16x250 mm. | 2
set10123 | 1010180100 | WASHER,PLAIN,SQUARE,LARGE 52x52x4.5 mm.HOLE DIA. 18 MM. TIS.258 | 1
set10123 | 1020180001 | TAPE,ELECTRICAL,PVC.PLASTIC,OUTDOOR TYPE,ROLL SIZE 0.18X19X10,000 MM. TIS.386 | 0.06
set10123 | 1020260300 | PREFORMED D/E, AW 25 SQ.MM. | 2
set10123 | 1030030000 | INSULATOR,SPOOL,TYPE B (CLASS 53-2)TIS.227 | 2
set10123 | 1030130000 | RACK,SECONDARY,MEDIUM PRESSED STEEL 2X200 mm.(2x8") | 1
set10124 | 1010110203 | BOLT,MACHINE M.16x250 mm. | 2
set10124 | 1010180100 | WASHER,PLAIN,SQUARE,LARGE 52x52x4.5 mm.HOLE DIA. 18 MM. TIS.258 | 2
set10124 | 1020180001 | TAPE,ELECTRICAL,PVC.PLASTIC,OUTDOOR TYPE,ROLL SIZE 0.18X19X10,000 MM. TIS.386 | 0.06
set10124 | 1020260301 | PREFORMED D/E, AW 50 SQ.MM. | 2
set10124 | 1030030000 | INSULATOR,SPOOL,TYPE B (CLASS 53-2)TIS.227 | 2
set10124 | 1030130000 | RACK,SECONDARY,MEDIUM PRESSED STEEL 2X200 mm.(2x8") | 1
set10125 | 1010110203 | BOLT,MACHINE M.16x250 mm. | 2
set10125 | 1010180100 | WASHER,PLAIN,SQUARE,LARGE 52x52x4.5 mm.HOLE DIA. 18 MM. TIS.258 | 1
set10125 | 1020180001 | TAPE,ELECTRICAL,PVC.PLASTIC,OUTDOOR TYPE,ROLL SIZE 0.18X19X10,000 MM. TIS.386 | 0.06
set10125 | 1020260302 | PREFORMED D/E, AW 95 SQ.MM. | 2
set10125 | 1030030000 | INSULATOR,SPOOL,TYPE B (CLASS 53-2)TIS.227 | 2
set10125 | 1030130000 | RACK,SECONDARY,MEDIUM PRESSED STEEL 2X200 mm.(2x8") | 1
set10131 | 1010110203 | BOLT,MACHINE M.16x250 mm. | 1
set10131 | 1010180100 | WASHER,PLAIN,SQUARE,LARGE 52x52x4.5 mm.HOLE DIA. 18 MM. TIS.258 | 1
set10131 | 1020200002 | TIE WIRE,AL 4 mm. | 0.07
set10131 | 1030030000 | INSULATOR,SPOOL,TYPE B (CLASS 53-2)TIS.227 | 1
set10131 | 1030130100 | CLEVIS,FLAT STEEL 4 1/4" FOR INSULATOR EEI-NEMA CLASS 53-2 TIS.227 | 1
set10132 | 1010110203 | BOLT,MACHINE M.16x250 mm. | 1
set10132 | 1010180100 | WASHER,PLAIN,SQUARE,LARGE 52x52x4.5 mm.HOLE DIA. 18 MM. TIS.258 | 1
set10132 | 1020180001 | TAPE,ELECTRICAL,PVC.PLASTIC,OUTDOOR TYPE,ROLL SIZE 0.18X19X10,000 MM. TIS.386 | 0.03
set10132 | 1020260300 | PREFORMED D/E, AW 25 SQ.MM. | 1
set10132 | 1030030000 | INSULATOR,SPOOL,TYPE B (CLASS 53-2)TIS.227 | 1
set10132 | 1030130100 | CLEVIS,FLAT STEEL 4 1/4" FOR INSULATOR EEI-NEMA CLASS 53-2 TIS.227 | 1
set10133 | 1010110203 | BOLT,MACHINE M.16x250 mm. | 1
set10133 | 1010180100 | WASHER,PLAIN,SQUARE,LARGE 52x52x4.5 mm.HOLE DIA. 18 MM. TIS.258 | 1
set10133 | 1020180001 | TAPE,ELECTRICAL,PVC.PLASTIC,OUTDOOR TYPE,ROLL SIZE 0.18X19X10,000 MM. TIS.386 | 0.03
set10133 | 1020260301 | PREFORMED D/E, AW 50 SQ.MM. | 1
set10133 | 1030030000 | INSULATOR,SPOOL,TYPE B (CLASS 53-2)TIS.227 | 1
set10133 | 1030130100 | CLEVIS,FLAT STEEL 4 1/4" FOR INSULATOR EEI-NEMA CLASS 53-2 TIS.227 | 1
set10134 | 1010110203 | BOLT,MACHINE M.16x250 mm. | 1
set10134 | 1010180100 | WASHER,PLAIN,SQUARE,LARGE 52x52x4.5 mm.HOLE DIA. 18 MM. TIS.258 | 1
set10134 | 1020180001 | TAPE,ELECTRICAL,PVC.PLASTIC,OUTDOOR TYPE,ROLL SIZE 0.18X19X10,000 MM. TIS.386 | 0.03
set10134 | 1020260302 | PREFORMED D/E, AW 95 SQ.MM. | 1
set10134 | 1030030000 | INSULATOR,SPOOL,TYPE B (CLASS 53-2)TIS.227 | 1
set10134 | 1030130100 | CLEVIS,FLAT STEEL 4 1/4" FOR INSULATOR EEI-NEMA CLASS 53-2 TIS.227 | 1
set10135 | 1010110204 | BOLT,MACHINE M.16x300 mm. | 1
set10135 | 1020200002 | TIE WIRE,AL 4 mm. | 0.19
set10135 | 1030030000 | INSULATOR,SPOOL,TYPE B (CLASS 53-2)TIS.227 | 2
set10135 | 1030130100 | CLEVIS,FLAT STEEL 4 1/4" FOR INSULATOR EEI-NEMA CLASS 53-2 TIS.227 | 2
set10151 | 1010110203 | BOLT,MACHINE M.16x250 mm. | 4
set10151 | 1020180001 | TAPE,ELECTRICAL,PVC.PLASTIC,OUTDOOR TYPE,ROLL SIZE 0.18X19X10,000 MM. TIS.386 | 0.8
set10151 | 1020260300 | PREFORMED D/E, AW 25 SQ.MM. | 8
set10151 | 1020320002 | CONNECTOR,COMPRESSION,H-TYPE,MAIN AL 25-50 SQ.MM.,TAP AL. OR CU. 16-35 SQ.MM. | 4
set10151 | 1030030000 | INSULATOR,SPOOL,TYPE B (CLASS 53-2)TIS.227 | 8
set10151 | 1030130002 | RACK,SECONDARY,MEDIUM PRESSED STEEL 4X200 mm.(4x8") | 2
set10152 | 1010110203 | BOLT,MACHINE M.16x250 mm. | 4
set10152 | 1020180001 | TAPE,ELECTRICAL,PVC.PLASTIC,OUTDOOR TYPE,ROLL SIZE 0.18X19X10,000 MM. TIS.386 | 0.8
set10152 | 1020260301 | PREFORMED D/E, AW 50 SQ.MM. | 8
set10152 | 1020320003 | CONNECTOR,COMPRESSION,H-TYPE,MAIN AL 50-95 SQ.MM.,TAP AL. OR CU. 50-95 SQ.MM. | 4
set10152 | 1030030000 | INSULATOR,SPOOL,TYPE B (CLASS 53-2)TIS.227 | 8
set10152 | 1030130002 | RACK,SECONDARY,MEDIUM PRESSED STEEL 4X200 mm.(4x8") | 2
set10153 | 1010110203 | BOLT,MACHINE M.16x250 mm. | 4
set10153 | 1020180001 | TAPE,ELECTRICAL,PVC.PLASTIC,OUTDOOR TYPE,ROLL SIZE 0.18X19X10,000 MM. TIS.386 | 0.8
set10153 | 1020260302 | PREFORMED D/E, AW 95 SQ.MM. | 8
set10153 | 1020320003 | CONNECTOR,COMPRESSION,H-TYPE,MAIN AL 50-95 SQ.MM.,TAP AL. OR CU. 50-95 SQ.MM. | 4
set10153 | 1030030000 | INSULATOR,SPOOL,TYPE B (CLASS 53-2)TIS.227 | 8
set10153 | 1030130002 | RACK,SECONDARY,MEDIUM PRESSED STEEL 4X200 mm.(4x8") | 2
set10156 | 1010110203 | BOLT,MACHINE M.16x250 mm. | 3
set10156 | 1020180001 | TAPE,ELECTRICAL,PVC.PLASTIC,OUTDOOR TYPE,ROLL SIZE 0.18X19X10,000 MM. TIS.386 | 0.6
set10156 | 1020260300 | PREFORMED D/E, AW 25 SQ.MM. | 6
set10156 | 1020320002 | CONNECTOR,COMPRESSION,H-TYPE,MAIN AL 25-50 SQ.MM.,TAP AL. OR CU. 16-35 SQ.MM. | 3
set10156 | 1030030000 | INSULATOR,SPOOL,TYPE B (CLASS 53-2)TIS.227 | 6
set10156 | 1030130001 | RACK,SECONDARY,MEDIUM PRESSED STEEL 3X200 mm.(3x8") | 2
set10157 | 1010110203 | BOLT,MACHINE M.16x250 mm. | 3
set10157 | 1020180001 | TAPE,ELECTRICAL,PVC.PLASTIC,OUTDOOR TYPE,ROLL SIZE 0.18X19X10,000 MM. TIS.386 | 0.6
set10157 | 1020260301 | PREFORMED D/E, AW 50 SQ.MM. | 6
set10157 | 1020320003 | CONNECTOR,COMPRESSION,H-TYPE,MAIN AL 50-95 SQ.MM.,TAP AL. OR CU. 50-95 SQ.MM. | 3
set10157 | 1030030000 | INSULATOR,SPOOL,TYPE B (CLASS 53-2)TIS.227 | 6
set10157 | 1030130001 | RACK,SECONDARY,MEDIUM PRESSED STEEL 3X200 mm.(3x8") | 2
set10158 | 1010110203 | BOLT,MACHINE M.16x250 mm. | 3
set10158 | 1020180001 | TAPE,ELECTRICAL,PVC.PLASTIC,OUTDOOR TYPE,ROLL SIZE 0.18X19X10,000 MM. TIS.386 | 0.6
set10158 | 1020260302 | PREFORMED D/E, AW 95 SQ.MM. | 6
set10158 | 1020320003 | CONNECTOR,COMPRESSION,H-TYPE,MAIN AL 50-95 SQ.MM.,TAP AL. OR CU. 50-95 SQ.MM. | 3
set10158 | 1030030000 | INSULATOR,SPOOL,TYPE B (CLASS 53-2)TIS.227 | 6
set10158 | 1030130001 | RACK,SECONDARY,MEDIUM PRESSED STEEL 3X200 mm.(3x8") | 2
set10161 | 1010110203 | BOLT,MACHINE M.16x250 mm. | 2
set10161 | 1020180001 | TAPE,ELECTRICAL,PVC.PLASTIC,OUTDOOR TYPE,ROLL SIZE 0.18X19X10,000 MM. TIS.386 | 0.4
set10161 | 1020260300 | PREFORMED D/E, AW 25 SQ.MM. | 4
set10161 | 1020320002 | CONNECTOR,COMPRESSION,H-TYPE,MAIN AL 25-50 SQ.MM.,TAP AL. OR CU. 16-35 SQ.MM. | 2
set10161 | 1030030000 | INSULATOR,SPOOL,TYPE B (CLASS 53-2)TIS.227 | 4
set10161 | 1030130000 | RACK,SECONDARY,MEDIUM PRESSED STEEL 2X200 mm.(2x8") | 2
set10162 | 1010110203 | BOLT,MACHINE M.16x250 mm. | 2
set10162 | 1020260301 | PREFORMED D/E, AW 50 SQ.MM. | 4
set10162 | 1020320003 | CONNECTOR,COMPRESSION,H-TYPE,MAIN AL 50-95 SQ.MM.,TAP AL. OR CU. 50-95 SQ.MM. | 2
set10162 | 1030030000 | INSULATOR,SPOOL,TYPE B (CLASS 53-2)TIS.227 | 4
set10162 | 1030130000 | RACK,SECONDARY,MEDIUM PRESSED STEEL 2X200 mm.(2x8") | 2
set10163 | 1010110203 | BOLT,MACHINE M.16x250 mm. | 2
set10163 | 1020260302 | PREFORMED D/E, AW 95 SQ.MM. | 4
set10163 | 1020320003 | CONNECTOR,COMPRESSION,H-TYPE,MAIN AL 50-95 SQ.MM.,TAP AL. OR CU. 50-95 SQ.MM. | 2
set10163 | 1030030000 | INSULATOR,SPOOL,TYPE B (CLASS 53-2)TIS.227 | 4
set10163 | 1030130000 | RACK,SECONDARY,MEDIUM PRESSED STEEL 2X200 mm.(2x8") | 2
set10171 | 1010110203 | BOLT,MACHINE M.16x250 mm. | 1
set10171 | 1020260300 | PREFORMED D/E, AW 25 SQ.MM. | 2
set10171 | 1020320002 | CONNECTOR,COMPRESSION,H-TYPE,MAIN AL 25-50 SQ.MM.,TAP AL. OR CU. 16-35 SQ.MM. | 1
set10171 | 1030030000 | INSULATOR,SPOOL,TYPE B (CLASS 53-2)TIS.227 | 2
set10171 | 1030130100 | CLEVIS,FLAT STEEL 4 1/4" FOR INSULATOR EEI-NEMA CLASS 53-2 TIS.227 | 2
set10173 | 1010110203 | BOLT,MACHINE M.16x250 mm. | 1
set10173 | 1020260301 | PREFORMED D/E, AW 50 SQ.MM. | 2
set10173 | 1020320003 | CONNECTOR,COMPRESSION,H-TYPE,MAIN AL 50-95 SQ.MM.,TAP AL. OR CU. 50-95 SQ.MM. | 1
set10173 | 1030030000 | INSULATOR,SPOOL,TYPE B (CLASS 53-2)TIS.227 | 2
set10173 | 1030130100 | CLEVIS,FLAT STEEL 4 1/4" FOR INSULATOR EEI-NEMA CLASS 53-2 TIS.227 | 2
set10174 | 1010110203 | BOLT,MACHINE M.16x250 mm. | 1
set10174 | 1020260302 | PREFORMED D/E, AW 95 SQ.MM. | 2
set10174 | 1020320003 | CONNECTOR,COMPRESSION,H-TYPE,MAIN AL 50-95 SQ.MM.,TAP AL. OR CU. 50-95 SQ.MM. | 1
set10174 | 1030030000 | INSULATOR,SPOOL,TYPE B (CLASS 53-2)TIS.227 | 2
set10174 | 1030130100 | CLEVIS,FLAT STEEL 4 1/4" FOR INSULATOR EEI-NEMA CLASS 53-2 TIS.227 | 2
set10201 | 1010110204 | BOLT,MACHINE M.16x300 mm. | 2
set10201 | 1010180100 | WASHER,PLAIN,SQUARE,LARGE 52x52x4.5 mm.HOLE DIA. 18 MM. TIS.258 | 2
set10201 | 1020200002 | TIE WIRE,AL 4 mm. | 0.25
set10201 | 1030030000 | INSULATOR,SPOOL,TYPE B (CLASS 53-2)TIS.227 | 4
set10201 | 1030130002 | RACK,SECONDARY,MEDIUM PRESSED STEEL 4X200 mm.(4x8") | 1
set10202 | 1010110204 | BOLT,MACHINE M.16x300 mm. | 4
set10202 | 1010180100 | WASHER,PLAIN,SQUARE,LARGE 52x52x4.5 mm.HOLE DIA. 18 MM. TIS.258 | 2
set10202 | 1020200002 | TIE WIRE,AL 4 mm. | 0.25
set10202 | 1030030000 | INSULATOR,SPOOL,TYPE B (CLASS 53-2)TIS.227 | 4
set10202 | 1030130002 | RACK,SECONDARY,MEDIUM PRESSED STEEL 4X200 mm.(4x8") | 1
set10203 | 1010110204 | BOLT,MACHINE M.16x300 mm. | 4
set10203 | 1010180100 | WASHER,PLAIN,SQUARE,LARGE 52x52x4.5 mm.HOLE DIA. 18 MM. TIS.258 | 3
set10203 | 1020200000 | TAPE,ARMOR,AL 1x10 mm. | 0.02
set10203 | 1020310000 | CONNECTOR,DEAD END,AL 25-35 sq.mm. | 4
set10203 | 1030030000 | INSULATOR,SPOOL,TYPE B (CLASS 53-2)TIS.227 | 4
set10203 | 1030130002 | RACK,SECONDARY,MEDIUM PRESSED STEEL 4X200 mm.(4x8") | 1
set10204 | 1010110204 | BOLT,MACHINE M.16x300 mm. | 4
set10204 | 1010180100 | WASHER,PLAIN,SQUARE,LARGE 52x52x4.5 mm.HOLE DIA. 18 MM. TIS.258 | 3
set10204 | 1020200000 | TAPE,ARMOR,AL 1x10 mm. | 0.03
set10204 | 1020310001 | CONNECTOR,DEAD END,AL 50-70 sq.mm. | 4
set10204 | 1030030000 | INSULATOR,SPOOL,TYPE B (CLASS 53-2)TIS.227 | 4
set10204 | 1030130002 | RACK,SECONDARY,MEDIUM PRESSED STEEL 4X200 mm.(4x8") | 1
set10205 | 1010110204 | BOLT,MACHINE M.16x300 mm. | 4
set10205 | 1010180100 | WASHER,PLAIN,SQUARE,LARGE 52x52x4.5 mm.HOLE DIA. 18 MM. TIS.258 | 3
set10205 | 1020200000 | TAPE,ARMOR,AL 1x10 mm. | 0.03
set10205 | 1020310002 | CONNECTOR,DEAD END,AL 95-120 sq.mm. | 4
set10205 | 1030030000 | INSULATOR,SPOOL,TYPE B (CLASS 53-2)TIS.227 | 4
set10205 | 1030130002 | RACK,SECONDARY,MEDIUM PRESSED STEEL 4X200 mm.(4x8") | 1
set10211 | 1010110204 | BOLT,MACHINE M.16x300 mm. | 2
set10211 | 1010180100 | WASHER,PLAIN,SQUARE,LARGE 52x52x4.5 mm.HOLE DIA. 18 MM. TIS.258 | 2
set10211 | 1020200002 | TIE WIRE,AL 4 mm. | 0.19
set10211 | 1030030000 | INSULATOR,SPOOL,TYPE B (CLASS 53-2)TIS.227 | 3
set10211 | 1030130001 | RACK,SECONDARY,MEDIUM PRESSED STEEL 3X200 mm.(3x8") | 1
set10212 | 1010110204 | BOLT,MACHINE M.16x300 mm. | 2
set10212 | 1010180100 | WASHER,PLAIN,SQUARE,LARGE 52x52x4.5 mm.HOLE DIA. 18 MM. TIS.258 | 1
set10212 | 1020200002 | TIE WIRE,AL 4 mm. | 0.19
set10212 | 1030030000 | INSULATOR,SPOOL,TYPE B (CLASS 53-2)TIS.227 | 3
set10212 | 1030130001 | RACK,SECONDARY,MEDIUM PRESSED STEEL 3X200 mm.(3x8") | 1
set10213 | 1010110204 | BOLT,MACHINE M.16x300 mm. | 3
set10213 | 1010180100 | WASHER,PLAIN,SQUARE,LARGE 52x52x4.5 mm.HOLE DIA. 18 MM. TIS.258 | 2
set10213 | 1020200000 | TAPE,ARMOR,AL 1x10 mm. | 0.02
set10213 | 1020310000 | CONNECTOR,DEAD END,AL 25-35 sq.mm. | 3
set10213 | 1030030000 | INSULATOR,SPOOL,TYPE B (CLASS 53-2)TIS.227 | 3
set10213 | 1030130001 | RACK,SECONDARY,MEDIUM PRESSED STEEL 3X200 mm.(3x8") | 1
set10214 | 1010110204 | BOLT,MACHINE M.16x300 mm. | 3
set10214 | 1010180100 | WASHER,PLAIN,SQUARE,LARGE 52x52x4.5 mm.HOLE DIA. 18 MM. TIS.258 | 2
set10214 | 1020200000 | TAPE,ARMOR,AL 1x10 mm. | 0.03
set10214 | 1020310001 | CONNECTOR,DEAD END,AL 50-70 sq.mm. | 3
set10214 | 1030030000 | INSULATOR,SPOOL,TYPE B (CLASS 53-2)TIS.227 | 3
set10214 | 1030130001 | RACK,SECONDARY,MEDIUM PRESSED STEEL 3X200 mm.(3x8") | 1
set10221 | 1010110204 | BOLT,MACHINE M.16x300 mm. | 2
set10221 | 1010180100 | WASHER,PLAIN,SQUARE,LARGE 52x52x4.5 mm.HOLE DIA. 18 MM. TIS.258 | 2
set10221 | 1020200002 | TIE WIRE,AL 4 mm. | 0.13
set10221 | 1030030000 | INSULATOR,SPOOL,TYPE B (CLASS 53-2)TIS.227 | 2
set10221 | 1030130000 | RACK,SECONDARY,MEDIUM PRESSED STEEL 2X200 mm.(2x8") | 1
set10222 | 1010110204 | BOLT,MACHINE M.16x300 mm. | 2
set10222 | 1010180100 | WASHER,PLAIN,SQUARE,LARGE 52x52x4.5 mm.HOLE DIA. 18 MM. TIS.258 | 1
set10222 | 1020200002 | TIE WIRE,AL 4 mm. | 0.13
set10222 | 1030030000 | INSULATOR,SPOOL,TYPE B (CLASS 53-2)TIS.227 | 2
set10222 | 1030130000 | RACK,SECONDARY,MEDIUM PRESSED STEEL 2X200 mm.(2x8") | 1
set10223 | 1010110204 | BOLT,MACHINE M.16x300 mm. | 2
set10223 | 1010180100 | WASHER,PLAIN,SQUARE,LARGE 52x52x4.5 mm.HOLE DIA. 18 MM. TIS.258 | 1
set10223 | 1020200000 | TAPE,ARMOR,AL 1x10 mm. | 0.02
set10223 | 1020310000 | CONNECTOR,DEAD END,AL 25-35 sq.mm. | 2
set10223 | 1030030000 | INSULATOR,SPOOL,TYPE B (CLASS 53-2)TIS.227 | 2
set10223 | 1030130000 | RACK,SECONDARY,MEDIUM PRESSED STEEL 2X200 mm.(2x8") | 1
set10224 | 1010110204 | BOLT,MACHINE M.16x300 mm. | 2
set10224 | 1010180100 | WASHER,PLAIN,SQUARE,LARGE 52x52x4.5 mm.HOLE DIA. 18 MM. TIS.258 | 1
set10224 | 1020200000 | TAPE,ARMOR,AL 1x10 mm. | 0.03
set10224 | 1020310001 | CONNECTOR,DEAD END,AL 50-70 sq.mm. | 2
set10224 | 1030030000 | INSULATOR,SPOOL,TYPE B (CLASS 53-2)TIS.227 | 2
set10224 | 1030130000 | RACK,SECONDARY,MEDIUM PRESSED STEEL 2X200 mm.(2x8") | 1
set10225 | 1010110204 | BOLT,MACHINE M.16x300 mm. | 2
set10225 | 1010180100 | WASHER,PLAIN,SQUARE,LARGE 52x52x4.5 mm.HOLE DIA. 18 MM. TIS.258 | 1
set10225 | 1020200000 | TAPE,ARMOR,AL 1x10 mm. | 0.03
set10225 | 1020310002 | CONNECTOR,DEAD END,AL 95-120 sq.mm. | 2
set10225 | 1030030000 | INSULATOR,SPOOL,TYPE B (CLASS 53-2)TIS.227 | 2
set10225 | 1030130000 | RACK,SECONDARY,MEDIUM PRESSED STEEL 2X200 mm.(2x8") | 1
set10231 | 1010110204 | BOLT,MACHINE M.16x300 mm. | 1
set10231 | 1010180100 | WASHER,PLAIN,SQUARE,LARGE 52x52x4.5 mm.HOLE DIA. 18 MM. TIS.258 | 1
set10231 | 1020200002 | TIE WIRE,AL 4 mm. | 0.07
set10231 | 1030030000 | INSULATOR,SPOOL,TYPE B (CLASS 53-2)TIS.227 | 1
set10231 | 1030130100 | CLEVIS,FLAT STEEL 4 1/4" FOR INSULATOR EEI-NEMA CLASS 53-2 TIS.227 | 1
set10232 | 1010110204 | BOLT,MACHINE M.16x300 mm. | 1
set10232 | 1010180100 | WASHER,PLAIN,SQUARE,LARGE 52x52x4.5 mm.HOLE DIA. 18 MM. TIS.258 | 1
set10232 | 1020310000 | CONNECTOR,DEAD END,AL 25-35 sq.mm. | 1
set10232 | 1030030000 | INSULATOR,SPOOL,TYPE B (CLASS 53-2)TIS.227 | 1
set10232 | 1030130100 | CLEVIS,FLAT STEEL 4 1/4" FOR INSULATOR EEI-NEMA CLASS 53-2 TIS.227 | 1
set10233 | 1010110204 | BOLT,MACHINE M.16x300 mm. | 1
set10233 | 1010180100 | WASHER,PLAIN,SQUARE,LARGE 52x52x4.5 mm.HOLE DIA. 18 MM. TIS.258 | 1
set10233 | 1020310001 | CONNECTOR,DEAD END,AL 50-70 sq.mm. | 1
set10233 | 1030030000 | INSULATOR,SPOOL,TYPE B (CLASS 53-2)TIS.227 | 1
set10233 | 1030130100 | CLEVIS,FLAT STEEL 4 1/4" FOR INSULATOR EEI-NEMA CLASS 53-2 TIS.227 | 1
set10234 | 1010110204 | BOLT,MACHINE M.16x300 mm. | 1
set10234 | 1010180100 | WASHER,PLAIN,SQUARE,LARGE 52x52x4.5 mm.HOLE DIA. 18 MM. TIS.258 | 1
set10234 | 1020310002 | CONNECTOR,DEAD END,AL 95-120 sq.mm. | 1
set10234 | 1030030000 | INSULATOR,SPOOL,TYPE B (CLASS 53-2)TIS.227 | 1
set10234 | 1030130100 | CLEVIS,FLAT STEEL 4 1/4" FOR INSULATOR EEI-NEMA CLASS 53-2 TIS.227 | 1
set10235 | 1010110204 | BOLT,MACHINE M.16x300 mm. | 1
set10235 | 1020200002 | TIE WIRE,AL 4 mm. | 0.13
set10235 | 1030030000 | INSULATOR,SPOOL,TYPE B (CLASS 53-2)TIS.227 | 2
set10235 | 1030130100 | CLEVIS,FLAT STEEL 4 1/4" FOR INSULATOR EEI-NEMA CLASS 53-2 TIS.227 | 2
set10251 | 1010110204 | BOLT,MACHINE M.16x300 mm. | 4
set10251 | 1020200000 | TAPE,ARMOR,AL 1x10 mm. | 0.06
set10251 | 1020310000 | CONNECTOR,DEAD END,AL 25-35 sq.mm. | 8
set10251 | 1020320002 | CONNECTOR,COMPRESSION,H-TYPE,MAIN AL 25-50 SQ.MM.,TAP AL. OR CU. 16-35 SQ.MM. | 4
set10251 | 1030030000 | INSULATOR,SPOOL,TYPE B (CLASS 53-2)TIS.227 | 8
set10251 | 1030130002 | RACK,SECONDARY,MEDIUM PRESSED STEEL 4X200 mm.(4x8") | 2
set10252 | 1010110204 | BOLT,MACHINE M.16x300 mm. | 4
set10252 | 1020200000 | TAPE,ARMOR,AL 1x10 mm. | 0.06
set10252 | 1020310001 | CONNECTOR,DEAD END,AL 50-70 sq.mm. | 8
set10252 | 1020320003 | CONNECTOR,COMPRESSION,H-TYPE,MAIN AL 50-95 SQ.MM.,TAP AL. OR CU. 50-95 SQ.MM. | 4
set10252 | 1030030000 | INSULATOR,SPOOL,TYPE B (CLASS 53-2)TIS.227 | 8
set10252 | 1030130002 | RACK,SECONDARY,MEDIUM PRESSED STEEL 4X200 mm.(4x8") | 2
set10253 | 1010110204 | BOLT,MACHINE M.16x300 mm. | 4
set10253 | 1020200000 | TAPE,ARMOR,AL 1x10 mm. | 0.06
set10253 | 1020310002 | CONNECTOR,DEAD END,AL 95-120 sq.mm. | 8
set10253 | 1020320003 | CONNECTOR,COMPRESSION,H-TYPE,MAIN AL 50-95 SQ.MM.,TAP AL. OR CU. 50-95 SQ.MM. | 4
set10253 | 1030030000 | INSULATOR,SPOOL,TYPE B (CLASS 53-2)TIS.227 | 8
set10253 | 1030130002 | RACK,SECONDARY,MEDIUM PRESSED STEEL 4X200 mm.(4x8") | 2
set10256 | 1010110204 | BOLT,MACHINE M.16x300 mm. | 3
set10256 | 1020200000 | TAPE,ARMOR,AL 1x10 mm. | 0.06
set10256 | 1020310000 | CONNECTOR,DEAD END,AL 25-35 sq.mm. | 6
set10256 | 1020320002 | CONNECTOR,COMPRESSION,H-TYPE,MAIN AL 25-50 SQ.MM.,TAP AL. OR CU. 16-35 SQ.MM. | 3
set10256 | 1030030000 | INSULATOR,SPOOL,TYPE B (CLASS 53-2)TIS.227 | 6
set10256 | 1030130001 | RACK,SECONDARY,MEDIUM PRESSED STEEL 3X200 mm.(3x8") | 2
set10257 | 1010110204 | BOLT,MACHINE M.16x300 mm. | 3
set10257 | 1020200000 | TAPE,ARMOR,AL 1x10 mm. | 0.06
set10257 | 1020310001 | CONNECTOR,DEAD END,AL 50-70 sq.mm. | 6
set10257 | 1020320003 | CONNECTOR,COMPRESSION,H-TYPE,MAIN AL 50-95 SQ.MM.,TAP AL. OR CU. 50-95 SQ.MM. | 3
set10257 | 1030030000 | INSULATOR,SPOOL,TYPE B (CLASS 53-2)TIS.227 | 6
set10257 | 1030130001 | RACK,SECONDARY,MEDIUM PRESSED STEEL 3X200 mm.(3x8") | 2
set10258 | 1010110204 | BOLT,MACHINE M.16x300 mm. | 3
set10258 | 1020200000 | TAPE,ARMOR,AL 1x10 mm. | 0.06
set10258 | 1020310002 | CONNECTOR,DEAD END,AL 95-120 sq.mm. | 6
set10258 | 1020320003 | CONNECTOR,COMPRESSION,H-TYPE,MAIN AL 50-95 SQ.MM.,TAP AL. OR CU. 50-95 SQ.MM. | 3
set10258 | 1030030000 | INSULATOR,SPOOL,TYPE B (CLASS 53-2)TIS.227 | 6
set10258 | 1030130001 | RACK,SECONDARY,MEDIUM PRESSED STEEL 3X200 mm.(3x8") | 2
set10261 | 1010110204 | BOLT,MACHINE M.16x300 mm. | 2
set10261 | 1020200000 | TAPE,ARMOR,AL 1x10 mm. | 0.06
set10261 | 1020310000 | CONNECTOR,DEAD END,AL 25-35 sq.mm. | 4
set10261 | 1020320002 | CONNECTOR,COMPRESSION,H-TYPE,MAIN AL 25-50 SQ.MM.,TAP AL. OR CU. 16-35 SQ.MM. | 2
set10261 | 1030030000 | INSULATOR,SPOOL,TYPE B (CLASS 53-2)TIS.227 | 4
set10261 | 1030130000 | RACK,SECONDARY,MEDIUM PRESSED STEEL 2X200 mm.(2x8") | 2
set10262 | 1010110204 | BOLT,MACHINE M.16x300 mm. | 2
set10262 | 1020200000 | TAPE,ARMOR,AL 1x10 mm. | 0.06
set10262 | 1020310001 | CONNECTOR,DEAD END,AL 50-70 sq.mm. | 4
set10262 | 1020320003 | CONNECTOR,COMPRESSION,H-TYPE,MAIN AL 50-95 SQ.MM.,TAP AL. OR CU. 50-95 SQ.MM. | 2
set10262 | 1030030000 | INSULATOR,SPOOL,TYPE B (CLASS 53-2)TIS.227 | 4
set10262 | 1030130000 | RACK,SECONDARY,MEDIUM PRESSED STEEL 2X200 mm.(2x8") | 2
set10263 | 1010110204 | BOLT,MACHINE M.16x300 mm. | 2
set10263 | 1020200000 | TAPE,ARMOR,AL 1x10 mm. | 0.06
set10263 | 1020310002 | CONNECTOR,DEAD END,AL 95-120 sq.mm. | 4
set10263 | 1020320003 | CONNECTOR,COMPRESSION,H-TYPE,MAIN AL 50-95 SQ.MM.,TAP AL. OR CU. 50-95 SQ.MM. | 2
set10263 | 1030030000 | INSULATOR,SPOOL,TYPE B (CLASS 53-2)TIS.227 | 4
set10263 | 1030130000 | RACK,SECONDARY,MEDIUM PRESSED STEEL 2X200 mm.(2x8") | 2
set10266 | 1010110204 | BOLT,MACHINE M.16x300 mm. | 1
set10266 | 1020310000 | CONNECTOR,DEAD END,AL 25-35 sq.mm. | 2
set10266 | 1020320002 | CONNECTOR,COMPRESSION,H-TYPE,MAIN AL 25-50 SQ.MM.,TAP AL. OR CU. 16-35 SQ.MM. | 1
set10266 | 1030030000 | INSULATOR,SPOOL,TYPE B (CLASS 53-2)TIS.227 | 2
set10266 | 1030130100 | CLEVIS,FLAT STEEL 4 1/4" FOR INSULATOR EEI-NEMA CLASS 53-2 TIS.227 | 2
set10267 | 1010110204 | BOLT,MACHINE M.16x300 mm. | 1
set10267 | 1020310001 | CONNECTOR,DEAD END,AL 50-70 sq.mm. | 2
set10267 | 1020320003 | CONNECTOR,COMPRESSION,H-TYPE,MAIN AL 50-95 SQ.MM.,TAP AL. OR CU. 50-95 SQ.MM. | 1
set10267 | 1030030000 | INSULATOR,SPOOL,TYPE B (CLASS 53-2)TIS.227 | 2
set10267 | 1030130100 | CLEVIS,FLAT STEEL 4 1/4" FOR INSULATOR EEI-NEMA CLASS 53-2 TIS.227 | 2
set10268 | 1010110204 | BOLT,MACHINE M.16x300 mm. | 1
set10268 | 1020310002 | CONNECTOR,DEAD END,AL 95-120 sq.mm. | 2
set10268 | 1020320003 | CONNECTOR,COMPRESSION,H-TYPE,MAIN AL 50-95 SQ.MM.,TAP AL. OR CU. 50-95 SQ.MM. | 1
set10268 | 1030030000 | INSULATOR,SPOOL,TYPE B (CLASS 53-2)TIS.227 | 2
set10268 | 1030130100 | CLEVIS,FLAT STEEL 4 1/4" FOR INSULATOR EEI-NEMA CLASS 53-2 TIS.227 | 2
set10301 | 1010110205 | BOLT,MACHINE M.16x350 mm. | 2
set10301 | 1010180100 | WASHER,PLAIN,SQUARE,LARGE 52x52x4.5 mm.HOLE DIA. 18 MM. TIS.258 | 2
set10301 | 1020200002 | TIE WIRE,AL 4 mm. | 0.25
set10301 | 1030030000 | INSULATOR,SPOOL,TYPE B (CLASS 53-2)TIS.227 | 4
set10301 | 1030130002 | RACK,SECONDARY,MEDIUM PRESSED STEEL 4X200 mm.(4x8") | 1
set10302 | 1010110205 | BOLT,MACHINE M.16x350 mm. | 4
set10302 | 1010180100 | WASHER,PLAIN,SQUARE,LARGE 52x52x4.5 mm.HOLE DIA. 18 MM. TIS.258 | 2
set10302 | 1020200002 | TIE WIRE,AL 4 mm. | 0.25
set10302 | 1030030000 | INSULATOR,SPOOL,TYPE B (CLASS 53-2)TIS.227 | 4
set10302 | 1030130002 | RACK,SECONDARY,MEDIUM PRESSED STEEL 4X200 mm.(4x8") | 1
set10303 | 1010110205 | BOLT,MACHINE M.16x350 mm. | 4
set10303 | 1010180100 | WASHER,PLAIN,SQUARE,LARGE 52x52x4.5 mm.HOLE DIA. 18 MM. TIS.258 | 3
set10303 | 1020260300 | PREFORMED D/E, AW 25 SQ.MM. | 4
set10303 | 1030030000 | INSULATOR,SPOOL,TYPE B (CLASS 53-2)TIS.227 | 4
set10303 | 1030130002 | RACK,SECONDARY,MEDIUM PRESSED STEEL 4X200 mm.(4x8") | 1
set10304 | 1010110205 | BOLT,MACHINE M.16x350 mm. | 4
set10304 | 1010180100 | WASHER,PLAIN,SQUARE,LARGE 52x52x4.5 mm.HOLE DIA. 18 MM. TIS.258 | 3
set10304 | 1020260301 | PREFORMED D/E, AW 50 SQ.MM. | 4
set10304 | 1030030000 | INSULATOR,SPOOL,TYPE B (CLASS 53-2)TIS.227 | 4
set10304 | 1030130002 | RACK,SECONDARY,MEDIUM PRESSED STEEL 4X200 mm.(4x8") | 1
set10305 | 1010110205 | BOLT,MACHINE M.16x350 mm. | 4
set10305 | 1010180100 | WASHER,PLAIN,SQUARE,LARGE 52x52x4.5 mm.HOLE DIA. 18 MM. TIS.258 | 3
set10305 | 1020260302 | PREFORMED D/E, AW 95 SQ.MM. | 4
set10305 | 1030030000 | INSULATOR,SPOOL,TYPE B (CLASS 53-2)TIS.227 | 4
set10305 | 1030130002 | RACK,SECONDARY,MEDIUM PRESSED STEEL 4X200 mm.(4x8") | 1
set10311 | 1010110205 | BOLT,MACHINE M.16x350 mm. | 2
set10311 | 1010180100 | WASHER,PLAIN,SQUARE,LARGE 52x52x4.5 mm.HOLE DIA. 18 MM. TIS.258 | 2
set10311 | 1020200002 | TIE WIRE,AL 4 mm. | 0.19
set10311 | 1030030000 | INSULATOR,SPOOL,TYPE B (CLASS 53-2)TIS.227 | 3
set10311 | 1030130001 | RACK,SECONDARY,MEDIUM PRESSED STEEL 3X200 mm.(3x8") | 1
set10312 | 1010110205 | BOLT,MACHINE M.16x350 mm. | 2
set10312 | 1010180100 | WASHER,PLAIN,SQUARE,LARGE 52x52x4.5 mm.HOLE DIA. 18 MM. TIS.258 | 1
set10312 | 1020200002 | TIE WIRE,AL 4 mm. | 0.19
set10312 | 1030030000 | INSULATOR,SPOOL,TYPE B (CLASS 53-2)TIS.227 | 3
set10312 | 1030130001 | RACK,SECONDARY,MEDIUM PRESSED STEEL 3X200 mm.(3x8") | 1
set10313 | 1010110205 | BOLT,MACHINE M.16x350 mm. | 3
set10313 | 1010180100 | WASHER,PLAIN,SQUARE,LARGE 52x52x4.5 mm.HOLE DIA. 18 MM. TIS.258 | 2
set10313 | 1020260300 | PREFORMED D/E, AW 25 SQ.MM. | 3
set10313 | 1030030000 | INSULATOR,SPOOL,TYPE B (CLASS 53-2)TIS.227 | 3
set10313 | 1030130001 | RACK,SECONDARY,MEDIUM PRESSED STEEL 3X200 mm.(3x8") | 1
set10314 | 1010110205 | BOLT,MACHINE M.16x350 mm. | 3
set10314 | 1010180100 | WASHER,PLAIN,SQUARE,LARGE 52x52x4.5 mm.HOLE DIA. 18 MM. TIS.258 | 2
set10314 | 1020260301 | PREFORMED D/E, AW 50 SQ.MM. | 3
set10314 | 1030030000 | INSULATOR,SPOOL,TYPE B (CLASS 53-2)TIS.227 | 3
set10314 | 1030130001 | RACK,SECONDARY,MEDIUM PRESSED STEEL 3X200 mm.(3x8") | 1
set10321 | 1010110205 | BOLT,MACHINE M.16x350 mm. | 2
set10321 | 1010180100 | WASHER,PLAIN,SQUARE,LARGE 52x52x4.5 mm.HOLE DIA. 18 MM. TIS.258 | 2
set10321 | 1020200002 | TIE WIRE,AL 4 mm. | 0.13
set10321 | 1030030000 | INSULATOR,SPOOL,TYPE B (CLASS 53-2)TIS.227 | 2
set10321 | 1030130000 | RACK,SECONDARY,MEDIUM PRESSED STEEL 2X200 mm.(2x8") | 1
set10322 | 1010110205 | BOLT,MACHINE M.16x350 mm. | 2
set10322 | 1010180100 | WASHER,PLAIN,SQUARE,LARGE 52x52x4.5 mm.HOLE DIA. 18 MM. TIS.258 | 1
set10322 | 1020200002 | TIE WIRE,AL 4 mm. | 0.13
set10322 | 1030030000 | INSULATOR,SPOOL,TYPE B (CLASS 53-2)TIS.227 | 2
set10322 | 1030130000 | RACK,SECONDARY,MEDIUM PRESSED STEEL 2X200 mm.(2x8") | 1
set10323 | 1010110205 | BOLT,MACHINE M.16x350 mm. | 2
set10323 | 1010180100 | WASHER,PLAIN,SQUARE,LARGE 52x52x4.5 mm.HOLE DIA. 18 MM. TIS.258 | 1
set10323 | 1020260300 | PREFORMED D/E, AW 25 SQ.MM. | 2
set10323 | 1030030000 | INSULATOR,SPOOL,TYPE B (CLASS 53-2)TIS.227 | 2
set10323 | 1030130000 | RACK,SECONDARY,MEDIUM PRESSED STEEL 2X200 mm.(2x8") | 1
set10324 | 1010110205 | BOLT,MACHINE M.16x350 mm. | 2
set10324 | 1010180100 | WASHER,PLAIN,SQUARE,LARGE 52x52x4.5 mm.HOLE DIA. 18 MM. TIS.258 | 1
set10324 | 1020260301 | PREFORMED D/E, AW 50 SQ.MM. | 2
set10324 | 1030030000 | INSULATOR,SPOOL,TYPE B (CLASS 53-2)TIS.227 | 2
set10324 | 1030130000 | RACK,SECONDARY,MEDIUM PRESSED STEEL 2X200 mm.(2x8") | 1
set10325 | 1010110205 | BOLT,MACHINE M.16x350 mm. | 2
set10325 | 1010180100 | WASHER,PLAIN,SQUARE,LARGE 52x52x4.5 mm.HOLE DIA. 18 MM. TIS.258 | 1
set10325 | 1020260302 | PREFORMED D/E, AW 95 SQ.MM. | 2
set10325 | 1030030000 | INSULATOR,SPOOL,TYPE B (CLASS 53-2)TIS.227 | 2
set10325 | 1030130000 | RACK,SECONDARY,MEDIUM PRESSED STEEL 2X200 mm.(2x8") | 1
set10331 | 1010110205 | BOLT,MACHINE M.16x350 mm. | 1
set10331 | 1010180100 | WASHER,PLAIN,SQUARE,LARGE 52x52x4.5 mm.HOLE DIA. 18 MM. TIS.258 | 1
set10331 | 1020200002 | TIE WIRE,AL 4 mm. | 0.07
set10331 | 1030030000 | INSULATOR,SPOOL,TYPE B (CLASS 53-2)TIS.227 | 1
set10331 | 1030130100 | CLEVIS,FLAT STEEL 4 1/4" FOR INSULATOR EEI-NEMA CLASS 53-2 TIS.227 | 1
set10332 | 1010110205 | BOLT,MACHINE M.16x350 mm. | 1
set10332 | 1010180100 | WASHER,PLAIN,SQUARE,LARGE 52x52x4.5 mm.HOLE DIA. 18 MM. TIS.258 | 1
set10332 | 1020260300 | PREFORMED D/E, AW 25 SQ.MM. | 1
set10332 | 1030030000 | INSULATOR,SPOOL,TYPE B (CLASS 53-2)TIS.227 | 1
set10332 | 1030130100 | CLEVIS,FLAT STEEL 4 1/4" FOR INSULATOR EEI-NEMA CLASS 53-2 TIS.227 | 1
set10333 | 1010110205 | BOLT,MACHINE M.16x350 mm. | 1
set10333 | 1010180100 | WASHER,PLAIN,SQUARE,LARGE 52x52x4.5 mm.HOLE DIA. 18 MM. TIS.258 | 1
set10333 | 1020260301 | PREFORMED D/E, AW 50 SQ.MM. | 1
set10333 | 1030030000 | INSULATOR,SPOOL,TYPE B (CLASS 53-2)TIS.227 | 1
set10333 | 1030130100 | CLEVIS,FLAT STEEL 4 1/4" FOR INSULATOR EEI-NEMA CLASS 53-2 TIS.227 | 1
set10334 | 1010110205 | BOLT,MACHINE M.16x350 mm. | 1
set10334 | 1010180100 | WASHER,PLAIN,SQUARE,LARGE 52x52x4.5 mm.HOLE DIA. 18 MM. TIS.258 | 1
set10334 | 1020260302 | PREFORMED D/E, AW 95 SQ.MM. | 1
set10334 | 1030030000 | INSULATOR,SPOOL,TYPE B (CLASS 53-2)TIS.227 | 1
set10334 | 1030130100 | CLEVIS,FLAT STEEL 4 1/4" FOR INSULATOR EEI-NEMA CLASS 53-2 TIS.227 | 1
set10335 | 1010110205 | BOLT,MACHINE M.16x350 mm. | 1
set10335 | 1010180100 | WASHER,PLAIN,SQUARE,LARGE 52x52x4.5 mm.HOLE DIA. 18 MM. TIS.258 | 1
set10335 | 1020200002 | TIE WIRE,AL 4 mm. | 0.13
set10335 | 1030030000 | INSULATOR,SPOOL,TYPE B (CLASS 53-2)TIS.227 | 2
set10335 | 1030130100 | CLEVIS,FLAT STEEL 4 1/4" FOR INSULATOR EEI-NEMA CLASS 53-2 TIS.227 | 2
set10351 | 1010110205 | BOLT,MACHINE M.16x350 mm. | 4
set10351 | 1020260300 | PREFORMED D/E, AW 25 SQ.MM. | 8
set10351 | 1020320002 | CONNECTOR,COMPRESSION,H-TYPE,MAIN AL 25-50 SQ.MM.,TAP AL. OR CU. 16-35 SQ.MM. | 4
set10351 | 1030030000 | INSULATOR,SPOOL,TYPE B (CLASS 53-2)TIS.227 | 8
set10351 | 1030130002 | RACK,SECONDARY,MEDIUM PRESSED STEEL 4X200 mm.(4x8") | 2
set10352 | 1010110205 | BOLT,MACHINE M.16x350 mm. | 4
set10352 | 1020260301 | PREFORMED D/E, AW 50 SQ.MM. | 8
set10352 | 1020320003 | CONNECTOR,COMPRESSION,H-TYPE,MAIN AL 50-95 SQ.MM.,TAP AL. OR CU. 50-95 SQ.MM. | 4
set10352 | 1030030000 | INSULATOR,SPOOL,TYPE B (CLASS 53-2)TIS.227 | 8
set10352 | 1030130002 | RACK,SECONDARY,MEDIUM PRESSED STEEL 4X200 mm.(4x8") | 2
set10353 | 1010110205 | BOLT,MACHINE M.16x350 mm. | 4
set10353 | 1020260302 | PREFORMED D/E, AW 95 SQ.MM. | 8
set10353 | 1020320003 | CONNECTOR,COMPRESSION,H-TYPE,MAIN AL 50-95 SQ.MM.,TAP AL. OR CU. 50-95 SQ.MM. | 4
set10353 | 1030030000 | INSULATOR,SPOOL,TYPE B (CLASS 53-2)TIS.227 | 8
set10353 | 1030130002 | RACK,SECONDARY,MEDIUM PRESSED STEEL 4X200 mm.(4x8") | 2
set10356 | 1010110205 | BOLT,MACHINE M.16x350 mm. | 3
set10356 | 1020260300 | PREFORMED D/E, AW 25 SQ.MM. | 6
set10356 | 1020320002 | CONNECTOR,COMPRESSION,H-TYPE,MAIN AL 25-50 SQ.MM.,TAP AL. OR CU. 16-35 SQ.MM. | 3
set10356 | 1030030000 | INSULATOR,SPOOL,TYPE B (CLASS 53-2)TIS.227 | 6
set10356 | 1030130001 | RACK,SECONDARY,MEDIUM PRESSED STEEL 3X200 mm.(3x8") | 2
set10357 | 1010110205 | BOLT,MACHINE M.16x350 mm. | 3
set10357 | 1020260301 | PREFORMED D/E, AW 50 SQ.MM. | 6
set10357 | 1020320003 | CONNECTOR,COMPRESSION,H-TYPE,MAIN AL 50-95 SQ.MM.,TAP AL. OR CU. 50-95 SQ.MM. | 3
set10357 | 1030030000 | INSULATOR,SPOOL,TYPE B (CLASS 53-2)TIS.227 | 6
set10357 | 1030130001 | RACK,SECONDARY,MEDIUM PRESSED STEEL 3X200 mm.(3x8") | 2
set10358 | 1010110205 | BOLT,MACHINE M.16x350 mm. | 3
set10358 | 1020260302 | PREFORMED D/E, AW 95 SQ.MM. | 6
set10358 | 1020320003 | CONNECTOR,COMPRESSION,H-TYPE,MAIN AL 50-95 SQ.MM.,TAP AL. OR CU. 50-95 SQ.MM. | 3
set10358 | 1030030000 | INSULATOR,SPOOL,TYPE B (CLASS 53-2)TIS.227 | 6
set10358 | 1030130001 | RACK,SECONDARY,MEDIUM PRESSED STEEL 3X200 mm.(3x8") | 2
set10361 | 1010110205 | BOLT,MACHINE M.16x350 mm. | 2
set10361 | 1020260300 | PREFORMED D/E, AW 25 SQ.MM. | 4
set10361 | 1020320002 | CONNECTOR,COMPRESSION,H-TYPE,MAIN AL 25-50 SQ.MM.,TAP AL. OR CU. 16-35 SQ.MM. | 2
set10361 | 1030030000 | INSULATOR,SPOOL,TYPE B (CLASS 53-2)TIS.227 | 4
set10361 | 1030130000 | RACK,SECONDARY,MEDIUM PRESSED STEEL 2X200 mm.(2x8") | 2
set10362 | 1010110205 | BOLT,MACHINE M.16x350 mm. | 2
set10362 | 1020260301 | PREFORMED D/E, AW 50 SQ.MM. | 4
set10362 | 1020320003 | CONNECTOR,COMPRESSION,H-TYPE,MAIN AL 50-95 SQ.MM.,TAP AL. OR CU. 50-95 SQ.MM. | 2
set10362 | 1030030000 | INSULATOR,SPOOL,TYPE B (CLASS 53-2)TIS.227 | 4
set10362 | 1030130000 | RACK,SECONDARY,MEDIUM PRESSED STEEL 2X200 mm.(2x8") | 2
set10363 | 1010110205 | BOLT,MACHINE M.16x350 mm. | 2
set10363 | 1020260302 | PREFORMED D/E, AW 95 SQ.MM. | 4
set10363 | 1020320003 | CONNECTOR,COMPRESSION,H-TYPE,MAIN AL 50-95 SQ.MM.,TAP AL. OR CU. 50-95 SQ.MM. | 2
set10363 | 1030030000 | INSULATOR,SPOOL,TYPE B (CLASS 53-2)TIS.227 | 4
set10363 | 1030130000 | RACK,SECONDARY,MEDIUM PRESSED STEEL 2X200 mm.(2x8") | 2
set10366 | 1010110205 | BOLT,MACHINE M.16x350 mm. | 1
set10366 | 1020260300 | PREFORMED D/E, AW 25 SQ.MM. | 2
set10366 | 1020320002 | CONNECTOR,COMPRESSION,H-TYPE,MAIN AL 25-50 SQ.MM.,TAP AL. OR CU. 16-35 SQ.MM. | 1
set10366 | 1030030000 | INSULATOR,SPOOL,TYPE B (CLASS 53-2)TIS.227 | 2
set10366 | 1030130100 | CLEVIS,FLAT STEEL 4 1/4" FOR INSULATOR EEI-NEMA CLASS 53-2 TIS.227 | 2
set10367 | 1010110205 | BOLT,MACHINE M.16x350 mm. | 1
set10367 | 1020260301 | PREFORMED D/E, AW 50 SQ.MM. | 2
set10367 | 1020320003 | CONNECTOR,COMPRESSION,H-TYPE,MAIN AL 50-95 SQ.MM.,TAP AL. OR CU. 50-95 SQ.MM. | 1
set10367 | 1030030000 | INSULATOR,SPOOL,TYPE B (CLASS 53-2)TIS.227 | 2
set10367 | 1030130100 | CLEVIS,FLAT STEEL 4 1/4" FOR INSULATOR EEI-NEMA CLASS 53-2 TIS.227 | 2
set10368 | 1010110205 | BOLT,MACHINE M.16x350 mm. | 1
set10368 | 1020260302 | PREFORMED D/E, AW 95 SQ.MM. | 2
set10368 | 1020320003 | CONNECTOR,COMPRESSION,H-TYPE,MAIN AL 50-95 SQ.MM.,TAP AL. OR CU. 50-95 SQ.MM. | 1
set10368 | 1030030000 | INSULATOR,SPOOL,TYPE B (CLASS 53-2)TIS.227 | 2
set10368 | 1030130100 | CLEVIS,FLAT STEEL 4 1/4" FOR INSULATOR EEI-NEMA CLASS 53-2 TIS.227 | 2
set10401 | 1010110204 | BOLT,MACHINE M.16x300 mm. | 2
set10401 | 1010180100 | WASHER,PLAIN,SQUARE,LARGE 52x52x4.5 mm.HOLE DIA. 18 MM. TIS.258 | 2
set10401 | 1020200002 | TIE WIRE,AL 4 mm. | 0.25
set10401 | 1030030000 | INSULATOR,SPOOL,TYPE B (CLASS 53-2)TIS.227 | 4
set10401 | 1030130002 | RACK,SECONDARY,MEDIUM PRESSED STEEL 4X200 mm.(4x8") | 1
set10402 | 1010110204 | BOLT,MACHINE M.16x300 mm. | 2
set10402 | 1010180100 | WASHER,PLAIN,SQUARE,LARGE 52x52x4.5 mm.HOLE DIA. 18 MM. TIS.258 | 2
set10402 | 1020200002 | TIE WIRE,AL 4 mm. | 0.25
set10402 | 1030030000 | INSULATOR,SPOOL,TYPE B (CLASS 53-2)TIS.227 | 4
set10402 | 1030130002 | RACK,SECONDARY,MEDIUM PRESSED STEEL 4X200 mm.(4x8") | 1
set10403 | 1010110204 | BOLT,MACHINE M.16x300 mm. | 4
set10403 | 1010180100 | WASHER,PLAIN,SQUARE,LARGE 52x52x4.5 mm.HOLE DIA. 18 MM. TIS.258 | 3
set10403 | 1020260300 | PREFORMED D/E, AW 25 SQ.MM. | 4
set10403 | 1030030000 | INSULATOR,SPOOL,TYPE B (CLASS 53-2)TIS.227 | 4
set10403 | 1030130002 | RACK,SECONDARY,MEDIUM PRESSED STEEL 4X200 mm.(4x8") | 1
set10404 | 1010110204 | BOLT,MACHINE M.16x300 mm. | 4
set10404 | 1010180100 | WASHER,PLAIN,SQUARE,LARGE 52x52x4.5 mm.HOLE DIA. 18 MM. TIS.258 | 3
set10404 | 1020260301 | PREFORMED D/E, AW 50 SQ.MM. | 4
set10404 | 1030030000 | INSULATOR,SPOOL,TYPE B (CLASS 53-2)TIS.227 | 4
set10404 | 1030130002 | RACK,SECONDARY,MEDIUM PRESSED STEEL 4X200 mm.(4x8") | 1
set10405 | 1010110204 | BOLT,MACHINE M.16x300 mm. | 4
set10405 | 1010180100 | WASHER,PLAIN,SQUARE,LARGE 52x52x4.5 mm.HOLE DIA. 18 MM. TIS.258 | 3
set10405 | 1020260302 | PREFORMED D/E, AW 95 SQ.MM. | 4
set10405 | 1030030000 | INSULATOR,SPOOL,TYPE B (CLASS 53-2)TIS.227 | 4
set10405 | 1030130002 | RACK,SECONDARY,MEDIUM PRESSED STEEL 4X200 mm.(4x8") | 1
set10411 | 1010110204 | BOLT,MACHINE M.16x300 mm. | 2
set10411 | 1010180100 | WASHER,PLAIN,SQUARE,LARGE 52x52x4.5 mm.HOLE DIA. 18 MM. TIS.258 | 2
set10411 | 1020200002 | TIE WIRE,AL 4 mm. | 0.19
set10411 | 1030030000 | INSULATOR,SPOOL,TYPE B (CLASS 53-2)TIS.227 | 3
set10411 | 1030130001 | RACK,SECONDARY,MEDIUM PRESSED STEEL 3X200 mm.(3x8") | 1
set10412 | 1010110203 | BOLT,MACHINE M.16x250 mm. | 1
set10412 | 1010110204 | BOLT,MACHINE M.16x300 mm. | 1
set10412 | 1010180100 | WASHER,PLAIN,SQUARE,LARGE 52x52x4.5 mm.HOLE DIA. 18 MM. TIS.258 | 1
set10412 | 1020200002 | TIE WIRE,AL 4 mm. | 0.19
set10412 | 1030030000 | INSULATOR,SPOOL,TYPE B (CLASS 53-2)TIS.227 | 3
set10412 | 1030130001 | RACK,SECONDARY,MEDIUM PRESSED STEEL 3X200 mm.(3x8") | 1
set10413 | 1010110204 | BOLT,MACHINE M.16x300 mm. | 3
set10413 | 1010180100 | WASHER,PLAIN,SQUARE,LARGE 52x52x4.5 mm.HOLE DIA. 18 MM. TIS.258 | 2
set10413 | 1020260300 | PREFORMED D/E, AW 25 SQ.MM. | 3
set10413 | 1030030000 | INSULATOR,SPOOL,TYPE B (CLASS 53-2)TIS.227 | 3
set10413 | 1030130001 | RACK,SECONDARY,MEDIUM PRESSED STEEL 3X200 mm.(3x8") | 1
set10414 | 1010110204 | BOLT,MACHINE M.16x300 mm. | 3
set10414 | 1010180100 | WASHER,PLAIN,SQUARE,LARGE 52x52x4.5 mm.HOLE DIA. 18 MM. TIS.258 | 2
set10414 | 1020260301 | PREFORMED D/E, AW 50 SQ.MM. | 3
set10414 | 1030030000 | INSULATOR,SPOOL,TYPE B (CLASS 53-2)TIS.227 | 3
set10414 | 1030130001 | RACK,SECONDARY,MEDIUM PRESSED STEEL 3X200 mm.(3x8") | 1
set10421 | 1010110204 | BOLT,MACHINE M.16x300 mm. | 2
set10421 | 1010180100 | WASHER,PLAIN,SQUARE,LARGE 52x52x4.5 mm.HOLE DIA. 18 MM. TIS.258 | 2
set10421 | 1020200002 | TIE WIRE,AL 4 mm. | 0.13
set10421 | 1030030000 | INSULATOR,SPOOL,TYPE B (CLASS 53-2)TIS.227 | 2
set10421 | 1030130000 | RACK,SECONDARY,MEDIUM PRESSED STEEL 2X200 mm.(2x8") | 1
set10422 | 1010110204 | BOLT,MACHINE M.16x300 mm. | 1
set10422 | 1010110205 | BOLT,MACHINE M.16x350 mm. | 1
set10422 | 1010180100 | WASHER,PLAIN,SQUARE,LARGE 52x52x4.5 mm.HOLE DIA. 18 MM. TIS.258 | 1
set10422 | 1020200002 | TIE WIRE,AL 4 mm. | 0.13
set10422 | 1030030000 | INSULATOR,SPOOL,TYPE B (CLASS 53-2)TIS.227 | 2
set10422 | 1030130000 | RACK,SECONDARY,MEDIUM PRESSED STEEL 2X200 mm.(2x8") | 1
set10423 | 1010110204 | BOLT,MACHINE M.16x300 mm. | 2
set10423 | 1010180100 | WASHER,PLAIN,SQUARE,LARGE 52x52x4.5 mm.HOLE DIA. 18 MM. TIS.258 | 1
set10423 | 1020260300 | PREFORMED D/E, AW 25 SQ.MM. | 2
set10423 | 1030030000 | INSULATOR,SPOOL,TYPE B (CLASS 53-2)TIS.227 | 2
set10423 | 1030130000 | RACK,SECONDARY,MEDIUM PRESSED STEEL 2X200 mm.(2x8") | 1
set10424 | 1010110204 | BOLT,MACHINE M.16x300 mm. | 2
set10424 | 1010180100 | WASHER,PLAIN,SQUARE,LARGE 52x52x4.5 mm.HOLE DIA. 18 MM. TIS.258 | 1
set10424 | 1020260301 | PREFORMED D/E, AW 50 SQ.MM. | 2
set10424 | 1030030000 | INSULATOR,SPOOL,TYPE B (CLASS 53-2)TIS.227 | 2
set10424 | 1030130000 | RACK,SECONDARY,MEDIUM PRESSED STEEL 2X200 mm.(2x8") | 1
set10431 | 1010110204 | BOLT,MACHINE M.16x300 mm. | 1
set10431 | 1010180100 | WASHER,PLAIN,SQUARE,LARGE 52x52x4.5 mm.HOLE DIA. 18 MM. TIS.258 | 1
set10431 | 1020200002 | TIE WIRE,AL 4 mm. | 0.07
set10431 | 1030030000 | INSULATOR,SPOOL,TYPE B (CLASS 53-2)TIS.227 | 1
set10431 | 1030130100 | CLEVIS,FLAT STEEL 4 1/4" FOR INSULATOR EEI-NEMA CLASS 53-2 TIS.227 | 1
set10432 | 1010110204 | BOLT,MACHINE M.16x300 mm. | 1
set10432 | 1010180100 | WASHER,PLAIN,SQUARE,LARGE 52x52x4.5 mm.HOLE DIA. 18 MM. TIS.258 | 1
set10432 | 1020260300 | PREFORMED D/E, AW 25 SQ.MM. | 1
set10432 | 1030030000 | INSULATOR,SPOOL,TYPE B (CLASS 53-2)TIS.227 | 1
set10432 | 1030130100 | CLEVIS,FLAT STEEL 4 1/4" FOR INSULATOR EEI-NEMA CLASS 53-2 TIS.227 | 1
set10433 | 1010110204 | BOLT,MACHINE M.16x300 mm. | 1
set10433 | 1010180100 | WASHER,PLAIN,SQUARE,LARGE 52x52x4.5 mm.HOLE DIA. 18 MM. TIS.258 | 1
set10433 | 1020260301 | PREFORMED D/E, AW 50 SQ.MM. | 1
set10433 | 1030030000 | INSULATOR,SPOOL,TYPE B (CLASS 53-2)TIS.227 | 1
set10433 | 1030130100 | CLEVIS,FLAT STEEL 4 1/4" FOR INSULATOR EEI-NEMA CLASS 53-2 TIS.227 | 1
set10434 | 1010110204 | BOLT,MACHINE M.16x300 mm. | 1
set10434 | 1010180100 | WASHER,PLAIN,SQUARE,LARGE 52x52x4.5 mm.HOLE DIA. 18 MM. TIS.258 | 1
set10434 | 1020260302 | PREFORMED D/E, AW 95 SQ.MM. | 1
set10434 | 1030030000 | INSULATOR,SPOOL,TYPE B (CLASS 53-2)TIS.227 | 1
set10434 | 1030130100 | CLEVIS,FLAT STEEL 4 1/4" FOR INSULATOR EEI-NEMA CLASS 53-2 TIS.227 | 1
set10435 | 1010110204 | BOLT,MACHINE M.16x300 mm. | 1
set10435 | 1020200002 | TIE WIRE,AL 4 mm. | 0.13
set10435 | 1030030000 | INSULATOR,SPOOL,TYPE B (CLASS 53-2)TIS.227 | 2
set10435 | 1030130100 | CLEVIS,FLAT STEEL 4 1/4" FOR INSULATOR EEI-NEMA CLASS 53-2 TIS.227 | 2
set10451 | 1010110204 | BOLT,MACHINE M.16x300 mm. | 4
set10451 | 1020260300 | PREFORMED D/E, AW 25 SQ.MM. | 8
set10451 | 1020320002 | CONNECTOR,COMPRESSION,H-TYPE,MAIN AL 25-50 SQ.MM.,TAP AL. OR CU. 16-35 SQ.MM. | 4
set10451 | 1030030000 | INSULATOR,SPOOL,TYPE B (CLASS 53-2)TIS.227 | 8
set10451 | 1030130002 | RACK,SECONDARY,MEDIUM PRESSED STEEL 4X200 mm.(4x8") | 2
set10452 | 1010110204 | BOLT,MACHINE M.16x300 mm. | 4
set10452 | 1020260301 | PREFORMED D/E, AW 50 SQ.MM. | 8
set10452 | 1020320003 | CONNECTOR,COMPRESSION,H-TYPE,MAIN AL 50-95 SQ.MM.,TAP AL. OR CU. 50-95 SQ.MM. | 4
set10452 | 1030030000 | INSULATOR,SPOOL,TYPE B (CLASS 53-2)TIS.227 | 8
set10452 | 1030130002 | RACK,SECONDARY,MEDIUM PRESSED STEEL 4X200 mm.(4x8") | 2
set10453 | 1010110204 | BOLT,MACHINE M.16x300 mm. | 4
set10453 | 1020260302 | PREFORMED D/E, AW 95 SQ.MM. | 8
set10453 | 1020320003 | CONNECTOR,COMPRESSION,H-TYPE,MAIN AL 50-95 SQ.MM.,TAP AL. OR CU. 50-95 SQ.MM. | 4
set10453 | 1030030000 | INSULATOR,SPOOL,TYPE B (CLASS 53-2)TIS.227 | 8
set10453 | 1030130002 | RACK,SECONDARY,MEDIUM PRESSED STEEL 4X200 mm.(4x8") | 2
set10456 | 1010110204 | BOLT,MACHINE M.16x300 mm. | 3
set10456 | 1020260300 | PREFORMED D/E, AW 25 SQ.MM. | 6
set10456 | 1020320002 | CONNECTOR,COMPRESSION,H-TYPE,MAIN AL 25-50 SQ.MM.,TAP AL. OR CU. 16-35 SQ.MM. | 3
set10456 | 1030030000 | INSULATOR,SPOOL,TYPE B (CLASS 53-2)TIS.227 | 6
set10456 | 1030130001 | RACK,SECONDARY,MEDIUM PRESSED STEEL 3X200 mm.(3x8") | 2
set10457 | 1010110204 | BOLT,MACHINE M.16x300 mm. | 3
set10457 | 1020260301 | PREFORMED D/E, AW 50 SQ.MM. | 6
set10457 | 1020320003 | CONNECTOR,COMPRESSION,H-TYPE,MAIN AL 50-95 SQ.MM.,TAP AL. OR CU. 50-95 SQ.MM. | 3
set10457 | 1030030000 | INSULATOR,SPOOL,TYPE B (CLASS 53-2)TIS.227 | 6
set10457 | 1030130001 | RACK,SECONDARY,MEDIUM PRESSED STEEL 3X200 mm.(3x8") | 2
set10458 | 1010110204 | BOLT,MACHINE M.16x300 mm. | 3
set10458 | 1020260302 | PREFORMED D/E, AW 95 SQ.MM. | 6
set10458 | 1020320003 | CONNECTOR,COMPRESSION,H-TYPE,MAIN AL 50-95 SQ.MM.,TAP AL. OR CU. 50-95 SQ.MM. | 3
set10458 | 1030030000 | INSULATOR,SPOOL,TYPE B (CLASS 53-2)TIS.227 | 6
set10458 | 1030130001 | RACK,SECONDARY,MEDIUM PRESSED STEEL 3X200 mm.(3x8") | 2
set10461 | 1010110204 | BOLT,MACHINE M.16x300 mm. | 2
set10461 | 1020260300 | PREFORMED D/E, AW 25 SQ.MM. | 4
set10461 | 1020320002 | CONNECTOR,COMPRESSION,H-TYPE,MAIN AL 25-50 SQ.MM.,TAP AL. OR CU. 16-35 SQ.MM. | 2
set10461 | 1030030000 | INSULATOR,SPOOL,TYPE B (CLASS 53-2)TIS.227 | 4
set10461 | 1030130000 | RACK,SECONDARY,MEDIUM PRESSED STEEL 2X200 mm.(2x8") | 2
set10462 | 1010110204 | BOLT,MACHINE M.16x300 mm. | 2
set10462 | 1020260301 | PREFORMED D/E, AW 50 SQ.MM. | 4
set10462 | 1020320003 | CONNECTOR,COMPRESSION,H-TYPE,MAIN AL 50-95 SQ.MM.,TAP AL. OR CU. 50-95 SQ.MM. | 2
set10462 | 1030030000 | INSULATOR,SPOOL,TYPE B (CLASS 53-2)TIS.227 | 4
set10462 | 1030130000 | RACK,SECONDARY,MEDIUM PRESSED STEEL 2X200 mm.(2x8") | 2
set10463 | 1010110204 | BOLT,MACHINE M.16x300 mm. | 2
set10463 | 1020260302 | PREFORMED D/E, AW 95 SQ.MM. | 4
set10463 | 1020320003 | CONNECTOR,COMPRESSION,H-TYPE,MAIN AL 50-95 SQ.MM.,TAP AL. OR CU. 50-95 SQ.MM. | 2
set10463 | 1030030000 | INSULATOR,SPOOL,TYPE B (CLASS 53-2)TIS.227 | 4
set10463 | 1030130000 | RACK,SECONDARY,MEDIUM PRESSED STEEL 2X200 mm.(2x8") | 2
set10471 | 1010110204 | BOLT,MACHINE M.16x300 mm. | 1
set10471 | 1020260300 | PREFORMED D/E, AW 25 SQ.MM. | 2
set10471 | 1020320002 | CONNECTOR,COMPRESSION,H-TYPE,MAIN AL 25-50 SQ.MM.,TAP AL. OR CU. 16-35 SQ.MM. | 1
set10471 | 1030030000 | INSULATOR,SPOOL,TYPE B (CLASS 53-2)TIS.227 | 2
set10471 | 1030130100 | CLEVIS,FLAT STEEL 4 1/4" FOR INSULATOR EEI-NEMA CLASS 53-2 TIS.227 | 2
set10472 | 1010110204 | BOLT,MACHINE M.16x300 mm. | 1
set10472 | 1020260301 | PREFORMED D/E, AW 50 SQ.MM. | 2
set10472 | 1020320003 | CONNECTOR,COMPRESSION,H-TYPE,MAIN AL 50-95 SQ.MM.,TAP AL. OR CU. 50-95 SQ.MM. | 1
set10472 | 1030030000 | INSULATOR,SPOOL,TYPE B (CLASS 53-2)TIS.227 | 2
set10472 | 1030130100 | CLEVIS,FLAT STEEL 4 1/4" FOR INSULATOR EEI-NEMA CLASS 53-2 TIS.227 | 2
set10473 | 1010110204 | BOLT,MACHINE M.16x300 mm. | 1
set10473 | 1020260302 | PREFORMED D/E, AW 95 SQ.MM. | 2
set10473 | 1020320003 | CONNECTOR,COMPRESSION,H-TYPE,MAIN AL 50-95 SQ.MM.,TAP AL. OR CU. 50-95 SQ.MM. | 1
set10473 | 1030030000 | INSULATOR,SPOOL,TYPE B (CLASS 53-2)TIS.227 | 2
set10473 | 1030130100 | CLEVIS,FLAT STEEL 4 1/4" FOR INSULATOR EEI-NEMA CLASS 53-2 TIS.227 | 2
set10501 | 1010110207 | BOLT,MACHINE M.16x450 mm. | 2
set10501 | 1010180100 | WASHER,PLAIN,SQUARE,LARGE 52x52x4.5 mm.HOLE DIA. 18 MM. TIS.258 | 2
set10501 | 1020200002 | TIE WIRE,AL 4 mm. | 0.25
set10501 | 1030030000 | INSULATOR,SPOOL,TYPE B (CLASS 53-2)TIS.227 | 4
set10501 | 1030130002 | RACK,SECONDARY,MEDIUM PRESSED STEEL 4X200 mm.(4x8") | 1
set10502 | 1010110207 | BOLT,MACHINE M.16x450 mm. | 4
set10502 | 1010180100 | WASHER,PLAIN,SQUARE,LARGE 52x52x4.5 mm.HOLE DIA. 18 MM. TIS.258 | 2
set10502 | 1020200002 | TIE WIRE,AL 4 mm. | 0.25
set10502 | 1030030000 | INSULATOR,SPOOL,TYPE B (CLASS 53-2)TIS.227 | 4
set10502 | 1030130002 | RACK,SECONDARY,MEDIUM PRESSED STEEL 4X200 mm.(4x8") | 1
set10503 | 1010110207 | BOLT,MACHINE M.16x450 mm. | 4
set10503 | 1010180100 | WASHER,PLAIN,SQUARE,LARGE 52x52x4.5 mm.HOLE DIA. 18 MM. TIS.258 | 3
set10503 | 1020260300 | PREFORMED D/E, AW 25 SQ.MM. | 4
set10503 | 1030030000 | INSULATOR,SPOOL,TYPE B (CLASS 53-2)TIS.227 | 4
set10503 | 1030130002 | RACK,SECONDARY,MEDIUM PRESSED STEEL 4X200 mm.(4x8") | 1
set10504 | 1010110207 | BOLT,MACHINE M.16x450 mm. | 4
set10504 | 1010180100 | WASHER,PLAIN,SQUARE,LARGE 52x52x4.5 mm.HOLE DIA. 18 MM. TIS.258 | 3
set10504 | 1020260301 | PREFORMED D/E, AW 50 SQ.MM. | 4
set10504 | 1030030000 | INSULATOR,SPOOL,TYPE B (CLASS 53-2)TIS.227 | 4
set10504 | 1030130002 | RACK,SECONDARY,MEDIUM PRESSED STEEL 4X200 mm.(4x8") | 1
set10505 | 1010110207 | BOLT,MACHINE M.16x450 mm. | 4
set10505 | 1010180100 | WASHER,PLAIN,SQUARE,LARGE 52x52x4.5 mm.HOLE DIA. 18 MM. TIS.258 | 3
set10505 | 1020260302 | PREFORMED D/E, AW 95 SQ.MM. | 4
set10505 | 1030030000 | INSULATOR,SPOOL,TYPE B (CLASS 53-2)TIS.227 | 4
set10505 | 1030130002 | RACK,SECONDARY,MEDIUM PRESSED STEEL 4X200 mm.(4x8") | 1
set10511 | 1010110207 | BOLT,MACHINE M.16x450 mm. | 2
set10511 | 1010180100 | WASHER,PLAIN,SQUARE,LARGE 52x52x4.5 mm.HOLE DIA. 18 MM. TIS.258 | 2
set10511 | 1020200002 | TIE WIRE,AL 4 mm. | 0.19
set10511 | 1030030000 | INSULATOR,SPOOL,TYPE B (CLASS 53-2)TIS.227 | 3
set10511 | 1030130001 | RACK,SECONDARY,MEDIUM PRESSED STEEL 3X200 mm.(3x8") | 1
set10512 | 1010110207 | BOLT,MACHINE M.16x450 mm. | 2
set10512 | 1010180100 | WASHER,PLAIN,SQUARE,LARGE 52x52x4.5 mm.HOLE DIA. 18 MM. TIS.258 | 1
set10512 | 1020200002 | TIE WIRE,AL 4 mm. | 0.19
set10512 | 1030030000 | INSULATOR,SPOOL,TYPE B (CLASS 53-2)TIS.227 | 3
set10512 | 1030130001 | RACK,SECONDARY,MEDIUM PRESSED STEEL 3X200 mm.(3x8") | 1
set10513 | 1010110207 | BOLT,MACHINE M.16x450 mm. | 3
set10513 | 1010180100 | WASHER,PLAIN,SQUARE,LARGE 52x52x4.5 mm.HOLE DIA. 18 MM. TIS.258 | 2
set10513 | 1020260300 | PREFORMED D/E, AW 25 SQ.MM. | 3
set10513 | 1030030000 | INSULATOR,SPOOL,TYPE B (CLASS 53-2)TIS.227 | 3
set10513 | 1030130001 | RACK,SECONDARY,MEDIUM PRESSED STEEL 3X200 mm.(3x8") | 1
set10514 | 1010110207 | BOLT,MACHINE M.16x450 mm. | 4
set10514 | 1010180100 | WASHER,PLAIN,SQUARE,LARGE 52x52x4.5 mm.HOLE DIA. 18 MM. TIS.258 | 2
set10514 | 1020260301 | PREFORMED D/E, AW 50 SQ.MM. | 3
set10514 | 1030030000 | INSULATOR,SPOOL,TYPE B (CLASS 53-2)TIS.227 | 3
set10514 | 1030130001 | RACK,SECONDARY,MEDIUM PRESSED STEEL 3X200 mm.(3x8") | 1
set10521 | 1010110207 | BOLT,MACHINE M.16x450 mm. | 2
set10521 | 1010180100 | WASHER,PLAIN,SQUARE,LARGE 52x52x4.5 mm.HOLE DIA. 18 MM. TIS.258 | 2
set10521 | 1020200002 | TIE WIRE,AL 4 mm. | 0.13
set10521 | 1030030000 | INSULATOR,SPOOL,TYPE B (CLASS 53-2)TIS.227 | 2
set10521 | 1030130000 | RACK,SECONDARY,MEDIUM PRESSED STEEL 2X200 mm.(2x8") | 1
set10522 | 1010110207 | BOLT,MACHINE M.16x450 mm. | 2
set10522 | 1010180100 | WASHER,PLAIN,SQUARE,LARGE 52x52x4.5 mm.HOLE DIA. 18 MM. TIS.258 | 1
set10522 | 1020200002 | TIE WIRE,AL 4 mm. | 0.13
set10522 | 1030030000 | INSULATOR,SPOOL,TYPE B (CLASS 53-2)TIS.227 | 2
set10522 | 1030130000 | RACK,SECONDARY,MEDIUM PRESSED STEEL 2X200 mm.(2x8") | 1
set10523 | 1010110207 | BOLT,MACHINE M.16x450 mm. | 2
set10523 | 1010180100 | WASHER,PLAIN,SQUARE,LARGE 52x52x4.5 mm.HOLE DIA. 18 MM. TIS.258 | 1
set10523 | 1020260300 | PREFORMED D/E, AW 25 SQ.MM. | 2
set10523 | 1030030000 | INSULATOR,SPOOL,TYPE B (CLASS 53-2)TIS.227 | 2
set10523 | 1030130000 | RACK,SECONDARY,MEDIUM PRESSED STEEL 2X200 mm.(2x8") | 1
set10524 | 1010110207 | BOLT,MACHINE M.16x450 mm. | 2
set10524 | 1010180100 | WASHER,PLAIN,SQUARE,LARGE 52x52x4.5 mm.HOLE DIA. 18 MM. TIS.258 | 1
set10524 | 1020260301 | PREFORMED D/E, AW 50 SQ.MM. | 2
set10524 | 1030030000 | INSULATOR,SPOOL,TYPE B (CLASS 53-2)TIS.227 | 2
set10524 | 1030130000 | RACK,SECONDARY,MEDIUM PRESSED STEEL 2X200 mm.(2x8") | 1
set10525 | 1010110207 | BOLT,MACHINE M.16x450 mm. | 2
set10525 | 1010180100 | WASHER,PLAIN,SQUARE,LARGE 52x52x4.5 mm.HOLE DIA. 18 MM. TIS.258 | 1
set10525 | 1020260302 | PREFORMED D/E, AW 95 SQ.MM. | 2
set10525 | 1030030000 | INSULATOR,SPOOL,TYPE B (CLASS 53-2)TIS.227 | 2
set10525 | 1030130000 | RACK,SECONDARY,MEDIUM PRESSED STEEL 2X200 mm.(2x8") | 1
set10531 | 1010110207 | BOLT,MACHINE M.16x450 mm. | 1
set10531 | 1010180100 | WASHER,PLAIN,SQUARE,LARGE 52x52x4.5 mm.HOLE DIA. 18 MM. TIS.258 | 1
set10531 | 1020200002 | TIE WIRE,AL 4 mm. | 0.07
set10531 | 1030030000 | INSULATOR,SPOOL,TYPE B (CLASS 53-2)TIS.227 | 1
set10531 | 1030130100 | CLEVIS,FLAT STEEL 4 1/4" FOR INSULATOR EEI-NEMA CLASS 53-2 TIS.227 | 1
set10532 | 1010110207 | BOLT,MACHINE M.16x450 mm. | 1
set10532 | 1010180100 | WASHER,PLAIN,SQUARE,LARGE 52x52x4.5 mm.HOLE DIA. 18 MM. TIS.258 | 1
set10532 | 1020260300 | PREFORMED D/E, AW 25 SQ.MM. | 1
set10532 | 1030030000 | INSULATOR,SPOOL,TYPE B (CLASS 53-2)TIS.227 | 1
set10532 | 1030130100 | CLEVIS,FLAT STEEL 4 1/4" FOR INSULATOR EEI-NEMA CLASS 53-2 TIS.227 | 1
set10533 | 1010110207 | BOLT,MACHINE M.16x450 mm. | 1
set10533 | 1010180100 | WASHER,PLAIN,SQUARE,LARGE 52x52x4.5 mm.HOLE DIA. 18 MM. TIS.258 | 1
set10533 | 1020260301 | PREFORMED D/E, AW 50 SQ.MM. | 1
set10533 | 1030030000 | INSULATOR,SPOOL,TYPE B (CLASS 53-2)TIS.227 | 1
set10533 | 1030130100 | CLEVIS,FLAT STEEL 4 1/4" FOR INSULATOR EEI-NEMA CLASS 53-2 TIS.227 | 1
set10534 | 1010110207 | BOLT,MACHINE M.16x450 mm. | 1
set10534 | 1010180100 | WASHER,PLAIN,SQUARE,LARGE 52x52x4.5 mm.HOLE DIA. 18 MM. TIS.258 | 1
set10534 | 1020260302 | PREFORMED D/E, AW 95 SQ.MM. | 1
set10534 | 1030030000 | INSULATOR,SPOOL,TYPE B (CLASS 53-2)TIS.227 | 1
set10534 | 1030130100 | CLEVIS,FLAT STEEL 4 1/4" FOR INSULATOR EEI-NEMA CLASS 53-2 TIS.227 | 1
set10535 | 1010110207 | BOLT,MACHINE M.16x450 mm. | 1
set10535 | 1010180100 | WASHER,PLAIN,SQUARE,LARGE 52x52x4.5 mm.HOLE DIA. 18 MM. TIS.258 | 1
set10535 | 1020200002 | TIE WIRE,AL 4 mm. | 0.13
set10535 | 1030030000 | INSULATOR,SPOOL,TYPE B (CLASS 53-2)TIS.227 | 2
set10535 | 1030130100 | CLEVIS,FLAT STEEL 4 1/4" FOR INSULATOR EEI-NEMA CLASS 53-2 TIS.227 | 2
set10551 | 1010110207 | BOLT,MACHINE M.16x450 mm. | 4
set10551 | 1020260300 | PREFORMED D/E, AW 25 SQ.MM. | 8
set10551 | 1020320002 | CONNECTOR,COMPRESSION,H-TYPE,MAIN AL 25-50 SQ.MM.,TAP AL. OR CU. 16-35 SQ.MM. | 4
set10551 | 1030030000 | INSULATOR,SPOOL,TYPE B (CLASS 53-2)TIS.227 | 8
set10551 | 1030130002 | RACK,SECONDARY,MEDIUM PRESSED STEEL 4X200 mm.(4x8") | 2
set10552 | 1010110207 | BOLT,MACHINE M.16x450 mm. | 4
set10552 | 1020260301 | PREFORMED D/E, AW 50 SQ.MM. | 8
set10552 | 1020320003 | CONNECTOR,COMPRESSION,H-TYPE,MAIN AL 50-95 SQ.MM.,TAP AL. OR CU. 50-95 SQ.MM. | 4
set10552 | 1030030000 | INSULATOR,SPOOL,TYPE B (CLASS 53-2)TIS.227 | 8
set10552 | 1030130002 | RACK,SECONDARY,MEDIUM PRESSED STEEL 4X200 mm.(4x8") | 2
set10553 | 1010110207 | BOLT,MACHINE M.16x450 mm. | 4
set10553 | 1020260302 | PREFORMED D/E, AW 95 SQ.MM. | 8
set10553 | 1020320003 | CONNECTOR,COMPRESSION,H-TYPE,MAIN AL 50-95 SQ.MM.,TAP AL. OR CU. 50-95 SQ.MM. | 4
set10553 | 1030030000 | INSULATOR,SPOOL,TYPE B (CLASS 53-2)TIS.227 | 8
set10553 | 1030130002 | RACK,SECONDARY,MEDIUM PRESSED STEEL 4X200 mm.(4x8") | 2
set10556 | 1010110207 | BOLT,MACHINE M.16x450 mm. | 3
set10556 | 1020260300 | PREFORMED D/E, AW 25 SQ.MM. | 6
set10556 | 1020320002 | CONNECTOR,COMPRESSION,H-TYPE,MAIN AL 25-50 SQ.MM.,TAP AL. OR CU. 16-35 SQ.MM. | 3
set10556 | 1030030000 | INSULATOR,SPOOL,TYPE B (CLASS 53-2)TIS.227 | 6
set10556 | 1030130001 | RACK,SECONDARY,MEDIUM PRESSED STEEL 3X200 mm.(3x8") | 2
set10557 | 1010110207 | BOLT,MACHINE M.16x450 mm. | 3
set10557 | 1020260301 | PREFORMED D/E, AW 50 SQ.MM. | 6
set10557 | 1020320003 | CONNECTOR,COMPRESSION,H-TYPE,MAIN AL 50-95 SQ.MM.,TAP AL. OR CU. 50-95 SQ.MM. | 3
set10557 | 1030030000 | INSULATOR,SPOOL,TYPE B (CLASS 53-2)TIS.227 | 6
set10557 | 1030130001 | RACK,SECONDARY,MEDIUM PRESSED STEEL 3X200 mm.(3x8") | 2
set10558 | 1010110207 | BOLT,MACHINE M.16x450 mm. | 3
set10558 | 1020260302 | PREFORMED D/E, AW 95 SQ.MM. | 6
set10558 | 1020320003 | CONNECTOR,COMPRESSION,H-TYPE,MAIN AL 50-95 SQ.MM.,TAP AL. OR CU. 50-95 SQ.MM. | 3
set10558 | 1030030000 | INSULATOR,SPOOL,TYPE B (CLASS 53-2)TIS.227 | 6
set10558 | 1030130001 | RACK,SECONDARY,MEDIUM PRESSED STEEL 3X200 mm.(3x8") | 2
set10561 | 1010110207 | BOLT,MACHINE M.16x450 mm. | 2
set10561 | 1020260300 | PREFORMED D/E, AW 25 SQ.MM. | 4
set10561 | 1020320002 | CONNECTOR,COMPRESSION,H-TYPE,MAIN AL 25-50 SQ.MM.,TAP AL. OR CU. 16-35 SQ.MM. | 2
set10561 | 1030030000 | INSULATOR,SPOOL,TYPE B (CLASS 53-2)TIS.227 | 4
set10561 | 1030130000 | RACK,SECONDARY,MEDIUM PRESSED STEEL 2X200 mm.(2x8") | 2
set10562 | 1010110207 | BOLT,MACHINE M.16x450 mm. | 2
set10562 | 1020260301 | PREFORMED D/E, AW 50 SQ.MM. | 4
set10562 | 1020320003 | CONNECTOR,COMPRESSION,H-TYPE,MAIN AL 50-95 SQ.MM.,TAP AL. OR CU. 50-95 SQ.MM. | 2
set10562 | 1030030000 | INSULATOR,SPOOL,TYPE B (CLASS 53-2)TIS.227 | 4
set10562 | 1030130000 | RACK,SECONDARY,MEDIUM PRESSED STEEL 2X200 mm.(2x8") | 2
set10563 | 1010110207 | BOLT,MACHINE M.16x450 mm. | 2
set10563 | 1020260302 | PREFORMED D/E, AW 95 SQ.MM. | 4
set10563 | 1020320003 | CONNECTOR,COMPRESSION,H-TYPE,MAIN AL 50-95 SQ.MM.,TAP AL. OR CU. 50-95 SQ.MM. | 2
set10563 | 1030030000 | INSULATOR,SPOOL,TYPE B (CLASS 53-2)TIS.227 | 4
set10563 | 1030130000 | RACK,SECONDARY,MEDIUM PRESSED STEEL 2X200 mm.(2x8") | 2
set10566 | 1010110207 | BOLT,MACHINE M.16x450 mm. | 1
set10566 | 1020260300 | PREFORMED D/E, AW 25 SQ.MM. | 2
set10566 | 1020320002 | CONNECTOR,COMPRESSION,H-TYPE,MAIN AL 25-50 SQ.MM.,TAP AL. OR CU. 16-35 SQ.MM. | 1
set10566 | 1030030000 | INSULATOR,SPOOL,TYPE B (CLASS 53-2)TIS.227 | 2
set10566 | 1030130100 | CLEVIS,FLAT STEEL 4 1/4" FOR INSULATOR EEI-NEMA CLASS 53-2 TIS.227 | 2
set10567 | 1010110207 | BOLT,MACHINE M.16x450 mm. | 1
set10567 | 1020260301 | PREFORMED D/E, AW 50 SQ.MM. | 2
set10567 | 1020320003 | CONNECTOR,COMPRESSION,H-TYPE,MAIN AL 50-95 SQ.MM.,TAP AL. OR CU. 50-95 SQ.MM. | 1
set10567 | 1030030000 | INSULATOR,SPOOL,TYPE B (CLASS 53-2)TIS.227 | 2
set10567 | 1030130100 | CLEVIS,FLAT STEEL 4 1/4" FOR INSULATOR EEI-NEMA CLASS 53-2 TIS.227 | 2
set10568 | 1010110207 | BOLT,MACHINE M.16x450 mm. | 1
set10568 | 1020260302 | PREFORMED D/E, AW 95 SQ.MM. | 2
set10568 | 1020320003 | CONNECTOR,COMPRESSION,H-TYPE,MAIN AL 50-95 SQ.MM.,TAP AL. OR CU. 50-95 SQ.MM. | 1
set10568 | 1030030000 | INSULATOR,SPOOL,TYPE B (CLASS 53-2)TIS.227 | 2
set10568 | 1030130100 | CLEVIS,FLAT STEEL 4 1/4" FOR INSULATOR EEI-NEMA CLASS 53-2 TIS.227 | 2
set10602 | 1010110200 | BOLT,MACHINE M.16x130 mm. | 9
set10602 | 1010200001 | BRACE,FLAT,FOR CROSSARM 30x6x760 mm. | 6
set10602 | 1020260301 | PREFORMED D/E, AW 50 SQ.MM. | 6
set10602 | 1030030000 | INSULATOR,SPOOL,TYPE B (CLASS 53-2)TIS.227 | 3
set10603 | 1010110200 | BOLT,MACHINE M.16x130 mm. | 9
set10603 | 1010200001 | BRACE,FLAT,FOR CROSSARM 30x6x760 mm. | 6
set10603 | 1020260302 | PREFORMED D/E, AW 95 SQ.MM. | 6
set10603 | 1030030000 | INSULATOR,SPOOL,TYPE B (CLASS 53-2)TIS.227 | 3
set10606 | 1010110200 | BOLT,MACHINE M.16x130 mm. | 12
set10606 | 1010200001 | BRACE,FLAT,FOR CROSSARM 30x6x760 mm. | 8
set10606 | 1020260301 | PREFORMED D/E, AW 50 SQ.MM. | 8
set10606 | 1030030000 | INSULATOR,SPOOL,TYPE B (CLASS 53-2)TIS.227 | 4
set10608 | 1010110200 | BOLT,MACHINE M.16x130 mm. | 12
set10608 | 1010200001 | BRACE,FLAT,FOR CROSSARM 30x6x760 mm. | 8
set10608 | 1020260302 | PREFORMED D/E, AW 95 SQ.MM. | 8
set10608 | 1030030000 | INSULATOR,SPOOL,TYPE B (CLASS 53-2)TIS.227 | 4
set11004 | 1010110200 | BOLT,MACHINE M.16x130 mm. | 10
set11004 | 1010110201 | BOLT,MACHINE M.16x170 mm. | 3
set11004 | 1010110202 | BOLT,MACHINE M.16x200 mm. | 1
set11004 | 1010180100 | WASHER,PLAIN,SQUARE,LARGE 52x52x4.5 mm.HOLE DIA. 18 MM. TIS.258 | 3
set11004 | 1010200001 | BRACE,FLAT,FOR CROSSARM 30x6x760 mm. | 6
set11004 | 1020260301 | PREFORMED D/E, AW 50 SQ.MM. | 7
set11004 | 1030030000 | INSULATOR,SPOOL,TYPE B (CLASS 53-2)TIS.227 | 7
set11004 | 1030130002 | RACK,SECONDARY,MEDIUM PRESSED STEEL 4X200 mm.(4x8") | 1
set11005 | 1010110200 | BOLT,MACHINE M.16x130 mm. | 10
set11005 | 1010110201 | BOLT,MACHINE M.16x170 mm. | 3
set11005 | 1010110202 | BOLT,MACHINE M.16x200 mm. | 1
set11005 | 1010180100 | WASHER,PLAIN,SQUARE,LARGE 52x52x4.5 mm.HOLE DIA. 18 MM. TIS.258 | 3
set11005 | 1010200001 | BRACE,FLAT,FOR CROSSARM 30x6x760 mm. | 6
set11005 | 1020260302 | PREFORMED D/E, AW 95 SQ.MM. | 7
set11005 | 1030030000 | INSULATOR,SPOOL,TYPE B (CLASS 53-2)TIS.227 | 7
set11005 | 1030130002 | RACK,SECONDARY,MEDIUM PRESSED STEEL 4X200 mm.(4x8") | 1
set11014 | 1010110200 | BOLT,MACHINE M.16x130 mm. | 12
set11014 | 1010110201 | BOLT,MACHINE M.16x170 mm. | 3
set11014 | 1010110202 | BOLT,MACHINE M.16x200 mm. | 1
set11014 | 1010180100 | WASHER,PLAIN,SQUARE,LARGE 52x52x4.5 mm.HOLE DIA. 18 MM. TIS.258 | 4
set11014 | 1010200001 | BRACE,FLAT,FOR CROSSARM 30x6x760 mm. | 8
set11014 | 1020260301 | PREFORMED D/E, AW 50 SQ.MM. | 8
set11014 | 1030030000 | INSULATOR,SPOOL,TYPE B (CLASS 53-2)TIS.227 | 8
set11014 | 1030130002 | RACK,SECONDARY,MEDIUM PRESSED STEEL 4X200 mm.(4x8") | 1
set11015 | 1010110200 | BOLT,MACHINE M.16x130 mm. | 12
set11015 | 1010110201 | BOLT,MACHINE M.16x170 mm. | 3
set11015 | 1010110202 | BOLT,MACHINE M.16x200 mm. | 1
set11015 | 1010180100 | WASHER,PLAIN,SQUARE,LARGE 52x52x4.5 mm.HOLE DIA. 18 MM. TIS.258 | 3
set11015 | 1010200001 | BRACE,FLAT,FOR CROSSARM 30x6x760 mm. | 8
set11015 | 1020260302 | PREFORMED D/E, AW 95 SQ.MM. | 8
set11015 | 1030030000 | INSULATOR,SPOOL,TYPE B (CLASS 53-2)TIS.227 | 8
set11015 | 1030130002 | RACK,SECONDARY,MEDIUM PRESSED STEEL 4X200 mm.(4x8") | 1
set11104 | 1010110200 | BOLT,MACHINE M.16x130 mm. | 10
set11104 | 1010110203 | BOLT,MACHINE M.16x250 mm. | 4
set11104 | 1010180100 | WASHER,PLAIN,SQUARE,LARGE 52x52x4.5 mm.HOLE DIA. 18 MM. TIS.258 | 3
set11104 | 1010200001 | BRACE,FLAT,FOR CROSSARM 30x6x760 mm. | 6
set11104 | 1020260301 | PREFORMED D/E, AW 50 SQ.MM. | 7
set11104 | 1030030000 | INSULATOR,SPOOL,TYPE B (CLASS 53-2)TIS.227 | 7
set11104 | 1030130002 | RACK,SECONDARY,MEDIUM PRESSED STEEL 4X200 mm.(4x8") | 1
set11105 | 1010110200 | BOLT,MACHINE M.16x130 mm. | 10
set11105 | 1010110203 | BOLT,MACHINE M.16x250 mm. | 4
set11105 | 1010180100 | WASHER,PLAIN,SQUARE,LARGE 52x52x4.5 mm.HOLE DIA. 18 MM. TIS.258 | 3
set11105 | 1010200001 | BRACE,FLAT,FOR CROSSARM 30x6x760 mm. | 6
set11105 | 1020260302 | PREFORMED D/E, AW 95 SQ.MM. | 7
set11105 | 1030030000 | INSULATOR,SPOOL,TYPE B (CLASS 53-2)TIS.227 | 7
set11105 | 1030130002 | RACK,SECONDARY,MEDIUM PRESSED STEEL 4X200 mm.(4x8") | 1
set11114 | 1010110200 | BOLT,MACHINE M.16x130 mm. | 12
set11114 | 1010110203 | BOLT,MACHINE M.16x250 mm. | 4
set11114 | 1010180100 | WASHER,PLAIN,SQUARE,LARGE 52x52x4.5 mm.HOLE DIA. 18 MM. TIS.258 | 3
set11114 | 1010200001 | BRACE,FLAT,FOR CROSSARM 30x6x760 mm. | 8
set11114 | 1020260301 | PREFORMED D/E, AW 50 SQ.MM. | 8
set11114 | 1030030000 | INSULATOR,SPOOL,TYPE B (CLASS 53-2)TIS.227 | 8
set11114 | 1030130002 | RACK,SECONDARY,MEDIUM PRESSED STEEL 4X200 mm.(4x8") | 1
set11115 | 1010110200 | BOLT,MACHINE M.16x130 mm. | 12
set11115 | 1010110203 | BOLT,MACHINE M.16x250 mm. | 4
set11115 | 1010180100 | WASHER,PLAIN,SQUARE,LARGE 52x52x4.5 mm.HOLE DIA. 18 MM. TIS.258 | 4
set11115 | 1010200001 | BRACE,FLAT,FOR CROSSARM 30x6x760 mm. | 8
set11115 | 1020260302 | PREFORMED D/E, AW 95 SQ.MM. | 8
set11115 | 1030030000 | INSULATOR,SPOOL,TYPE B (CLASS 53-2)TIS.227 | 8
set11115 | 1030130002 | RACK,SECONDARY,MEDIUM PRESSED STEEL 4X200 mm.(4x8") | 1
set11141 | 1010110200 | BOLT,MACHINE M.16x130 mm. | 10
set11141 | 1010110204 | BOLT,MACHINE M.16x300 mm. | 4
set11141 | 1010180100 | WASHER,PLAIN,SQUARE,LARGE 52x52x4.5 mm.HOLE DIA. 18 MM. TIS.258 | 3
set11141 | 1010200001 | BRACE,FLAT,FOR CROSSARM 30x6x760 mm. | 6
set11141 | 1020260301 | PREFORMED D/E, AW 50 SQ.MM. | 7
set11141 | 1030030000 | INSULATOR,SPOOL,TYPE B (CLASS 53-2)TIS.227 | 7
set11141 | 1030130002 | RACK,SECONDARY,MEDIUM PRESSED STEEL 4X200 mm.(4x8") | 1
set11142 | 1010110200 | BOLT,MACHINE M.16x130 mm. | 10
set11142 | 1010110204 | BOLT,MACHINE M.16x300 mm. | 4
set11142 | 1010180100 | WASHER,PLAIN,SQUARE,LARGE 52x52x4.5 mm.HOLE DIA. 18 MM. TIS.258 | 3
set11142 | 1010200001 | BRACE,FLAT,FOR CROSSARM 30x6x760 mm. | 6
set11142 | 1020260302 | PREFORMED D/E, AW 95 SQ.MM. | 1
set11142 | 1030030000 | INSULATOR,SPOOL,TYPE B (CLASS 53-2)TIS.227 | 7
set11142 | 1030130002 | RACK,SECONDARY,MEDIUM PRESSED STEEL 4X200 mm.(4x8") | 1
set11151 | 1010110200 | BOLT,MACHINE M.16x130 mm. | 12
set11151 | 1010110204 | BOLT,MACHINE M.16x300 mm. | 4
set11151 | 1010180100 | WASHER,PLAIN,SQUARE,LARGE 52x52x4.5 mm.HOLE DIA. 18 MM. TIS.258 | 3
set11151 | 1010200001 | BRACE,FLAT,FOR CROSSARM 30x6x760 mm. | 8
set11151 | 1020260301 | PREFORMED D/E, AW 50 SQ.MM. | 8
set11151 | 1030030000 | INSULATOR,SPOOL,TYPE B (CLASS 53-2)TIS.227 | 8
set11151 | 1030130002 | RACK,SECONDARY,MEDIUM PRESSED STEEL 4X200 mm.(4x8") | 1
set11152 | 1010110200 | BOLT,MACHINE M.16x130 mm. | 12
set11152 | 1010110204 | BOLT,MACHINE M.16x300 mm. | 4
set11152 | 1010180100 | WASHER,PLAIN,SQUARE,LARGE 52x52x4.5 mm.HOLE DIA. 18 MM. TIS.258 | 3
set11152 | 1010200001 | BRACE,FLAT,FOR CROSSARM 30x6x760 mm. | 8
set11152 | 1020260302 | PREFORMED D/E, AW 95 SQ.MM. | 8
set11152 | 1030030000 | INSULATOR,SPOOL,TYPE B (CLASS 53-2)TIS.227 | 8
set11152 | 1030130002 | RACK,SECONDARY,MEDIUM PRESSED STEEL 4X200 mm.(4x8") | 1
set11204 | 1010110200 | BOLT,MACHINE M.16x130 mm. | 10
set11204 | 1010110204 | BOLT,MACHINE M.16x300 mm. | 4
set11204 | 1010180100 | WASHER,PLAIN,SQUARE,LARGE 52x52x4.5 mm.HOLE DIA. 18 MM. TIS.258 | 4
set11204 | 1010200001 | BRACE,FLAT,FOR CROSSARM 30x6x760 mm. | 6
set11204 | 1020310001 | CONNECTOR,DEAD END,AL 50-70 sq.mm. | 7
set11204 | 1030030000 | INSULATOR,SPOOL,TYPE B (CLASS 53-2)TIS.227 | 7
set11204 | 1030130002 | RACK,SECONDARY,MEDIUM PRESSED STEEL 4X200 mm.(4x8") | 1
set11205 | 1010110200 | BOLT,MACHINE M.16x130 mm. | 10
set11205 | 1010110204 | BOLT,MACHINE M.16x300 mm. | 4
set11205 | 1010180100 | WASHER,PLAIN,SQUARE,LARGE 52x52x4.5 mm.HOLE DIA. 18 MM. TIS.258 | 3
set11205 | 1010200001 | BRACE,FLAT,FOR CROSSARM 30x6x760 mm. | 6
set11205 | 1020310002 | CONNECTOR,DEAD END,AL 95-120 sq.mm. | 7
set11205 | 1030030000 | INSULATOR,SPOOL,TYPE B (CLASS 53-2)TIS.227 | 7
set11205 | 1030130002 | RACK,SECONDARY,MEDIUM PRESSED STEEL 4X200 mm.(4x8") | 1
set11214 | 1010110200 | BOLT,MACHINE M.16x130 mm. | 12
set11214 | 1010110204 | BOLT,MACHINE M.16x300 mm. | 4
set11214 | 1010180100 | WASHER,PLAIN,SQUARE,LARGE 52x52x4.5 mm.HOLE DIA. 18 MM. TIS.258 | 3
set11214 | 1010200001 | BRACE,FLAT,FOR CROSSARM 30x6x760 mm. | 8
set11214 | 1020310001 | CONNECTOR,DEAD END,AL 50-70 sq.mm. | 8
set11214 | 1030030000 | INSULATOR,SPOOL,TYPE B (CLASS 53-2)TIS.227 | 8
set11214 | 1030130002 | RACK,SECONDARY,MEDIUM PRESSED STEEL 4X200 mm.(4x8") | 1
set11215 | 1010110200 | BOLT,MACHINE M.16x130 mm. | 12
set11215 | 1010110204 | BOLT,MACHINE M.16x300 mm. | 4
set11215 | 1010180100 | WASHER,PLAIN,SQUARE,LARGE 52x52x4.5 mm.HOLE DIA. 18 MM. TIS.258 | 3
set11215 | 1010200001 | BRACE,FLAT,FOR CROSSARM 30x6x760 mm. | 8
set11215 | 1020310002 | CONNECTOR,DEAD END,AL 95-120 sq.mm. | 8
set11215 | 1030030000 | INSULATOR,SPOOL,TYPE B (CLASS 53-2)TIS.227 | 8
set11215 | 1030130002 | RACK,SECONDARY,MEDIUM PRESSED STEEL 4X200 mm.(4x8") | 1
set11224 | 1010110200 | BOLT,MACHINE M.16x130 mm. | 10
set11224 | 1010110205 | BOLT,MACHINE M.16x350 mm. | 4
set11224 | 1010180100 | WASHER,PLAIN,SQUARE,LARGE 52x52x4.5 mm.HOLE DIA. 18 MM. TIS.258 | 3
set11224 | 1010200001 | BRACE,FLAT,FOR CROSSARM 30x6x760 mm. | 6
set11224 | 1020260301 | PREFORMED D/E, AW 50 SQ.MM. | 7
set11224 | 1030030000 | INSULATOR,SPOOL,TYPE B (CLASS 53-2)TIS.227 | 7
set11224 | 1030130002 | RACK,SECONDARY,MEDIUM PRESSED STEEL 4X200 mm.(4x8") | 1
set11225 | 1010110200 | BOLT,MACHINE M.16x130 mm. | 10
set11225 | 1010110205 | BOLT,MACHINE M.16x350 mm. | 4
set11225 | 1010180100 | WASHER,PLAIN,SQUARE,LARGE 52x52x4.5 mm.HOLE DIA. 18 MM. TIS.258 | 3
set11225 | 1010200001 | BRACE,FLAT,FOR CROSSARM 30x6x760 mm. | 6
set11225 | 1020260302 | PREFORMED D/E, AW 95 SQ.MM. | 7
set11225 | 1030030000 | INSULATOR,SPOOL,TYPE B (CLASS 53-2)TIS.227 | 7
set11225 | 1030130002 | RACK,SECONDARY,MEDIUM PRESSED STEEL 4X200 mm.(4x8") | 1
set11234 | 1010110200 | BOLT,MACHINE M.16x130 mm. | 12
set11234 | 1010110205 | BOLT,MACHINE M.16x350 mm. | 4
set11234 | 1010180100 | WASHER,PLAIN,SQUARE,LARGE 52x52x4.5 mm.HOLE DIA. 18 MM. TIS.258 | 3
set11234 | 1010200001 | BRACE,FLAT,FOR CROSSARM 30x6x760 mm. | 8
set11234 | 1020260301 | PREFORMED D/E, AW 50 SQ.MM. | 8
set11234 | 1030030000 | INSULATOR,SPOOL,TYPE B (CLASS 53-2)TIS.227 | 8
set11234 | 1030130002 | RACK,SECONDARY,MEDIUM PRESSED STEEL 4X200 mm.(4x8") | 1
set11235 | 1010110200 | BOLT,MACHINE M.16x130 mm. | 12
set11235 | 1010110205 | BOLT,MACHINE M.16x350 mm. | 4
set11235 | 1010180100 | WASHER,PLAIN,SQUARE,LARGE 52x52x4.5 mm.HOLE DIA. 18 MM. TIS.258 | 3
set11235 | 1010200001 | BRACE,FLAT,FOR CROSSARM 30x6x760 mm. | 8
set11235 | 1020260302 | PREFORMED D/E, AW 95 SQ.MM. | 8
set11235 | 1030030000 | INSULATOR,SPOOL,TYPE B (CLASS 53-2)TIS.227 | 8
set11235 | 1030130002 | RACK,SECONDARY,MEDIUM PRESSED STEEL 4X200 mm.(4x8") | 1
set11244 | 1010110200 | BOLT,MACHINE M.16x130 mm. | 10
set11244 | 1010110206 | BOLT,MACHINE M.16x400 mm. | 4
set11244 | 1010180100 | WASHER,PLAIN,SQUARE,LARGE 52x52x4.5 mm.HOLE DIA. 18 MM. TIS.258 | 3
set11244 | 1010200001 | BRACE,FLAT,FOR CROSSARM 30x6x760 mm. | 6
set11244 | 1020260301 | PREFORMED D/E, AW 50 SQ.MM. | 7
set11244 | 1030030000 | INSULATOR,SPOOL,TYPE B (CLASS 53-2)TIS.227 | 7
set11244 | 1030130002 | RACK,SECONDARY,MEDIUM PRESSED STEEL 4X200 mm.(4x8") | 1
set11245 | 1010110200 | BOLT,MACHINE M.16x130 mm. | 10
set11245 | 1010110206 | BOLT,MACHINE M.16x400 mm. | 4
set11245 | 1010180100 | WASHER,PLAIN,SQUARE,LARGE 52x52x4.5 mm.HOLE DIA. 18 MM. TIS.258 | 3
set11245 | 1010200001 | BRACE,FLAT,FOR CROSSARM 30x6x760 mm. | 6
set11245 | 1020260302 | PREFORMED D/E, AW 95 SQ.MM. | 7
set11245 | 1030030000 | INSULATOR,SPOOL,TYPE B (CLASS 53-2)TIS.227 | 7
set11245 | 1030130002 | RACK,SECONDARY,MEDIUM PRESSED STEEL 4X200 mm.(4x8") | 1
set11254 | 1010110200 | BOLT,MACHINE M.16x130 mm. | 12
set11254 | 1010110206 | BOLT,MACHINE M.16x400 mm. | 4
set11254 | 1010180100 | WASHER,PLAIN,SQUARE,LARGE 52x52x4.5 mm.HOLE DIA. 18 MM. TIS.258 | 3
set11254 | 1010200001 | BRACE,FLAT,FOR CROSSARM 30x6x760 mm. | 8
set11254 | 1020260301 | PREFORMED D/E, AW 50 SQ.MM. | 8
set11254 | 1030030000 | INSULATOR,SPOOL,TYPE B (CLASS 53-2)TIS.227 | 8
set11254 | 1030130002 | RACK,SECONDARY,MEDIUM PRESSED STEEL 4X200 mm.(4x8") | 1
set11255 | 1010110200 | BOLT,MACHINE M.16x130 mm. | 12
set11255 | 1010110206 | BOLT,MACHINE M.16x400 mm. | 4
set11255 | 1010180100 | WASHER,PLAIN,SQUARE,LARGE 52x52x4.5 mm.HOLE DIA. 18 MM. TIS.258 | 3
set11255 | 1010200001 | BRACE,FLAT,FOR CROSSARM 30x6x760 mm. | 8
set11255 | 1020260302 | PREFORMED D/E, AW 95 SQ.MM. | 8
set11255 | 1030030000 | INSULATOR,SPOOL,TYPE B (CLASS 53-2)TIS.227 | 8
set11255 | 1030130002 | RACK,SECONDARY,MEDIUM PRESSED STEEL 4X200 mm.(4x8") | 1
set12001 | 1010180100 | WASHER,PLAIN,SQUARE,LARGE 52x52x4.5 mm.HOLE DIA. 18 MM. TIS.258 | 2
set12001 | 1020200002 | TIE WIRE,AL 4 mm. | 0.17
set12001 | 1030030000 | INSULATOR,SPOOL,TYPE B (CLASS 53-2)TIS.227 | 4
set12001 | 1030130002 | RACK,SECONDARY,MEDIUM PRESSED STEEL 4X200 mm.(4x8") | 1
set12001 | 9090010002 | PLUG BOLT M.8 | 2
set12003 | 1010180100 | WASHER,PLAIN,SQUARE,LARGE 52x52x4.5 mm.HOLE DIA. 18 MM. TIS.258 | 4
set12003 | 1020260300 | PREFORMED D/E, AW 25 SQ.MM. | 4
set12003 | 1030030000 | INSULATOR,SPOOL,TYPE B (CLASS 53-2)TIS.227 | 4
set12003 | 1030130002 | RACK,SECONDARY,MEDIUM PRESSED STEEL 4X200 mm.(4x8") | 1
set12003 | 9090010003 | PLUG BOLT M.10 | 4
set12004 | 1010180100 | WASHER,PLAIN,SQUARE,LARGE 52x52x4.5 mm.HOLE DIA. 18 MM. TIS.258 | 1
set12004 | 1020260301 | PREFORMED D/E, AW 50 SQ.MM. | 4
set12004 | 1030030000 | INSULATOR,SPOOL,TYPE B (CLASS 53-2)TIS.227 | 4
set12004 | 1030130002 | RACK,SECONDARY,MEDIUM PRESSED STEEL 4X200 mm.(4x8") | 1
set12004 | 9090010003 | PLUG BOLT M.10 | 4
set12005 | 1010180100 | WASHER,PLAIN,SQUARE,LARGE 52x52x4.5 mm.HOLE DIA. 18 MM. TIS.258 | 4
set12005 | 1020260302 | PREFORMED D/E, AW 95 SQ.MM. | 4
set12005 | 1030030000 | INSULATOR,SPOOL,TYPE B (CLASS 53-2)TIS.227 | 4
set12005 | 1030130002 | RACK,SECONDARY,MEDIUM PRESSED STEEL 4X200 mm.(4x8") | 1
set12005 | 9090010003 | PLUG BOLT M.10 | 4
set12011 | 1010180100 | WASHER,PLAIN,SQUARE,LARGE 52x52x4.5 mm.HOLE DIA. 18 MM. TIS.258 | 2
set12011 | 1020200002 | TIE WIRE,AL 4 mm. | 0.13
set12011 | 1030030000 | INSULATOR,SPOOL,TYPE B (CLASS 53-2)TIS.227 | 3
set12011 | 1030130001 | RACK,SECONDARY,MEDIUM PRESSED STEEL 3X200 mm.(3x8") | 1
set12011 | 9090010002 | PLUG BOLT M.8 | 2
set12013 | 1010180100 | WASHER,PLAIN,SQUARE,LARGE 52x52x4.5 mm.HOLE DIA. 18 MM. TIS.258 | 3
set12013 | 1020260300 | PREFORMED D/E, AW 25 SQ.MM. | 3
set12013 | 1030030000 | INSULATOR,SPOOL,TYPE B (CLASS 53-2)TIS.227 | 3
set12013 | 1030130001 | RACK,SECONDARY,MEDIUM PRESSED STEEL 3X200 mm.(3x8") | 1
set12013 | 9090010003 | PLUG BOLT M.10 | 3
set12014 | 1010180100 | WASHER,PLAIN,SQUARE,LARGE 52x52x4.5 mm.HOLE DIA. 18 MM. TIS.258 | 3
set12014 | 1020260301 | PREFORMED D/E, AW 50 SQ.MM. | 3
set12014 | 1030030000 | INSULATOR,SPOOL,TYPE B (CLASS 53-2)TIS.227 | 3
set12014 | 1030130001 | RACK,SECONDARY,MEDIUM PRESSED STEEL 3X200 mm.(3x8") | 1
set12014 | 9090010003 | PLUG BOLT M.10 | 3
set12021 | 1010180100 | WASHER,PLAIN,SQUARE,LARGE 52x52x4.5 mm.HOLE DIA. 18 MM. TIS.258 | 2
set12021 | 1020200002 | TIE WIRE,AL 4 mm. | 0.09
set12021 | 1030030000 | INSULATOR,SPOOL,TYPE B (CLASS 53-2)TIS.227 | 2
set12021 | 1030130000 | RACK,SECONDARY,MEDIUM PRESSED STEEL 2X200 mm.(2x8") | 1
set12021 | 9090010002 | PLUG BOLT M.8 | 2
set12023 | 1010180100 | WASHER,PLAIN,SQUARE,LARGE 52x52x4.5 mm.HOLE DIA. 18 MM. TIS.258 | 2
set12023 | 1020260300 | PREFORMED D/E, AW 25 SQ.MM. | 2
set12023 | 1030030000 | INSULATOR,SPOOL,TYPE B (CLASS 53-2)TIS.227 | 2
set12023 | 1030130000 | RACK,SECONDARY,MEDIUM PRESSED STEEL 2X200 mm.(2x8") | 1
set12023 | 9090010003 | PLUG BOLT M.10 | 2
set12024 | 1010180100 | WASHER,PLAIN,SQUARE,LARGE 52x52x4.5 mm.HOLE DIA. 18 MM. TIS.258 | 2
set12024 | 1020260301 | PREFORMED D/E, AW 50 SQ.MM. | 2
set12024 | 1030030000 | INSULATOR,SPOOL,TYPE B (CLASS 53-2)TIS.227 | 2
set12024 | 1030130000 | RACK,SECONDARY,MEDIUM PRESSED STEEL 2X200 mm.(2x8") | 1
set12024 | 9090010003 | PLUG BOLT M.10 | 2
set12031 | 1010180100 | WASHER,PLAIN,SQUARE,LARGE 52x52x4.5 mm.HOLE DIA. 18 MM. TIS.258 | 1
set12031 | 1020200002 | TIE WIRE,AL 4 mm. | 0.05
set12031 | 1030030000 | INSULATOR,SPOOL,TYPE B (CLASS 53-2)TIS.227 | 1
set12031 | 1030130100 | CLEVIS,FLAT STEEL 4 1/4" FOR INSULATOR EEI-NEMA CLASS 53-2 TIS.227 | 1
set12031 | 9090010002 | PLUG BOLT M.8 | 1
set12032 | 1010180100 | WASHER,PLAIN,SQUARE,LARGE 52x52x4.5 mm.HOLE DIA. 18 MM. TIS.258 | 1
set12032 | 1020260300 | PREFORMED D/E, AW 25 SQ.MM. | 1
set12032 | 1030030000 | INSULATOR,SPOOL,TYPE B (CLASS 53-2)TIS.227 | 1
set12032 | 1030130100 | CLEVIS,FLAT STEEL 4 1/4" FOR INSULATOR EEI-NEMA CLASS 53-2 TIS.227 | 1
set12032 | 9090010003 | PLUG BOLT M.10 | 1
set12033 | 1010180100 | WASHER,PLAIN,SQUARE,LARGE 52x52x4.5 mm.HOLE DIA. 18 MM. TIS.258 | 1
set12033 | 1020260301 | PREFORMED D/E, AW 50 SQ.MM. | 1
set12033 | 1030030000 | INSULATOR,SPOOL,TYPE B (CLASS 53-2)TIS.227 | 1
set12033 | 1030130100 | CLEVIS,FLAT STEEL 4 1/4" FOR INSULATOR EEI-NEMA CLASS 53-2 TIS.227 | 1
set12033 | 9090010003 | PLUG BOLT M.10 | 1
set13001 | 1000040001 | ANCHOR,PLATE,REINFORCED CONCRETE 550X550X150 MM. | 1
set13001 | 1010100004 | WIRE,STEEL STRANDED 50/7 sq.mm.TIS.404 | 12
set13001 | 1010210000 | ROD,ANCHOR,ROUND EYE M.16, 2,000 mm.LONG | 1
set13001 | 1010210300 | ANGLE GUY ATTACHMENT 30 DEGREE. | 1
set13001 | 1010210304 | THIMBLE,GUY,FOR STEEL WIRE 50-95 sq.mm. | 1
set13001 | 1010230000 | CLAMP,SINGLE U-BOLT,M.8 (WIRE ROPE CLIP) | 6
set13002 | 1000040001 | ANCHOR,PLATE,REINFORCED CONCRETE 550X550X150 MM. | 1
set13002 | 1010100006 | WIRE,STEEL STRANDED 95 sq.mm.TIS.404 | 12
set13002 | 1010210000 | ROD,ANCHOR,ROUND EYE M.16, 2,000 mm.LONG | 1
set13002 | 1010210300 | ANGLE GUY ATTACHMENT 30 DEGREE. | 1
set13002 | 1010210304 | THIMBLE,GUY,FOR STEEL WIRE 50-95 sq.mm. | 1
set13002 | 1010230001 | CLAMP,DOUBLE U-BOLT,M.16 (WIRE ROPE CLIP) | 4
set13003 | 1000040001 | ANCHOR,PLATE,REINFORCED CONCRETE 550X550X150 MM. | 1
set13003 | 1010100004 | WIRE,STEEL STRANDED 50/7 sq.mm.TIS.404 | 12
set13003 | 1010210000 | ROD,ANCHOR,ROUND EYE M.16, 2,000 mm.LONG | 1
set13003 | 1010210300 | ANGLE GUY ATTACHMENT 30 DEGREE. | 1
set13003 | 1010210304 | THIMBLE,GUY,FOR STEEL WIRE 50-95 sq.mm. | 1
set13003 | 1010230000 | CLAMP,SINGLE U-BOLT,M.8 (WIRE ROPE CLIP) | 6
set13003 | 1030030100 | INSULATOR,STRAIN,TYPE A (CLASS 54-1)TIS.280 | 1
set13004 | 1000040001 | ANCHOR,PLATE,REINFORCED CONCRETE 550X550X150 MM. | 1
set13004 | 1010100006 | WIRE,STEEL STRANDED 95 sq.mm.TIS.404 | 12
set13004 | 1010210000 | ROD,ANCHOR,ROUND EYE M.16, 2,000 mm.LONG | 1
set13004 | 1010210300 | ANGLE GUY ATTACHMENT 30 DEGREE. | 1
set13004 | 1010210304 | THIMBLE,GUY,FOR STEEL WIRE 50-95 sq.mm. | 1
set13004 | 1010230001 | CLAMP,DOUBLE U-BOLT,M.16 (WIRE ROPE CLIP) | 4
set13004 | 1030030103 | INSULATOR,STRAIN,TYPE D (CLASS 54-4)TIS.280 | 1
set13011 | 1000040001 | ANCHOR,PLATE,REINFORCED CONCRETE 550X550X150 MM. | 1
set13011 | 1010100004 | WIRE,STEEL STRANDED 50/7 sq.mm.TIS.404 | 12
set13011 | 1010110202 | BOLT,MACHINE M.16x200 mm. | 1
set13011 | 1010180100 | WASHER,PLAIN,SQUARE,LARGE 52x52x4.5 mm.HOLE DIA. 18 MM. TIS.258 | 1
set13011 | 1010210000 | ROD,ANCHOR,ROUND EYE M.16, 2,000 mm.LONG | 1
set13011 | 1010210300 | ANGLE GUY ATTACHMENT 30 DEGREE. | 1
set13011 | 1010210304 | THIMBLE,GUY,FOR STEEL WIRE 50-95 sq.mm. | 1
set13011 | 1010230000 | CLAMP,SINGLE U-BOLT,M.8 (WIRE ROPE CLIP) | 6
set13012 | 1000040001 | ANCHOR,PLATE,REINFORCED CONCRETE 550X550X150 MM. | 1
set13012 | 1010100006 | WIRE,STEEL STRANDED 95 sq.mm.TIS.404 | 12
set13012 | 1010110202 | BOLT,MACHINE M.16x200 mm. | 1
set13012 | 1010180100 | WASHER,PLAIN,SQUARE,LARGE 52x52x4.5 mm.HOLE DIA. 18 MM. TIS.258 | 1
set13012 | 1010210000 | ROD,ANCHOR,ROUND EYE M.16, 2,000 mm.LONG | 1
set13012 | 1010210300 | ANGLE GUY ATTACHMENT 30 DEGREE. | 1
set13012 | 1010210304 | THIMBLE,GUY,FOR STEEL WIRE 50-95 sq.mm. | 1
set13012 | 1010230001 | CLAMP,DOUBLE U-BOLT,M.16 (WIRE ROPE CLIP) | 4
set13013 | 1000040001 | ANCHOR,PLATE,REINFORCED CONCRETE 550X550X150 MM. | 1
set13013 | 1010100004 | WIRE,STEEL STRANDED 50/7 sq.mm.TIS.404 | 12
set13013 | 1010110202 | BOLT,MACHINE M.16x200 mm. | 1
set13013 | 1010180100 | WASHER,PLAIN,SQUARE,LARGE 52x52x4.5 mm.HOLE DIA. 18 MM. TIS.258 | 1
set13013 | 1010210000 | ROD,ANCHOR,ROUND EYE M.16, 2,000 mm.LONG | 1
set13013 | 1010210300 | ANGLE GUY ATTACHMENT 30 DEGREE. | 1
set13013 | 1010210304 | THIMBLE,GUY,FOR STEEL WIRE 50-95 sq.mm. | 1
set13013 | 1010230000 | CLAMP,SINGLE U-BOLT,M.8 (WIRE ROPE CLIP) | 6
set13013 | 1030030100 | INSULATOR,STRAIN,TYPE A (CLASS 54-1)TIS.280 | 1
set13014 | 1000040001 | ANCHOR,PLATE,REINFORCED CONCRETE 550X550X150 MM. | 1
set13014 | 1010100006 | WIRE,STEEL STRANDED 95 sq.mm.TIS.404 | 12
set13014 | 1010110202 | BOLT,MACHINE M.16x200 mm. | 1
set13014 | 1010180100 | WASHER,PLAIN,SQUARE,LARGE 52x52x4.5 mm.HOLE DIA. 18 MM. TIS.258 | 1
set13014 | 1010210000 | ROD,ANCHOR,ROUND EYE M.16, 2,000 mm.LONG | 1
set13014 | 1010210300 | ANGLE GUY ATTACHMENT 30 DEGREE. | 1
set13014 | 1010210304 | THIMBLE,GUY,FOR STEEL WIRE 50-95 sq.mm. | 1
set13014 | 1010230001 | CLAMP,DOUBLE U-BOLT,M.16 (WIRE ROPE CLIP) | 4
set13014 | 1030030103 | INSULATOR,STRAIN,TYPE D (CLASS 54-4)TIS.280 | 1
set13015 | 1000040001 | ANCHOR,PLATE,REINFORCED CONCRETE 550X550X150 MM. | 1
set13015 | 1010100004 | WIRE,STEEL STRANDED 50/7 sq.mm.TIS.404 | 12
set13015 | 1010180100 | WASHER,PLAIN,SQUARE,LARGE 52x52x4.5 mm.HOLE DIA. 18 MM. TIS.258 | 1
set13015 | 1010210000 | ROD,ANCHOR,ROUND EYE M.16, 2,000 mm.LONG | 1
set13015 | 1010210201 | BOLT,STRAND EYE,SINGLE 45 DEGREE M.16x250 mm. | 1
set13015 | 1010210304 | THIMBLE,GUY,FOR STEEL WIRE 50-95 sq.mm. | 1
set13015 | 1010230000 | CLAMP,SINGLE U-BOLT,M.8 (WIRE ROPE CLIP) | 6
set13015 | 1030030100 | INSULATOR,STRAIN,TYPE A (CLASS 54-1)TIS.280 | 1
set13016 | 1000040001 | ANCHOR,PLATE,REINFORCED CONCRETE 550X550X150 MM. | 1
set13016 | 1010100006 | WIRE,STEEL STRANDED 95 sq.mm.TIS.404 | 12
set13016 | 1010180100 | WASHER,PLAIN,SQUARE,LARGE 52x52x4.5 mm.HOLE DIA. 18 MM. TIS.258 | 1
set13016 | 1010210000 | ROD,ANCHOR,ROUND EYE M.16, 2,000 mm.LONG | 1
set13016 | 1010210201 | BOLT,STRAND EYE,SINGLE 45 DEGREE M.16x250 mm. | 1
set13016 | 1010210304 | THIMBLE,GUY,FOR STEEL WIRE 50-95 sq.mm. | 1
set13016 | 1010230001 | CLAMP,DOUBLE U-BOLT,M.16 (WIRE ROPE CLIP) | 4
set13016 | 1030030103 | INSULATOR,STRAIN,TYPE D (CLASS 54-4)TIS.280 | 1
set13017 | 1010100004 | WIRE,STEEL STRANDED 50/7 sq.mm.TIS.404 | 15
set13017 | 1010140001 | BOLT, ROUNG EYE M 16X200 MM. | 1
set13017 | 1010180100 | WASHER,PLAIN,SQUARE,LARGE 52x52x4.5 mm.HOLE DIA. 18 MM. TIS.258 | 4
set13017 | 1010210304 | THIMBLE,GUY,FOR STEEL WIRE 50-95 sq.mm. | 2
set13017 | 1010230000 | CLAMP,SINGLE U-BOLT,M.8 (WIRE ROPE CLIP) | 6
set13017 | 1030030100 | INSULATOR,STRAIN,TYPE A (CLASS 54-1)TIS.280 | 1
set13018 | 1010100006 | WIRE,STEEL STRANDED 95 sq.mm.TIS.404 | 15
set13018 | 1010140001 | BOLT, ROUNG EYE M 16X200 MM. | 2
set13018 | 1010180100 | WASHER,PLAIN,SQUARE,LARGE 52x52x4.5 mm.HOLE DIA. 18 MM. TIS.258 | 4
set13018 | 1010210304 | THIMBLE,GUY,FOR STEEL WIRE 50-95 sq.mm. | 2
set13018 | 1010230001 | CLAMP,DOUBLE U-BOLT,M.16 (WIRE ROPE CLIP) | 4
set13018 | 1030030103 | INSULATOR,STRAIN,TYPE D (CLASS 54-4)TIS.280 | 1
set13033 | 1000040001 | ANCHOR,PLATE,REINFORCED CONCRETE 550X550X150 MM. | 1
set13033 | 1010100004 | WIRE,STEEL STRANDED 50/7 sq.mm.TIS.404 | 12
set13033 | 1010110203 | BOLT,MACHINE M.16x250 mm. | 1
set13033 | 1010180100 | WASHER,PLAIN,SQUARE,LARGE 52x52x4.5 mm.HOLE DIA. 18 MM. TIS.258 | 1
set13033 | 1010210000 | ROD,ANCHOR,ROUND EYE M.16, 2,000 mm.LONG | 1
set13033 | 1010210300 | ANGLE GUY ATTACHMENT 30 DEGREE. | 1
set13033 | 1010210304 | THIMBLE,GUY,FOR STEEL WIRE 50-95 sq.mm. | 1
set13033 | 1010230000 | CLAMP,SINGLE U-BOLT,M.8 (WIRE ROPE CLIP) | 6
set13033 | 1030030100 | INSULATOR,STRAIN,TYPE A (CLASS 54-1)TIS.280 | 1
set13034 | 1000040001 | ANCHOR,PLATE,REINFORCED CONCRETE 550X550X150 MM. | 1
set13034 | 1010100006 | WIRE,STEEL STRANDED 95 sq.mm.TIS.404 | 12
set13034 | 1010110203 | BOLT,MACHINE M.16x250 mm. | 1
set13034 | 1010180100 | WASHER,PLAIN,SQUARE,LARGE 52x52x4.5 mm.HOLE DIA. 18 MM. TIS.258 | 1
set13034 | 1010210000 | ROD,ANCHOR,ROUND EYE M.16, 2,000 mm.LONG | 1
set13034 | 1010210300 | ANGLE GUY ATTACHMENT 30 DEGREE. | 1
set13034 | 1010210304 | THIMBLE,GUY,FOR STEEL WIRE 50-95 sq.mm. | 1
set13034 | 1010230001 | CLAMP,DOUBLE U-BOLT,M.16 (WIRE ROPE CLIP) | 4
set13034 | 1030030103 | INSULATOR,STRAIN,TYPE D (CLASS 54-4)TIS.280 | 1
set13035 | 1000040001 | ANCHOR,PLATE,REINFORCED CONCRETE 550X550X150 MM. | 1
set13035 | 1010100004 | WIRE,STEEL STRANDED 50/7 sq.mm.TIS.404 | 12
set13035 | 1010180100 | WASHER,PLAIN,SQUARE,LARGE 52x52x4.5 mm.HOLE DIA. 18 MM. TIS.258 | 1
set13035 | 1010210000 | ROD,ANCHOR,ROUND EYE M.16, 2,000 mm.LONG | 1
set13035 | 1010210201 | BOLT,STRAND EYE,SINGLE 45 DEGREE M.16x250 mm. | 1
set13035 | 1010210304 | THIMBLE,GUY,FOR STEEL WIRE 50-95 sq.mm. | 1
set13035 | 1010230000 | CLAMP,SINGLE U-BOLT,M.8 (WIRE ROPE CLIP) | 6
set13035 | 1030030100 | INSULATOR,STRAIN,TYPE A (CLASS 54-1)TIS.280 | 1
set13036 | 1000040001 | ANCHOR,PLATE,REINFORCED CONCRETE 550X550X150 MM. | 1
set13036 | 1010100006 | WIRE,STEEL STRANDED 95 sq.mm.TIS.404 | 12
set13036 | 1010180100 | WASHER,PLAIN,SQUARE,LARGE 52x52x4.5 mm.HOLE DIA. 18 MM. TIS.258 | 1
set13036 | 1010210000 | ROD,ANCHOR,ROUND EYE M.16, 2,000 mm.LONG | 1
set13036 | 1010210201 | BOLT,STRAND EYE,SINGLE 45 DEGREE M.16x250 mm. | 1
set13036 | 1010210304 | THIMBLE,GUY,FOR STEEL WIRE 50-95 sq.mm. | 1
set13036 | 1010230001 | CLAMP,DOUBLE U-BOLT,M.16 (WIRE ROPE CLIP) | 4
set13036 | 1030030103 | INSULATOR,STRAIN,TYPE D (CLASS 54-4)TIS.280 | 1
set13037 | 1010100004 | WIRE,STEEL STRANDED 50/7 sq.mm.TIS.404 | 15
set13037 | 1010140001 | BOLT, ROUNG EYE M 16X200 MM. | 1
set13037 | 1010140002 | BOLT,ROUND EYE M.16x250 mm. | 1
set13037 | 1010180100 | WASHER,PLAIN,SQUARE,LARGE 52x52x4.5 mm.HOLE DIA. 18 MM. TIS.258 | 4
set13037 | 1010210304 | THIMBLE,GUY,FOR STEEL WIRE 50-95 sq.mm. | 2
set13037 | 1010230000 | CLAMP,SINGLE U-BOLT,M.8 (WIRE ROPE CLIP) | 6
set13037 | 1030030100 | INSULATOR,STRAIN,TYPE A (CLASS 54-1)TIS.280 | 1
set13038 | 1010100006 | WIRE,STEEL STRANDED 95 sq.mm.TIS.404 | 15
set13038 | 1010140001 | BOLT, ROUNG EYE M 16X200 MM. | 1
set13038 | 1010140003 | BOLT,ROUND EYE M.16x300 mm. | 1
set13038 | 1010180100 | WASHER,PLAIN,SQUARE,LARGE 52x52x4.5 mm.HOLE DIA. 18 MM. TIS.258 | 4
set13038 | 1010210304 | THIMBLE,GUY,FOR STEEL WIRE 50-95 sq.mm. | 1
set13038 | 1010230001 | CLAMP,DOUBLE U-BOLT,M.16 (WIRE ROPE CLIP) | 4
set13038 | 1030030103 | INSULATOR,STRAIN,TYPE D (CLASS 54-4)TIS.280 | 1
set13053 | 1000040001 | ANCHOR,PLATE,REINFORCED CONCRETE 550X550X150 MM. | 1
set13053 | 1010100004 | WIRE,STEEL STRANDED 50/7 sq.mm.TIS.404 | 12
set13053 | 1010110204 | BOLT,MACHINE M.16x300 mm. | 1
set13053 | 1010210000 | ROD,ANCHOR,ROUND EYE M.16, 2,000 mm.LONG | 1
set13053 | 1010210300 | ANGLE GUY ATTACHMENT 30 DEGREE. | 1
set13053 | 1010210304 | THIMBLE,GUY,FOR STEEL WIRE 50-95 sq.mm. | 1
set13053 | 1010230000 | CLAMP,SINGLE U-BOLT,M.8 (WIRE ROPE CLIP) | 6
set13053 | 1030030100 | INSULATOR,STRAIN,TYPE A (CLASS 54-1)TIS.280 | 1
set13054 | 1000040001 | ANCHOR,PLATE,REINFORCED CONCRETE 550X550X150 MM. | 1
set13054 | 1010100006 | WIRE,STEEL STRANDED 95 sq.mm.TIS.404 | 12
set13054 | 1010110204 | BOLT,MACHINE M.16x300 mm. | 1
set13054 | 1010210000 | ROD,ANCHOR,ROUND EYE M.16, 2,000 mm.LONG | 1
set13054 | 1010210300 | ANGLE GUY ATTACHMENT 30 DEGREE. | 1
set13054 | 1010210304 | THIMBLE,GUY,FOR STEEL WIRE 50-95 sq.mm. | 1
set13054 | 1010230001 | CLAMP,DOUBLE U-BOLT,M.16 (WIRE ROPE CLIP) | 4
set13054 | 1030030103 | INSULATOR,STRAIN,TYPE D (CLASS 54-4)TIS.280 | 1
set13055 | 1000040001 | ANCHOR,PLATE,REINFORCED CONCRETE 550X550X150 MM. | 1
set13055 | 1010100004 | WIRE,STEEL STRANDED 50/7 sq.mm.TIS.404 | 12
set13055 | 1010180100 | WASHER,PLAIN,SQUARE,LARGE 52x52x4.5 mm.HOLE DIA. 18 MM. TIS.258 | 1
set13055 | 1010210000 | ROD,ANCHOR,ROUND EYE M.16, 2,000 mm.LONG | 1
set13055 | 1010210202 | BOLT,STRAND EYE,SINGLE 45 DEGREE M.16X350 MM. | 1
set13055 | 1010230000 | CLAMP,SINGLE U-BOLT,M.8 (WIRE ROPE CLIP) | 6
set13055 | 1030030100 | INSULATOR,STRAIN,TYPE A (CLASS 54-1)TIS.280 | 1
set13056 | 1000040001 | ANCHOR,PLATE,REINFORCED CONCRETE 550X550X150 MM. | 1
set13056 | 1010100006 | WIRE,STEEL STRANDED 95 sq.mm.TIS.404 | 12
set13056 | 1010180100 | WASHER,PLAIN,SQUARE,LARGE 52x52x4.5 mm.HOLE DIA. 18 MM. TIS.258 | 1
set13056 | 1010210000 | ROD,ANCHOR,ROUND EYE M.16, 2,000 mm.LONG | 1
set13056 | 1010210202 | BOLT,STRAND EYE,SINGLE 45 DEGREE M.16X350 MM. | 1
set13056 | 1010210304 | THIMBLE,GUY,FOR STEEL WIRE 50-95 sq.mm. | 1
set13056 | 1010230001 | CLAMP,DOUBLE U-BOLT,M.16 (WIRE ROPE CLIP) | 4
set13056 | 1030030103 | INSULATOR,STRAIN,TYPE D (CLASS 54-4)TIS.280 | 1
set13057 | 1010100004 | WIRE,STEEL STRANDED 50/7 sq.mm.TIS.404 | 15
set13057 | 1010140001 | BOLT, ROUNG EYE M 16X200 MM. | 1
set13057 | 1010140003 | BOLT,ROUND EYE M.16x300 mm. | 1
set13057 | 1010180100 | WASHER,PLAIN,SQUARE,LARGE 52x52x4.5 mm.HOLE DIA. 18 MM. TIS.258 | 4
set13057 | 1010210304 | THIMBLE,GUY,FOR STEEL WIRE 50-95 sq.mm. | 2
set13057 | 1010230000 | CLAMP,SINGLE U-BOLT,M.8 (WIRE ROPE CLIP) | 6
set13057 | 1030030100 | INSULATOR,STRAIN,TYPE A (CLASS 54-1)TIS.280 | 1
set13058 | 1010100006 | WIRE,STEEL STRANDED 95 sq.mm.TIS.404 | 15
set13058 | 1010140001 | BOLT, ROUNG EYE M 16X200 MM. | 1
set13058 | 1010140003 | BOLT,ROUND EYE M.16x300 mm. | 1
set13058 | 1010180100 | WASHER,PLAIN,SQUARE,LARGE 52x52x4.5 mm.HOLE DIA. 18 MM. TIS.258 | 4
set13058 | 1010210304 | THIMBLE,GUY,FOR STEEL WIRE 50-95 sq.mm. | 2
set13058 | 1010230001 | CLAMP,DOUBLE U-BOLT,M.16 (WIRE ROPE CLIP) | 4
set13058 | 1030030103 | INSULATOR,STRAIN,TYPE D (CLASS 54-4)TIS.280 | 1
set13101 | 1010100004 | WIRE,STEEL STRANDED 50/7 sq.mm.TIS.404 | 12
set13101 | 1010180100 | WASHER,PLAIN,SQUARE,LARGE 52x52x4.5 mm.HOLE DIA. 18 MM. TIS.258 | 2
set13101 | 1010210202 | BOLT,STRAND EYE,SINGLE 45 DEGREE M.16X350 MM. | 1
set13101 | 1010210300 | ANGLE GUY ATTACHMENT 30 DEGREE. | 1
set13101 | 1010230000 | CLAMP,SINGLE U-BOLT,M.8 (WIRE ROPE CLIP) | 6
set13102 | 1010100006 | WIRE,STEEL STRANDED 95 sq.mm.TIS.404 | 12
set13102 | 1010130000 | BOLT,DOUBLE ARMING,ROUND EYE M.16x400 mm. | 1
set13102 | 1010180100 | WASHER,PLAIN,SQUARE,LARGE 52x52x4.5 mm.HOLE DIA. 18 MM. TIS.258 | 2
set13102 | 1010210300 | ANGLE GUY ATTACHMENT 30 DEGREE. | 1
set13102 | 1010210304 | THIMBLE,GUY,FOR STEEL WIRE 50-95 sq.mm. | 1
set13102 | 1010230001 | CLAMP,DOUBLE U-BOLT,M.16 (WIRE ROPE CLIP) | 4
set13103 | 1010100004 | WIRE,STEEL STRANDED 50/7 sq.mm.TIS.404 | 12
set13103 | 1010180100 | WASHER,PLAIN,SQUARE,LARGE 52x52x4.5 mm.HOLE DIA. 18 MM. TIS.258 | 2
set13103 | 1010210202 | BOLT,STRAND EYE,SINGLE 45 DEGREE M.16X350 MM. | 1
set13103 | 1010210300 | ANGLE GUY ATTACHMENT 30 DEGREE. | 1
set13103 | 1010230000 | CLAMP,SINGLE U-BOLT,M.8 (WIRE ROPE CLIP) | 6
set13103 | 1030030100 | INSULATOR,STRAIN,TYPE A (CLASS 54-1)TIS.280 | 1
set13104 | 1010100006 | WIRE,STEEL STRANDED 95 sq.mm.TIS.404 | 12
set13104 | 1010130000 | BOLT,DOUBLE ARMING,ROUND EYE M.16x400 mm. | 1
set13104 | 1010180100 | WASHER,PLAIN,SQUARE,LARGE 52x52x4.5 mm.HOLE DIA. 18 MM. TIS.258 | 1
set13104 | 1010210300 | ANGLE GUY ATTACHMENT 30 DEGREE. | 1
set13104 | 1010210304 | THIMBLE,GUY,FOR STEEL WIRE 50-95 sq.mm. | 1
set13104 | 1010230001 | CLAMP,DOUBLE U-BOLT,M.16 (WIRE ROPE CLIP) | 1
set13104 | 1030030103 | INSULATOR,STRAIN,TYPE D (CLASS 54-4)TIS.280 | 1
set13111 | 1010100004 | WIRE,STEEL STRANDED 50/7 sq.mm.TIS.404 | 12
set13111 | 1010110202 | BOLT,MACHINE M.16x200 mm. | 1
set13111 | 1010180100 | WASHER,PLAIN,SQUARE,LARGE 52x52x4.5 mm.HOLE DIA. 18 MM. TIS.258 | 2
set13111 | 1010210202 | BOLT,STRAND EYE,SINGLE 45 DEGREE M.16X350 MM. | 1
set13111 | 1010210300 | ANGLE GUY ATTACHMENT 30 DEGREE. | 1
set13111 | 1010230000 | CLAMP,SINGLE U-BOLT,M.8 (WIRE ROPE CLIP) | 6
set13112 | 1010100006 | WIRE,STEEL STRANDED 95 sq.mm.TIS.404 | 12
set13112 | 1010110202 | BOLT,MACHINE M.16x200 mm. | 1
set13112 | 1010130000 | BOLT,DOUBLE ARMING,ROUND EYE M.16x400 mm. | 1
set13112 | 1010180100 | WASHER,PLAIN,SQUARE,LARGE 52x52x4.5 mm.HOLE DIA. 18 MM. TIS.258 | 2
set13112 | 1010210300 | ANGLE GUY ATTACHMENT 30 DEGREE. | 1
set13112 | 1010210304 | THIMBLE,GUY,FOR STEEL WIRE 50-95 sq.mm. | 1
set13112 | 1010230001 | CLAMP,DOUBLE U-BOLT,M.16 (WIRE ROPE CLIP) | 4
set13113 | 1010100004 | WIRE,STEEL STRANDED 50/7 sq.mm.TIS.404 | 12
set13113 | 1010110202 | BOLT,MACHINE M.16x200 mm. | 1
set13113 | 1010180100 | WASHER,PLAIN,SQUARE,LARGE 52x52x4.5 mm.HOLE DIA. 18 MM. TIS.258 | 2
set13113 | 1010210202 | BOLT,STRAND EYE,SINGLE 45 DEGREE M.16X350 MM. | 1
set13113 | 1010210300 | ANGLE GUY ATTACHMENT 30 DEGREE. | 1
set13113 | 1010230000 | CLAMP,SINGLE U-BOLT,M.8 (WIRE ROPE CLIP) | 6
set13113 | 1030030100 | INSULATOR,STRAIN,TYPE A (CLASS 54-1)TIS.280 | 1
set13114 | 1010100006 | WIRE,STEEL STRANDED 95 sq.mm.TIS.404 | 12
set13114 | 1010110202 | BOLT,MACHINE M.16x200 mm. | 1
set13114 | 1010180100 | WASHER,PLAIN,SQUARE,LARGE 52x52x4.5 mm.HOLE DIA. 18 MM. TIS.258 | 2
set13114 | 1010210300 | ANGLE GUY ATTACHMENT 30 DEGREE. | 1
set13114 | 1010210304 | THIMBLE,GUY,FOR STEEL WIRE 50-95 sq.mm. | 1
set13114 | 1010230001 | CLAMP,DOUBLE U-BOLT,M.16 (WIRE ROPE CLIP) | 4
set13114 | 1030030103 | INSULATOR,STRAIN,TYPE D (CLASS 54-4)TIS.280 | 1
set13115 | 1010100004 | WIRE,STEEL STRANDED 50/7 sq.mm.TIS.404 | 12
set13115 | 1010180100 | WASHER,PLAIN,SQUARE,LARGE 52x52x4.5 mm.HOLE DIA. 18 MM. TIS.258 | 3
set13115 | 1010210201 | BOLT,STRAND EYE,SINGLE 45 DEGREE M.16x250 mm. | 1
set13115 | 1010210202 | BOLT,STRAND EYE,SINGLE 45 DEGREE M.16X350 MM. | 1
set13115 | 1010230000 | CLAMP,SINGLE U-BOLT,M.8 (WIRE ROPE CLIP) | 6
set13115 | 1030030100 | INSULATOR,STRAIN,TYPE A (CLASS 54-1)TIS.280 | 1
set13116 | 1010100006 | WIRE,STEEL STRANDED 95 sq.mm.TIS.404 | 12
set13116 | 1010130000 | BOLT,DOUBLE ARMING,ROUND EYE M.16x400 mm. | 1
set13116 | 1010180100 | WASHER,PLAIN,SQUARE,LARGE 52x52x4.5 mm.HOLE DIA. 18 MM. TIS.258 | 3
set13116 | 1010210201 | BOLT,STRAND EYE,SINGLE 45 DEGREE M.16x250 mm. | 1
set13116 | 1010210304 | THIMBLE,GUY,FOR STEEL WIRE 50-95 sq.mm. | 1
set13116 | 1010230001 | CLAMP,DOUBLE U-BOLT,M.16 (WIRE ROPE CLIP) | 4
set13116 | 1030030103 | INSULATOR,STRAIN,TYPE D (CLASS 54-4)TIS.280 | 1
set13133 | 1010100004 | WIRE,STEEL STRANDED 50/7 sq.mm.TIS.404 | 12
set13133 | 1010110203 | BOLT,MACHINE M.16x250 mm. | 1
set13133 | 1010180100 | WASHER,PLAIN,SQUARE,LARGE 52x52x4.5 mm.HOLE DIA. 18 MM. TIS.258 | 2
set13133 | 1010210202 | BOLT,STRAND EYE,SINGLE 45 DEGREE M.16X350 MM. | 1
set13133 | 1010210300 | ANGLE GUY ATTACHMENT 30 DEGREE. | 1
set13133 | 1010230000 | CLAMP,SINGLE U-BOLT,M.8 (WIRE ROPE CLIP) | 6
set13133 | 1030030100 | INSULATOR,STRAIN,TYPE A (CLASS 54-1)TIS.280 | 1
set13134 | 1010100006 | WIRE,STEEL STRANDED 95 sq.mm.TIS.404 | 12
set13134 | 1010110203 | BOLT,MACHINE M.16x250 mm. | 1
set13134 | 1010180100 | WASHER,PLAIN,SQUARE,LARGE 52x52x4.5 mm.HOLE DIA. 18 MM. TIS.258 | 2
set13134 | 1010210300 | ANGLE GUY ATTACHMENT 30 DEGREE. | 1
set13134 | 1010210304 | THIMBLE,GUY,FOR STEEL WIRE 50-95 sq.mm. | 1
set13134 | 1010230001 | CLAMP,DOUBLE U-BOLT,M.16 (WIRE ROPE CLIP) | 4
set13134 | 1030030103 | INSULATOR,STRAIN,TYPE D (CLASS 54-4)TIS.280 | 1
set13135 | 1010100004 | WIRE,STEEL STRANDED 50/7 sq.mm.TIS.404 | 12
set13135 | 1010180100 | WASHER,PLAIN,SQUARE,LARGE 52x52x4.5 mm.HOLE DIA. 18 MM. TIS.258 | 3
set13135 | 1010210201 | BOLT,STRAND EYE,SINGLE 45 DEGREE M.16x250 mm. | 1
set13135 | 1010210202 | BOLT,STRAND EYE,SINGLE 45 DEGREE M.16X350 MM. | 1
set13135 | 1010230000 | CLAMP,SINGLE U-BOLT,M.8 (WIRE ROPE CLIP) | 6
set13135 | 1030030100 | INSULATOR,STRAIN,TYPE A (CLASS 54-1)TIS.280 | 1
set13136 | 1010100006 | WIRE,STEEL STRANDED 95 sq.mm.TIS.404 | 12
set13136 | 1010130000 | BOLT,DOUBLE ARMING,ROUND EYE M.16x400 mm. | 1
set13136 | 1010180100 | WASHER,PLAIN,SQUARE,LARGE 52x52x4.5 mm.HOLE DIA. 18 MM. TIS.258 | 3
set13136 | 1010210201 | BOLT,STRAND EYE,SINGLE 45 DEGREE M.16x250 mm. | 1
set13136 | 1010210304 | THIMBLE,GUY,FOR STEEL WIRE 50-95 sq.mm. | 1
set13136 | 1010230001 | CLAMP,DOUBLE U-BOLT,M.16 (WIRE ROPE CLIP) | 4
set13136 | 1030030103 | INSULATOR,STRAIN,TYPE D (CLASS 54-4)TIS.280 | 1
set13153 | 1010100004 | WIRE,STEEL STRANDED 50/7 sq.mm.TIS.404 | 12
set13153 | 1010110204 | BOLT,MACHINE M.16x300 mm. | 1
set13153 | 1010180100 | WASHER,PLAIN,SQUARE,LARGE 52x52x4.5 mm.HOLE DIA. 18 MM. TIS.258 | 2
set13153 | 1010210202 | BOLT,STRAND EYE,SINGLE 45 DEGREE M.16X350 MM. | 1
set13153 | 1010210300 | ANGLE GUY ATTACHMENT 30 DEGREE. | 1
set13153 | 1010230000 | CLAMP,SINGLE U-BOLT,M.8 (WIRE ROPE CLIP) | 6
set13153 | 1030030100 | INSULATOR,STRAIN,TYPE A (CLASS 54-1)TIS.280 | 1
set13154 | 1010100006 | WIRE,STEEL STRANDED 95 sq.mm.TIS.404 | 12
set13154 | 1010110204 | BOLT,MACHINE M.16x300 mm. | 1
set13154 | 1010130000 | BOLT,DOUBLE ARMING,ROUND EYE M.16x400 mm. | 1
set13154 | 1010180100 | WASHER,PLAIN,SQUARE,LARGE 52x52x4.5 mm.HOLE DIA. 18 MM. TIS.258 | 1
set13154 | 1010210300 | ANGLE GUY ATTACHMENT 30 DEGREE. | 1
set13154 | 1010210304 | THIMBLE,GUY,FOR STEEL WIRE 50-95 sq.mm. | 1
set13154 | 1010230001 | CLAMP,DOUBLE U-BOLT,M.16 (WIRE ROPE CLIP) | 4
set13154 | 1030030103 | INSULATOR,STRAIN,TYPE D (CLASS 54-4)TIS.280 | 1
set13155 | 1010100004 | WIRE,STEEL STRANDED 50/7 sq.mm.TIS.404 | 12
set13155 | 1010180100 | WASHER,PLAIN,SQUARE,LARGE 52x52x4.5 mm.HOLE DIA. 18 MM. TIS.258 | 3
set13155 | 1010210202 | BOLT,STRAND EYE,SINGLE 45 DEGREE M.16X350 MM. | 2
set13155 | 1010230000 | CLAMP,SINGLE U-BOLT,M.8 (WIRE ROPE CLIP) | 6
set13155 | 1030030100 | INSULATOR,STRAIN,TYPE A (CLASS 54-1)TIS.280 | 1
set13156 | 1010100006 | WIRE,STEEL STRANDED 95 sq.mm.TIS.404 | 12
set13156 | 1010130000 | BOLT,DOUBLE ARMING,ROUND EYE M.16x400 mm. | 1
set13156 | 1010180100 | WASHER,PLAIN,SQUARE,LARGE 52x52x4.5 mm.HOLE DIA. 18 MM. TIS.258 | 3
set13156 | 1010210202 | BOLT,STRAND EYE,SINGLE 45 DEGREE M.16X350 MM. | 1
set13156 | 1010210304 | THIMBLE,GUY,FOR STEEL WIRE 50-95 sq.mm. | 1
set13156 | 1010230001 | CLAMP,DOUBLE U-BOLT,M.16 (WIRE ROPE CLIP) | 4
set13156 | 1030030103 | INSULATOR,STRAIN,TYPE D (CLASS 54-4)TIS.280 | 1
set14001 | 1010100004 | WIRE,STEEL STRANDED 50/7 sq.mm.TIS.404 | 21
set14001 | 1010220002 | ROD,GROUND,60x60x5 mm. 2 m.LONG | 1
set14001 | 1020180001 | TAPE,ELECTRICAL,PVC.PLASTIC,OUTDOOR TYPE,ROLL SIZE 0.18X19X10,000 MM. TIS.386 | 0.4
set14001 | 1020320012 | H-CONNCTOR,MAIN AL 50-95,TAP AL/CU 50-95 | 1
set14001 | 1040000300 | LIGHTNING ARRESTER 250-500 V. 2.5-5.0 kA. | 1
set14001 | 1080040001 | CONDUIT,PVC,RIGID,DIA. 20x2500 mm.TIS.216 | 3
set14001 | 9090011007 | WELDING POWDER, ST. WIRE 50 SQ.MM. TO GD | 3
set14002 | 1010100004 | WIRE,STEEL STRANDED 50/7 sq.mm.TIS.404 | 21
set14002 | 1010220002 | ROD,GROUND,60x60x5 mm. 2 m.LONG | 1
set14002 | 1020180001 | TAPE,ELECTRICAL,PVC.PLASTIC,OUTDOOR TYPE,ROLL SIZE 0.18X19X10,000 MM. TIS.386 | 0.6
set14002 | 1020320012 | H-CONNCTOR,MAIN AL 50-95,TAP AL/CU 50-95 | 1
set14002 | 1040000300 | LIGHTNING ARRESTER 250-500 V. 2.5-5.0 kA. | 2
set14002 | 1080040001 | CONDUIT,PVC,RIGID,DIA. 20x2500 mm.TIS.216 | 3
set14002 | 9090011007 | WELDING POWDER, ST. WIRE 50 SQ.MM. TO GD | 3
set14003 | 1010100004 | WIRE,STEEL STRANDED 50/7 sq.mm.TIS.404 | 21
set14003 | 1010220002 | ROD,GROUND,60x60x5 mm. 2 m.LONG | 1
set14003 | 1020180001 | TAPE,ELECTRICAL,PVC.PLASTIC,OUTDOOR TYPE,ROLL SIZE 0.18X19X10,000 MM. TIS.386 | 0.8
set14003 | 1020320012 | H-CONNCTOR,MAIN AL 50-95,TAP AL/CU 50-95 | 1
set14003 | 1040000300 | LIGHTNING ARRESTER 250-500 V. 2.5-5.0 kA. | 3
set14003 | 1080040001 | CONDUIT,PVC,RIGID,DIA. 20x2500 mm.TIS.216 | 3
set14003 | 9090011007 | WELDING POWDER, ST. WIRE 50 SQ.MM. TO GD | 3
set14005 | 1010100004 | WIRE,STEEL STRANDED 50/7 sq.mm.TIS.404 | 20
set14005 | 1010220002 | ROD,GROUND,60x60x5 mm. 2 m.LONG | 1
set14005 | 1020180001 | TAPE,ELECTRICAL,PVC.PLASTIC,OUTDOOR TYPE,ROLL SIZE 0.18X19X10,000 MM. TIS.386 | 0.2
set14005 | 1020300102 | CONNECTOR,PARALLEL GROOVE,DOUBLE BOLT,AL,AL-ALLOY AND ACSR 25-95 SQ.MM. | 1
set14005 | 1080040001 | CONDUIT,PVC,RIGID,DIA. 20x2500 mm.TIS.216 | 3
set14005 | 9090011007 | WELDING POWDER, ST. WIRE 50 SQ.MM. TO GD | 3
set14011 | 1040020001 | L.T. H.R.C. FUSE 50 A.DIN 43620 SIZE 0 OR 1 OR BS.88 | 1
set14012 | 1040020003 | L.T. H.R.C. FUSE 100 A.DIN 43620 SIZE 1 OR BS.88 | 1
set14013 | 1040020004 | L.T. H.R.C. FUSE 150-160 A.DIN 43620 SIZE 1 OR BS.88 | 1
set14014 | 1040020007 | L.T. H.R.C. FUSE 300-315 A.DIN 43620 SIZE 2 OR BS.88 | 1
set14015 | 1040020000 | L.T. H.R.C. FUSE 32-36 A.DIN 43620 SIZE 0 OR 1 OR BS.88 | 2
set14016 | 1040020001 | L.T. H.R.C. FUSE 50 A.DIN 43620 SIZE 0 OR 1 OR BS.88 | 2
set14017 | 1040020002 | L.T. H.R.C. FUSE 80 A.DIN 43620 SIZE 1 OR BS.88 | 2
set14018 | 1040020004 | L.T. H.R.C. FUSE 150-160 A.DIN 43620 SIZE 1 OR BS.88 | 2
set14019 | 1040020000 | L.T. H.R.C. FUSE 32-36 A.DIN 43620 SIZE 0 OR 1 OR BS.88 | 3
set14020 | 1040020001 | L.T. H.R.C. FUSE 50 A.DIN 43620 SIZE 0 OR 1 OR BS.88 | 3
set14021 | 1040020002 | L.T. H.R.C. FUSE 80 A.DIN 43620 SIZE 1 OR BS.88 | 3
set14022 | 1040020003 | L.T. H.R.C. FUSE 100 A.DIN 43620 SIZE 1 OR BS.88 | 3
set14023 | 1040020004 | L.T. H.R.C. FUSE 150-160 A.DIN 43620 SIZE 1 OR BS.88 | 3
set14024 | 1040020005 | L.T. H.R.C. FUSE 200 A.DIN 43620 SIZE 1 OR BS.88 | 3
set14025 | 1040020006 | L.T. H.R.C. FUSE 250 A.DIN 43620 SIZE 1 OR BS.88 | 3
set14026 | 1040020007 | L.T. H.R.C. FUSE 300-315 A.DIN 43620 SIZE 2 OR BS.88 | 3
set14027 | 1040020008 | L.T. H.R.C. FUSE 350-355 A.DIN 43620 SIZE 2 OR BS.88 | 3
set14028 | 1040020009 | L.T. H.R.C. FUSE 400 A.DIN 43620 SIZE 2 OR BS.88 | 3
set14101 | 1000110001 | CROSSARM,PRESTRESSED CONCRETE,SPUN,H.T. 100X100X2,500 MM. | 1
set14101 | 1010110200 | BOLT,MACHINE M.16x130 mm. | 2
set14101 | 1010110201 | BOLT,MACHINE M.16x170 mm. | 1
set14101 | 1010110203 | BOLT,MACHINE M.16x250 mm. | 1
set14101 | 1010180100 | WASHER,PLAIN,SQUARE,LARGE 52x52x4.5 mm.HOLE DIA. 18 MM. TIS.258 | 5
set14101 | 1010200001 | BRACE,FLAT,FOR CROSSARM 30x6x760 mm. | 2
set14102 | 1000110001 | CROSSARM,PRESTRESSED CONCRETE,SPUN,H.T. 100X100X2,500 MM. | 2
set14102 | 1010110200 | BOLT,MACHINE M.16x130 mm. | 2
set14102 | 1010110201 | BOLT,MACHINE M.16x170 mm. | 1
set14102 | 1010110205 | BOLT,MACHINE M.16x350 mm. | 1
set14102 | 1010120001 | BOLT,DOUBLE ARMING,M.16x450 mm. | 2
set14102 | 1010180100 | WASHER,PLAIN,SQUARE,LARGE 52x52x4.5 mm.HOLE DIA. 18 MM. TIS.258 | 13
set14102 | 1010200001 | BRACE,FLAT,FOR CROSSARM 30x6x760 mm. | 2
set14103 | 1000110001 | CROSSARM,PRESTRESSED CONCRETE,SPUN,H.T. 100X100X2,500 MM. | 2
set14103 | 1010110200 | BOLT,MACHINE M.16x130 mm. | 4
set14103 | 1010110202 | BOLT,MACHINE M.16x200 mm. | 1
set14103 | 1010110206 | BOLT,MACHINE M.16x400 mm. | 1
set14103 | 1010120001 | BOLT,DOUBLE ARMING,M.16x450 mm. | 2
set14103 | 1010180100 | WASHER,PLAIN,SQUARE,LARGE 52x52x4.5 mm.HOLE DIA. 18 MM. TIS.258 | 12
set14103 | 1010200001 | BRACE,FLAT,FOR CROSSARM 30x6x760 mm. | 4
set14111 | 1000110001 | CROSSARM,PRESTRESSED CONCRETE,SPUN,H.T. 100X100X2,500 MM. | 1
set14111 | 1010110200 | BOLT,MACHINE M.16x130 mm. | 2
set14111 | 1010110203 | BOLT,MACHINE M.16x250 mm. | 1
set14111 | 1010110205 | BOLT,MACHINE M.16x350 mm. | 1
set14111 | 1010180100 | WASHER,PLAIN,SQUARE,LARGE 52x52x4.5 mm.HOLE DIA. 18 MM. TIS.258 | 5
set14111 | 1010200001 | BRACE,FLAT,FOR CROSSARM 30x6x760 mm. | 2
set14112 | 1000110001 | CROSSARM,PRESTRESSED CONCRETE,SPUN,H.T. 100X100X2,500 MM. | 2
set14112 | 1010110200 | BOLT,MACHINE M.16x130 mm. | 2
set14112 | 1010110203 | BOLT,MACHINE M.16x250 mm. | 1
set14112 | 1010110207 | BOLT,MACHINE M.16x450 mm. | 1
set14112 | 1010120001 | BOLT,DOUBLE ARMING,M.16x450 mm. | 2
set14112 | 1010180100 | WASHER,PLAIN,SQUARE,LARGE 52x52x4.5 mm.HOLE DIA. 18 MM. TIS.258 | 13
set14112 | 1010200001 | BRACE,FLAT,FOR CROSSARM 30x6x760 mm. | 2
set14113 | 1000110001 | CROSSARM,PRESTRESSED CONCRETE,SPUN,H.T. 100X100X2,500 MM. | 2
set14113 | 1010110200 | BOLT,MACHINE M.16x130 mm. | 4
set14113 | 1010110203 | BOLT,MACHINE M.16x250 mm. | 1
set14113 | 1010110207 | BOLT,MACHINE M.16x450 mm. | 1
set14113 | 1010120001 | BOLT,DOUBLE ARMING,M.16x450 mm. | 2
set14113 | 1010180100 | WASHER,PLAIN,SQUARE,LARGE 52x52x4.5 mm.HOLE DIA. 18 MM. TIS.258 | 12
set14113 | 1010200001 | BRACE,FLAT,FOR CROSSARM 30x6x760 mm. | 4
set14121 | 1000110001 | CROSSARM,PRESTRESSED CONCRETE,SPUN,H.T. 100X100X2,500 MM. | 1
set14121 | 1010110200 | BOLT,MACHINE M.16x130 mm. | 2
set14121 | 1010110203 | BOLT,MACHINE M.16x250 mm. | 1
set14121 | 1010110206 | BOLT,MACHINE M.16x400 mm. | 1
set14121 | 1010180100 | WASHER,PLAIN,SQUARE,LARGE 52x52x4.5 mm.HOLE DIA. 18 MM. TIS.258 | 5
set14121 | 1010200001 | BRACE,FLAT,FOR CROSSARM 30x6x760 mm. | 2
set14122 | 1000110001 | CROSSARM,PRESTRESSED CONCRETE,SPUN,H.T. 100X100X2,500 MM. | 2
set14122 | 1010110200 | BOLT,MACHINE M.16x130 mm. | 2
set14122 | 1010110203 | BOLT,MACHINE M.16x250 mm. | 1
set14122 | 1010110208 | BOLT,MACHINE M.16x500 mm. | 1
set14122 | 1010120002 | BOLT,DOUBLE ARMING,M.16x500 mm. | 2
set14122 | 1010180100 | WASHER,PLAIN,SQUARE,LARGE 52x52x4.5 mm.HOLE DIA. 18 MM. TIS.258 | 13
set14122 | 1010200001 | BRACE,FLAT,FOR CROSSARM 30x6x760 mm. | 2
set14123 | 1000110001 | CROSSARM,PRESTRESSED CONCRETE,SPUN,H.T. 100X100X2,500 MM. | 2
set14123 | 1010110200 | BOLT,MACHINE M.16x130 mm. | 4
set14123 | 1010110204 | BOLT,MACHINE M.16x300 mm. | 1
set14123 | 1010110208 | BOLT,MACHINE M.16x500 mm. | 1
set14123 | 1010120002 | BOLT,DOUBLE ARMING,M.16x500 mm. | 2
set14123 | 1010180100 | WASHER,PLAIN,SQUARE,LARGE 52x52x4.5 mm.HOLE DIA. 18 MM. TIS.258 | 12
set14123 | 1010200001 | BRACE,FLAT,FOR CROSSARM 30x6x760 mm. | 4
set14125 | 1000110001 | CROSSARM,PRESTRESSED CONCRETE,SPUN,H.T. 100X100X2,500 MM. | 2
set14125 | 1010110200 | BOLT,MACHINE M.16x130 mm. | 4
set14125 | 1010110205 | BOLT,MACHINE M.16x350 mm. | 1
set14125 | 1010110209 | BOLT MACHINE M.16X600 MM. | 1
set14125 | 1010130003 | BOLT,DOUBLE ARMING,ROUND EYE M.16x600 mm. | 2
set14125 | 1010180100 | WASHER,PLAIN,SQUARE,LARGE 52x52x4.5 mm.HOLE DIA. 18 MM. TIS.258 | 12
set14125 | 1010200001 | BRACE,FLAT,FOR CROSSARM 30x6x760 mm. | 4
set14131 | 1010110200 | BOLT,MACHINE M.16x130 mm. | 1
set14131 | 1020200000 | TAPE,ARMOR,AL 1x10 mm. | 0.02
set14131 | 1020310000 | CONNECTOR,DEAD END,AL 25-35 sq.mm. | 1
set14131 | 1030030000 | INSULATOR,SPOOL,TYPE B (CLASS 53-2)TIS.227 | 1
set14131 | 1030130101 | CLEVIS,DIVIDED,FOR INSULATOR EEI-NEMA CLASS 53-2 TIS.227 | 1
set14132 | 1010110200 | BOLT,MACHINE M.16x130 mm. | 1
set14132 | 1020200000 | TAPE,ARMOR,AL 1x10 mm. | 0.03
set14132 | 1020310001 | CONNECTOR,DEAD END,AL 50-70 sq.mm. | 1
set14132 | 1030030000 | INSULATOR,SPOOL,TYPE B (CLASS 53-2)TIS.227 | 1
set14132 | 1030130101 | CLEVIS,DIVIDED,FOR INSULATOR EEI-NEMA CLASS 53-2 TIS.227 | 1
set14133 | 1010110200 | BOLT,MACHINE M.16x130 mm. | 1
set14133 | 1020200000 | TAPE,ARMOR,AL 1x10 mm. | 0.03
set14133 | 1020310002 | CONNECTOR,DEAD END,AL 95-120 sq.mm. | 1
set14133 | 1030030000 | INSULATOR,SPOOL,TYPE B (CLASS 53-2)TIS.227 | 1
set14133 | 1030130101 | CLEVIS,DIVIDED,FOR INSULATOR EEI-NEMA CLASS 53-2 TIS.227 | 1
set14141 | 1000110000 | CROSSARM,PRESTRESSED CONCRETE, 100X100X1,500 MM. | 1
set14141 | 1010110200 | BOLT,MACHINE M.16x130 mm. | 2
set14141 | 1010110203 | BOLT,MACHINE M.16x250 mm. | 1
set14141 | 1010110205 | BOLT,MACHINE M.16x350 mm. | 1
set14141 | 1010180100 | WASHER,PLAIN,SQUARE,LARGE 52x52x4.5 mm.HOLE DIA. 18 MM. TIS.258 | 5
set14141 | 1010200001 | BRACE,FLAT,FOR CROSSARM 30x6x760 mm. | 2
set14141 | 1040020100 | L.T. FUSE-SWITCHES 1x400 A. 500 V. | 1
set14142 | 1000110000 | CROSSARM,PRESTRESSED CONCRETE, 100X100X1,500 MM. | 1
set14142 | 1010110200 | BOLT,MACHINE M.16x130 mm. | 2
set14142 | 1010110203 | BOLT,MACHINE M.16x250 mm. | 1
set14142 | 1010110205 | BOLT,MACHINE M.16x350 mm. | 1
set14142 | 1010180100 | WASHER,PLAIN,SQUARE,LARGE 52x52x4.5 mm.HOLE DIA. 18 MM. TIS.258 | 5
set14142 | 1010200001 | BRACE,FLAT,FOR CROSSARM 30x6x760 mm. | 2
set14142 | 1040020100 | L.T. FUSE-SWITCHES 1x400 A. 500 V. | 2
set14143 | 1000110001 | CROSSARM,PRESTRESSED CONCRETE,SPUN,H.T. 100X100X2,500 MM. | 1
set14143 | 1010110200 | BOLT,MACHINE M.16x130 mm. | 2
set14143 | 1010110203 | BOLT,MACHINE M.16x250 mm. | 1
set14143 | 1010110205 | BOLT,MACHINE M.16x350 mm. | 1
set14143 | 1010180100 | WASHER,PLAIN,SQUARE,LARGE 52x52x4.5 mm.HOLE DIA. 18 MM. TIS.258 | 5
set14143 | 1010200001 | BRACE,FLAT,FOR CROSSARM 30x6x760 mm. | 2
set14143 | 1040020100 | L.T. FUSE-SWITCHES 1x400 A. 500 V. | 3
set14143 | 1050100002 | STEEL BRACKET | 2
set14143 | 1080040003 | CONDUIT,PVC,RIGID,DIA. 65x1000 mm.TIS.216 | 1
set14144 | 1000110001 | CROSSARM,PRESTRESSED CONCRETE,SPUN,H.T. 100X100X2,500 MM. | 1
set14144 | 1010110200 | BOLT,MACHINE M.16x130 mm. | 2
set14144 | 1010110203 | BOLT,MACHINE M.16x250 mm. | 1
set14144 | 1010110205 | BOLT,MACHINE M.16x350 mm. | 1
set14144 | 1010180100 | WASHER,PLAIN,SQUARE,LARGE 52x52x4.5 mm.HOLE DIA. 18 MM. TIS.258 | 5
set14144 | 1010200001 | BRACE,FLAT,FOR CROSSARM 30x6x760 mm. | 2
set14144 | 1040020100 | L.T. FUSE-SWITCHES 1x400 A. 500 V. | 6
set14144 | 1050100002 | STEEL BRACKET | 2
set14144 | 1080040003 | CONDUIT,PVC,RIGID,DIA. 65x1000 mm.TIS.216 | 2
set14145 | 1000110000 | CROSSARM,PRESTRESSED CONCRETE, 100X100X1,500 MM. | 1
set14145 | 1010110200 | BOLT,MACHINE M.16x130 mm. | 2
set14145 | 1010110204 | BOLT,MACHINE M.16x300 mm. | 1
set14145 | 1010110206 | BOLT,MACHINE M.16x400 mm. | 1
set14145 | 1010180100 | WASHER,PLAIN,SQUARE,LARGE 52x52x4.5 mm.HOLE DIA. 18 MM. TIS.258 | 5
set14145 | 1010200001 | BRACE,FLAT,FOR CROSSARM 30x6x760 mm. | 2
set14145 | 1040020100 | L.T. FUSE-SWITCHES 1x400 A. 500 V. | 1
set14146 | 1000110000 | CROSSARM,PRESTRESSED CONCRETE, 100X100X1,500 MM. | 1
set14146 | 1010110200 | BOLT,MACHINE M.16x130 mm. | 2
set14146 | 1010110204 | BOLT,MACHINE M.16x300 mm. | 1
set14146 | 1010110206 | BOLT,MACHINE M.16x400 mm. | 1
set14146 | 1010180100 | WASHER,PLAIN,SQUARE,LARGE 52x52x4.5 mm.HOLE DIA. 18 MM. TIS.258 | 5
set14146 | 1010200001 | BRACE,FLAT,FOR CROSSARM 30x6x760 mm. | 2
set14146 | 1040020100 | L.T. FUSE-SWITCHES 1x400 A. 500 V. | 2
set14147 | 1000110001 | CROSSARM,PRESTRESSED CONCRETE,SPUN,H.T. 100X100X2,500 MM. | 1
set14147 | 1010110200 | BOLT,MACHINE M.16x130 mm. | 2
set14147 | 1010110204 | BOLT,MACHINE M.16x300 mm. | 1
set14147 | 1010110206 | BOLT,MACHINE M.16x400 mm. | 1
set14147 | 1010180100 | WASHER,PLAIN,SQUARE,LARGE 52x52x4.5 mm.HOLE DIA. 18 MM. TIS.258 | 5
set14147 | 1010200001 | BRACE,FLAT,FOR CROSSARM 30x6x760 mm. | 2
set14147 | 1040020100 | L.T. FUSE-SWITCHES 1x400 A. 500 V. | 3
set14147 | 1050100002 | STEEL BRACKET | 2
set14147 | 1080040003 | CONDUIT,PVC,RIGID,DIA. 65x1000 mm.TIS.216 | 1
set14148 | 1000110001 | CROSSARM,PRESTRESSED CONCRETE,SPUN,H.T. 100X100X2,500 MM. | 1
set14148 | 1010110200 | BOLT,MACHINE M.16x130 mm. | 2
set14148 | 1010110204 | BOLT,MACHINE M.16x300 mm. | 1
set14148 | 1010110206 | BOLT,MACHINE M.16x400 mm. | 1
set14148 | 1010180100 | WASHER,PLAIN,SQUARE,LARGE 52x52x4.5 mm.HOLE DIA. 18 MM. TIS.258 | 5
set14148 | 1010200001 | BRACE,FLAT,FOR CROSSARM 30x6x760 mm. | 2
set14148 | 1040020100 | L.T. FUSE-SWITCHES 1x400 A. 500 V. | 6
set14148 | 1050100002 | STEEL BRACKET | 2
set14148 | 1080040003 | CONDUIT,PVC,RIGID,DIA. 65x1000 mm.TIS.216 | 2
set14149 | 1000110000 | CROSSARM,PRESTRESSED CONCRETE, 100X100X1,500 MM. | 1
set14149 | 1010110200 | BOLT,MACHINE M.16x130 mm. | 2
set14149 | 1010110205 | BOLT,MACHINE M.16x350 mm. | 1
set14149 | 1010110207 | BOLT,MACHINE M.16x450 mm. | 1
set14149 | 1010180100 | WASHER,PLAIN,SQUARE,LARGE 52x52x4.5 mm.HOLE DIA. 18 MM. TIS.258 | 5
set14149 | 1010200001 | BRACE,FLAT,FOR CROSSARM 30x6x760 mm. | 2
set14149 | 1040020100 | L.T. FUSE-SWITCHES 1x400 A. 500 V. | 1
set14150 | 1000110000 | CROSSARM,PRESTRESSED CONCRETE, 100X100X1,500 MM. | 1
set14150 | 1010110200 | BOLT,MACHINE M.16x130 mm. | 2
set14150 | 1010110205 | BOLT,MACHINE M.16x350 mm. | 1
set14150 | 1010110207 | BOLT,MACHINE M.16x450 mm. | 1
set14150 | 1010180100 | WASHER,PLAIN,SQUARE,LARGE 52x52x4.5 mm.HOLE DIA. 18 MM. TIS.258 | 5
set14150 | 1010200001 | BRACE,FLAT,FOR CROSSARM 30x6x760 mm. | 2
set14150 | 1040020100 | L.T. FUSE-SWITCHES 1x400 A. 500 V. | 2
set14151 | 1000110001 | CROSSARM,PRESTRESSED CONCRETE,SPUN,H.T. 100X100X2,500 MM. | 1
set14151 | 1010110200 | BOLT,MACHINE M.16x130 mm. | 2
set14151 | 1010110205 | BOLT,MACHINE M.16x350 mm. | 1
set14151 | 1010110207 | BOLT,MACHINE M.16x450 mm. | 1
set14151 | 1010180100 | WASHER,PLAIN,SQUARE,LARGE 52x52x4.5 mm.HOLE DIA. 18 MM. TIS.258 | 5
set14151 | 1010200001 | BRACE,FLAT,FOR CROSSARM 30x6x760 mm. | 2
set14151 | 1040020100 | L.T. FUSE-SWITCHES 1x400 A. 500 V. | 3
set14151 | 1050100002 | STEEL BRACKET | 2
set14151 | 1080040003 | CONDUIT,PVC,RIGID,DIA. 65x1000 mm.TIS.216 | 1
set14152 | 1000110001 | CROSSARM,PRESTRESSED CONCRETE,SPUN,H.T. 100X100X2,500 MM. | 1
set14152 | 1010110200 | BOLT,MACHINE M.16x130 mm. | 2
set14152 | 1010110205 | BOLT,MACHINE M.16x350 mm. | 1
set14152 | 1010110207 | BOLT,MACHINE M.16x450 mm. | 1
set14152 | 1010180100 | WASHER,PLAIN,SQUARE,LARGE 52x52x4.5 mm.HOLE DIA. 18 MM. TIS.258 | 5
set14152 | 1010200001 | BRACE,FLAT,FOR CROSSARM 30x6x760 mm. | 2
set14152 | 1040020100 | L.T. FUSE-SWITCHES 1x400 A. 500 V. | 6
set14152 | 1050100002 | STEEL BRACKET | 2
set14152 | 1080040003 | CONDUIT,PVC,RIGID,DIA. 65x1000 mm.TIS.216 | 2
set14201 | 9090010025 | CONCRETE 1/3/5 | 0.6
set14202 | 9090010025 | CONCRETE 1/3/5 | 1
set14203 | 9090010025 | CONCRETE 1/3/5 | 2
set14211 | 9090010019 | WOOD PILE | 4
set14211 | 9090010024 | STEEL 9 MM.,750 MM.LONG | 14
set14211 | 9090010025 | CONCRETE 1/3/5 | 0.16
set14211 | 9090010028 | COMPACTED STONE | 0.99
set14212 | 9090010019 | WOOD PILE | 4
set14212 | 9090010024 | STEEL 9 MM.,750 MM.LONG | 14
set14212 | 9090010025 | CONCRETE 1/3/5 | 0.15
set14212 | 9090010028 | COMPACTED STONE | 1.04
set14213 | 9090010019 | WOOD PILE | 4
set14213 | 9090010024 | STEEL 9 MM.,750 MM.LONG | 14
set14213 | 9090010025 | CONCRETE 1/3/5 | 0.15
set14213 | 9090010028 | COMPACTED STONE | 1.11
set14214 | 9090010025 | CONCRETE 1/3/5 | 0.07
set14215 | 9090010025 | CONCRETE 1/3/5 | 0.05
set14216 | 9090010025 | CONCRETE 1/3/5 | 0.06
set14217 | 9090010025 | CONCRETE 1/3/5 | 0.09
set14218 | 9090010025 | CONCRETE 1/3/5 | 0.07
set14219 | 9090010025 | CONCRETE 1/3/5 | 0.1
set14221 | 9040020015 | STEEL 15 MM.,750 MM.LONG | 5
set14221 | 9090010037 | CONCRETE 1/2/4 | 2
set14222 | 9090010025 | CONCRETE 1/3/5 | 0.75
set14230 | 9090010025 | CONCRETE 1/3/5 | 0.18
set14231 | 9090010025 | CONCRETE 1/3/5 | 0.13
set14232 | 9090010025 | CONCRETE 1/3/5 | 0.18
set14233 | 9090010025 | CONCRETE 1/3/5 | 1
set14234 | 9090010025 | CONCRETE 1/3/5 | 0.17
set14235 | 9090010025 | CONCRETE 1/3/5 | 0.24
set14236 | 9090010025 | CONCRETE 1/3/5 | 0.3
set14237 | 9090010025 | CONCRETE 1/3/5 | 0.26
set14238 | 9090010025 | CONCRETE 1/3/5 | 0.38
set14239 | 9090010025 | CONCRETE 1/3/5 | 0.42
set14240 | 9090010025 | CONCRETE 1/3/5 | 0.36
set14241 | 9090010025 | CONCRETE 1/3/5 | 0.54
set14301 | 1000020001 | STUB,PRESTRESSED CONCRETE, 0.25X0.25 M. 3.50 M.LONG | 1
set14301 | 1010160000 | BOLT,STUB M.24x600 mm. | 3
set14302 | 1000020002 | STUB,PRESTRESSED CONCRETE, 0.25X0.25 M. 4.50 M. LONG | 1
set14302 | 1010160000 | BOLT,STUB M.24x600 mm. | 3
set14303 | 1000020003 | STUB,PRESTRESSED CONCRETE, 0.25X0.25 M. 5.50 M. LONG | 1
set14303 | 1010160000 | BOLT,STUB M.24x600 mm. | 3
set14304 | 1000020102 | STUB,PRESTRESSED CONCRETE, 0.30X0.30 M., 4.50 M.LONG | 1
set14304 | 1010160001 | BOLT,STUB M.24x800 mm. | 3
set14305 | 1000020103 | STUB,PRESTRESSED CONCRETE, 0.30X0.30 M., 5.50 M.LONG | 1
set14305 | 1010160001 | BOLT,STUB M.24x800 mm. | 3
set14306 | 1000020104 | STUB,PRESTRESSED CONCRETE, 0.30X0.30 M., 6.50 M.LONG | 1
set14306 | 1010160001 | BOLT,STUB M.24x800 mm. | 3
set14307 | 1000020201 | STUB,PRESTRESSED CONCRETE, 0.35X0.35 M., 4.50 M.LONG | 1
set14307 | 1010160001 | BOLT,STUB M.24x800 mm. | 3
set14308 | 1000020202 | STUB,PRESTRESSED CONCRETE, 0.35X0.35 M., 5.50 M.LONG | 1
set14308 | 1010160001 | BOLT,STUB M.24x800 mm. | 3
set14309 | 1000020204 | STUB,PRESTRESSED CONCRETE, 0.35X0.35 M., 6.50 M.LONG | 1
set14309 | 1010160001 | BOLT,STUB M.24x800 mm. | 3
set14310 | 1000020300 | STUB,PRESTRESSED CONCRETE, 0.40X0.40 M., 5.50 M.LONG | 1
set14310 | 1010160002 | BOLT,STUB M.24x1,000 mm. | 3
set14311 | 1000020301 | STUB,PRESTRESSED CONCRETE, 0.40X0.40 M., 6.50 M.LONG | 1
set14311 | 1010160002 | BOLT,STUB M.24x1,000 mm. | 3
set14312 | 1000020302 | STUB,PRESTRESSED CONCRETE, 0.40x0.40 M., 7.50 M.LONG | 1
set14312 | 1010160002 | BOLT,STUB M.24x1,000 mm. | 3
set14313 | 1000020500 | STUB,PRESTRESSED CONCRETE,0.41X0.41M.,5.50M.LONG | 1
set14313 | 1010160002 | BOLT,STUB M.24x1,000 mm. | 3
set14314 | 1000020501 | STUB,PRESTRESSED CONCRETE,0.41X0.41M.,6.50M.LONG | 1
set14314 | 1010160002 | BOLT,STUB M.24x1,000 mm. | 3
set14315 | 1000020502 | STUB,PRESTRESSED CONCRETE,0.41X0.41M.,7.50M.LONG | 1
set14315 | 1010160002 | BOLT,STUB M.24x1,000 mm. | 3
set14316 | 1000020400 | STUB,PRESTRESSED CONCRETE,0.36X0.36M.,4.50M.LONG | 1
set14316 | 1010160002 | BOLT,STUB M.24x1,000 mm. | 3
set14317 | 1000020401 | STUB,PRESTRESSED CONCRETE,0.36X0.36M.,5.50M.LONG | 1
set14317 | 1010160002 | BOLT,STUB M.24x1,000 mm. | 3
set14318 | 1000020402 | STUB,PRESTRESSED CONCRETE,0.36X0.36M.,6.50M.LONG | 1
set14318 | 1010160002 | BOLT,STUB M.24x1,000 mm. | 3
set14319 | 1000020102 | STUB,PRESTRESSED CONCRETE, 0.30X0.30 M., 4.50 M.LONG | 2
set14319 | 1010160003 | BOLT,STUB M.24X1,250 MM. | 3
set14320 | 1000020103 | STUB,PRESTRESSED CONCRETE, 0.30X0.30 M., 5.50 M.LONG | 2
set14320 | 1010160003 | BOLT,STUB M.24X1,250 MM. | 3
set14321 | 1000020104 | STUB,PRESTRESSED CONCRETE, 0.30X0.30 M., 6.50 M.LONG | 2
set14321 | 1010160003 | BOLT,STUB M.24X1,250 MM. | 3
set14322 | 1000020201 | STUB,PRESTRESSED CONCRETE, 0.35X0.35 M., 4.50 M.LONG | 2
set14322 | 1010160003 | BOLT,STUB M.24X1,250 MM. | 3
set14323 | 1000020202 | STUB,PRESTRESSED CONCRETE, 0.35X0.35 M., 5.50 M.LONG | 2
set14323 | 1010160003 | BOLT,STUB M.24X1,250 MM. | 3
set14324 | 1000020204 | STUB,PRESTRESSED CONCRETE, 0.35X0.35 M., 6.50 M.LONG | 2
set14324 | 1010160003 | BOLT,STUB M.24X1,250 MM. | 3
set14325 | 1000020400 | STUB,PRESTRESSED CONCRETE,0.36X0.36M.,4.50M.LONG | 2
set14325 | 1010160003 | BOLT,STUB M.24X1,250 MM. | 3
set14326 | 1000020401 | STUB,PRESTRESSED CONCRETE,0.36X0.36M.,5.50M.LONG | 2
set14326 | 1010160003 | BOLT,STUB M.24X1,250 MM. | 3
set14327 | 1000020402 | STUB,PRESTRESSED CONCRETE,0.36X0.36M.,6.50M.LONG | 2
set14327 | 1010160003 | BOLT,STUB M.24X1,250 MM. | 3
set14328 | 1000020300 | STUB,PRESTRESSED CONCRETE, 0.40X0.40 M., 5.50 M.LONG | 2
set14328 | 1010160004 | BOLT,STUB,M 24 X 1,600 MM. | 3
set14329 | 1000020301 | STUB,PRESTRESSED CONCRETE, 0.40X0.40 M., 6.50 M.LONG | 2
set14329 | 1010160004 | BOLT,STUB,M 24 X 1,600 MM. | 3
set14330 | 1000020302 | STUB,PRESTRESSED CONCRETE, 0.40x0.40 M., 7.50 M.LONG | 2
set14330 | 1010160004 | BOLT,STUB,M 24 X 1,600 MM. | 3
set14331 | 1000020500 | STUB,PRESTRESSED CONCRETE,0.41X0.41M.,5.50M.LONG | 2
set14331 | 1010160004 | BOLT,STUB,M 24 X 1,600 MM. | 3
set14332 | 1000020501 | STUB,PRESTRESSED CONCRETE,0.41X0.41M.,6.50M.LONG | 2
set14332 | 1010160004 | BOLT,STUB,M 24 X 1,600 MM. | 3
set14333 | 1000020502 | STUB,PRESTRESSED CONCRETE,0.41X0.41M.,7.50M.LONG | 2
set14333 | 1010160004 | BOLT,STUB,M 24 X 1,600 MM. | 3
set14401 | 1010110203 | BOLT,MACHINE M.16x250 mm. | 2
set14401 | 1010180100 | WASHER,PLAIN,SQUARE,LARGE 52x52x4.5 mm.HOLE DIA. 18 MM. TIS.258 | 2
set14401 | 1020089954 | CONDUCTOR,CU,NFYW 0.6/1 KV. 2.5 SQ.MM. | 8
set14401 | 1020200000 | TAPE,ARMOR,AL 1x10 mm. | 0.05
set14401 | 1020320001 | CONNECTOR,COMPRESSION H-TYPE,MAIN AL.25-50 SQ.MM.TAP AL OR CU 2.5-6 SQ.MM. | 2
set14401 | 1070010005 | SET OF LUMINAIRE,FOR FLUORESCENT LAMP,TYPE 6 OF DRG. | 1
set14401 | 1080040001 | CONDUIT,PVC,RIGID,DIA. 20x2500 mm.TIS.216 | 1
set14402 | 1010110203 | BOLT,MACHINE M.16x250 mm. | 2
set14402 | 1010180100 | WASHER,PLAIN,SQUARE,LARGE 52x52x4.5 mm.HOLE DIA. 18 MM. TIS.258 | 2
set14402 | 1020089954 | CONDUCTOR,CU,NFYW 0.6/1 KV. 2.5 SQ.MM. | 8
set14402 | 1020320001 | CONNECTOR,COMPRESSION H-TYPE,MAIN AL.25-50 SQ.MM.TAP AL OR CU 2.5-6 SQ.MM. | 2
set14402 | 1070010005 | SET OF LUMINAIRE,FOR FLUORESCENT LAMP,TYPE 6 OF DRG. | 1
set14403 | 1020089954 | CONDUCTOR,CU,NFYW 0.6/1 KV. 2.5 SQ.MM. | 8
set14403 | 1020320001 | CONNECTOR,COMPRESSION H-TYPE,MAIN AL.25-50 SQ.MM.TAP AL OR CU 2.5-6 SQ.MM. | 2
set14403 | 1070010005 | SET OF LUMINAIRE,FOR FLUORESCENT LAMP,TYPE 6 OF DRG. | 1
set14404 | 1010110203 | BOLT,MACHINE M.16x250 mm. | 2
set14404 | 1010180100 | WASHER,PLAIN,SQUARE,LARGE 52x52x4.5 mm.HOLE DIA. 18 MM. TIS.258 | 2
set14404 | 1020089954 | CONDUCTOR,CU,NFYW 0.6/1 KV. 2.5 SQ.MM. | 8
set14404 | 1020200000 | TAPE,ARMOR,AL 1x10 mm. | 0.05
set14404 | 1020320001 | CONNECTOR,COMPRESSION H-TYPE,MAIN AL.25-50 SQ.MM.TAP AL OR CU 2.5-6 SQ.MM. | 2
set14404 | 1070010107 | SET OF LUMINAIRE,FOR MERCURY VAPOUR LAMP,TYPE3 DWG.S02-015/17009,1X80 OR 1X125 W.COMPLETE WITH ACCESSORIES | 1
set14404 | 1080040001 | CONDUIT,PVC,RIGID,DIA. 20x2500 mm.TIS.216 | 1
set14405 | 1010110203 | BOLT,MACHINE M.16x250 mm. | 2
set14405 | 1010180100 | WASHER,PLAIN,SQUARE,LARGE 52x52x4.5 mm.HOLE DIA. 18 MM. TIS.258 | 2
set14405 | 1020089954 | CONDUCTOR,CU,NFYW 0.6/1 KV. 2.5 SQ.MM. | 8
set14405 | 1020200000 | TAPE,ARMOR,AL 1x10 mm. | 0.05
set14405 | 1020320001 | CONNECTOR,COMPRESSION H-TYPE,MAIN AL.25-50 SQ.MM.TAP AL OR CU 2.5-6 SQ.MM. | 2
set14405 | 1070010107 | SET OF LUMINAIRE,FOR MERCURY VAPOUR LAMP,TYPE3 DWG.S02-015/17009,1X80 OR 1X125 W.COMPLETE WITH ACCESSORIES | 1
set14405 | 1080040001 | CONDUIT,PVC,RIGID,DIA. 20x2500 mm.TIS.216 | 1
set14406 | 1010110203 | BOLT,MACHINE M.16x250 mm. | 2
set14406 | 1010180100 | WASHER,PLAIN,SQUARE,LARGE 52x52x4.5 mm.HOLE DIA. 18 MM. TIS.258 | 2
set14406 | 1020089954 | CONDUCTOR,CU,NFYW 0.6/1 KV. 2.5 SQ.MM. | 8
set14406 | 1020200000 | TAPE,ARMOR,AL 1x10 mm. | 0.05
set14406 | 1020320001 | CONNECTOR,COMPRESSION H-TYPE,MAIN AL.25-50 SQ.MM.TAP AL OR CU 2.5-6 SQ.MM. | 2
set14406 | 1080040001 | CONDUIT,PVC,RIGID,DIA. 20x2500 mm.TIS.216 | 1
set14406 | 9090010005 | SET OF LUMINAIR,FOR MERCURY VAPOUR LAMP, 250 WATTS | 1
set14407 | 1010110203 | BOLT,MACHINE M.16x250 mm. | 2
set14407 | 1010180100 | WASHER,PLAIN,SQUARE,LARGE 52x52x4.5 mm.HOLE DIA. 18 MM. TIS.258 | 2
set14407 | 1020089954 | CONDUCTOR,CU,NFYW 0.6/1 KV. 2.5 SQ.MM. | 8
set14407 | 1020320001 | CONNECTOR,COMPRESSION H-TYPE,MAIN AL.25-50 SQ.MM.TAP AL OR CU 2.5-6 SQ.MM. | 2
set14407 | 1070010107 | SET OF LUMINAIRE,FOR MERCURY VAPOUR LAMP,TYPE3 DWG.S02-015/17009,1X80 OR 1X125 W.COMPLETE WITH ACCESSORIES | 1
set14408 | 1010110203 | BOLT,MACHINE M.16x250 mm. | 2
set14408 | 1010180100 | WASHER,PLAIN,SQUARE,LARGE 52x52x4.5 mm.HOLE DIA. 18 MM. TIS.258 | 2
set14408 | 1020089954 | CONDUCTOR,CU,NFYW 0.6/1 KV. 2.5 SQ.MM. | 8
set14408 | 1020320001 | CONNECTOR,COMPRESSION H-TYPE,MAIN AL.25-50 SQ.MM.TAP AL OR CU 2.5-6 SQ.MM. | 2
set14408 | 1070010107 | SET OF LUMINAIRE,FOR MERCURY VAPOUR LAMP,TYPE3 DWG.S02-015/17009,1X80 OR 1X125 W.COMPLETE WITH ACCESSORIES | 1
set14409 | 1010110203 | BOLT,MACHINE M.16x250 mm. | 2
set14409 | 1010180100 | WASHER,PLAIN,SQUARE,LARGE 52x52x4.5 mm.HOLE DIA. 18 MM. TIS.258 | 2
set14409 | 1020089954 | CONDUCTOR,CU,NFYW 0.6/1 KV. 2.5 SQ.MM. | 8
set14409 | 1020320001 | CONNECTOR,COMPRESSION H-TYPE,MAIN AL.25-50 SQ.MM.TAP AL OR CU 2.5-6 SQ.MM. | 2
set14409 | 9090010005 | SET OF LUMINAIR,FOR MERCURY VAPOUR LAMP, 250 WATTS | 1
set14410 | 1020089954 | CONDUCTOR,CU,NFYW 0.6/1 KV. 2.5 SQ.MM. | 8
set14410 | 1020320001 | CONNECTOR,COMPRESSION H-TYPE,MAIN AL.25-50 SQ.MM.TAP AL OR CU 2.5-6 SQ.MM. | 2
set14410 | 1070010107 | SET OF LUMINAIRE,FOR MERCURY VAPOUR LAMP,TYPE3 DWG.S02-015/17009,1X80 OR 1X125 W.COMPLETE WITH ACCESSORIES | 1
set14411 | 1020089954 | CONDUCTOR,CU,NFYW 0.6/1 KV. 2.5 SQ.MM. | 8
set14411 | 1020320001 | CONNECTOR,COMPRESSION H-TYPE,MAIN AL.25-50 SQ.MM.TAP AL OR CU 2.5-6 SQ.MM. | 2
set14411 | 1070010107 | SET OF LUMINAIRE,FOR MERCURY VAPOUR LAMP,TYPE3 DWG.S02-015/17009,1X80 OR 1X125 W.COMPLETE WITH ACCESSORIES | 1
set14412 | 1020089954 | CONDUCTOR,CU,NFYW 0.6/1 KV. 2.5 SQ.MM. | 8
set14412 | 1020320001 | CONNECTOR,COMPRESSION H-TYPE,MAIN AL.25-50 SQ.MM.TAP AL OR CU 2.5-6 SQ.MM. | 2
set14412 | 9090010005 | SET OF LUMINAIR,FOR MERCURY VAPOUR LAMP, 250 WATTS | 1
set14413 | 1010110203 | BOLT,MACHINE M.16x250 mm. | 2
set14413 | 1010180100 | WASHER,PLAIN,SQUARE,LARGE 52x52x4.5 mm.HOLE DIA. 18 MM. TIS.258 | 2
set14413 | 1020089954 | CONDUCTOR,CU,NFYW 0.6/1 KV. 2.5 SQ.MM. | 8
set14413 | 1020200000 | TAPE,ARMOR,AL 1x10 mm. | 0.05
set14413 | 1020320001 | CONNECTOR,COMPRESSION H-TYPE,MAIN AL.25-50 SQ.MM.TAP AL OR CU 2.5-6 SQ.MM. | 2
set14413 | 1070010301 | STREET LIGHTING SET,HIGH PRESSURE SODIUM LAMP 220 V.1X70 W.ACCESSORIES & PHOTOELECTRIC CONTROL SWITCH | 1
set14413 | 1080040001 | CONDUIT,PVC,RIGID,DIA. 20x2500 mm.TIS.216 | 1
set14414 | 1010110203 | BOLT,MACHINE M.16x250 mm. | 2
set14414 | 1010180100 | WASHER,PLAIN,SQUARE,LARGE 52x52x4.5 mm.HOLE DIA. 18 MM. TIS.258 | 2
set14414 | 1020089954 | CONDUCTOR,CU,NFYW 0.6/1 KV. 2.5 SQ.MM. | 8
set14414 | 1020320001 | CONNECTOR,COMPRESSION H-TYPE,MAIN AL.25-50 SQ.MM.TAP AL OR CU 2.5-6 SQ.MM. | 2
set14414 | 1070010301 | STREET LIGHTING SET,HIGH PRESSURE SODIUM LAMP 220 V.1X70 W.ACCESSORIES & PHOTOELECTRIC CONTROL SWITCH | 1
set14415 | 1020089954 | CONDUCTOR,CU,NFYW 0.6/1 KV. 2.5 SQ.MM. | 8
set14415 | 1020320001 | CONNECTOR,COMPRESSION H-TYPE,MAIN AL.25-50 SQ.MM.TAP AL OR CU 2.5-6 SQ.MM. | 2
set14415 | 1070010301 | STREET LIGHTING SET,HIGH PRESSURE SODIUM LAMP 220 V.1X70 W.ACCESSORIES & PHOTOELECTRIC CONTROL SWITCH | 1
set14421 | 1010110204 | BOLT,MACHINE M.16x300 mm. | 2
set14421 | 1010180100 | WASHER,PLAIN,SQUARE,LARGE 52x52x4.5 mm.HOLE DIA. 18 MM. TIS.258 | 2
set14421 | 1020089954 | CONDUCTOR,CU,NFYW 0.6/1 KV. 2.5 SQ.MM. | 8
set14421 | 1020200000 | TAPE,ARMOR,AL 1x10 mm. | 0.05
set14421 | 1020320001 | CONNECTOR,COMPRESSION H-TYPE,MAIN AL.25-50 SQ.MM.TAP AL OR CU 2.5-6 SQ.MM. | 2
set14421 | 1070010005 | SET OF LUMINAIRE,FOR FLUORESCENT LAMP,TYPE 6 OF DRG. | 1
set14421 | 1080040001 | CONDUIT,PVC,RIGID,DIA. 20x2500 mm.TIS.216 | 1
set14422 | 1010110204 | BOLT,MACHINE M.16x300 mm. | 2
set14422 | 1010180100 | WASHER,PLAIN,SQUARE,LARGE 52x52x4.5 mm.HOLE DIA. 18 MM. TIS.258 | 2
set14422 | 1020089954 | CONDUCTOR,CU,NFYW 0.6/1 KV. 2.5 SQ.MM. | 8
set14422 | 1020320001 | CONNECTOR,COMPRESSION H-TYPE,MAIN AL.25-50 SQ.MM.TAP AL OR CU 2.5-6 SQ.MM. | 2
set14422 | 1070010005 | SET OF LUMINAIRE,FOR FLUORESCENT LAMP,TYPE 6 OF DRG. | 1
set14424 | 1010110204 | BOLT,MACHINE M.16x300 mm. | 2
set14424 | 1010180100 | WASHER,PLAIN,SQUARE,LARGE 52x52x4.5 mm.HOLE DIA. 18 MM. TIS.258 | 2
set14424 | 1020089954 | CONDUCTOR,CU,NFYW 0.6/1 KV. 2.5 SQ.MM. | 8
set14424 | 1020200000 | TAPE,ARMOR,AL 1x10 mm. | 0.05
set14424 | 1020320001 | CONNECTOR,COMPRESSION H-TYPE,MAIN AL.25-50 SQ.MM.TAP AL OR CU 2.5-6 SQ.MM. | 2
set14424 | 1070010107 | SET OF LUMINAIRE,FOR MERCURY VAPOUR LAMP,TYPE3 DWG.S02-015/17009,1X80 OR 1X125 W.COMPLETE WITH ACCESSORIES | 1
set14424 | 1080040001 | CONDUIT,PVC,RIGID,DIA. 20x2500 mm.TIS.216 | 1
set14425 | 1010110204 | BOLT,MACHINE M.16x300 mm. | 2
set14425 | 1010180100 | WASHER,PLAIN,SQUARE,LARGE 52x52x4.5 mm.HOLE DIA. 18 MM. TIS.258 | 2
set14425 | 1020089954 | CONDUCTOR,CU,NFYW 0.6/1 KV. 2.5 SQ.MM. | 8
set14425 | 1020200000 | TAPE,ARMOR,AL 1x10 mm. | 0.05
set14425 | 1020320001 | CONNECTOR,COMPRESSION H-TYPE,MAIN AL.25-50 SQ.MM.TAP AL OR CU 2.5-6 SQ.MM. | 2
set14425 | 1070010107 | SET OF LUMINAIRE,FOR MERCURY VAPOUR LAMP,TYPE3 DWG.S02-015/17009,1X80 OR 1X125 W.COMPLETE WITH ACCESSORIES | 1
set14425 | 1080040001 | CONDUIT,PVC,RIGID,DIA. 20x2500 mm.TIS.216 | 1
set14426 | 1010110204 | BOLT,MACHINE M.16x300 mm. | 2
set14426 | 1010180100 | WASHER,PLAIN,SQUARE,LARGE 52x52x4.5 mm.HOLE DIA. 18 MM. TIS.258 | 2
set14426 | 1020089954 | CONDUCTOR,CU,NFYW 0.6/1 KV. 2.5 SQ.MM. | 8
set14426 | 1020200000 | TAPE,ARMOR,AL 1x10 mm. | 0.05
set14426 | 1020320001 | CONNECTOR,COMPRESSION H-TYPE,MAIN AL.25-50 SQ.MM.TAP AL OR CU 2.5-6 SQ.MM. | 2
set14426 | 1080040001 | CONDUIT,PVC,RIGID,DIA. 20x2500 mm.TIS.216 | 1
set14426 | 9090010005 | SET OF LUMINAIR,FOR MERCURY VAPOUR LAMP, 250 WATTS | 1
set14427 | 1010110204 | BOLT,MACHINE M.16x300 mm. | 2
set14427 | 1010180100 | WASHER,PLAIN,SQUARE,LARGE 52x52x4.5 mm.HOLE DIA. 18 MM. TIS.258 | 2
set14427 | 1020089954 | CONDUCTOR,CU,NFYW 0.6/1 KV. 2.5 SQ.MM. | 8
set14427 | 1020320001 | CONNECTOR,COMPRESSION H-TYPE,MAIN AL.25-50 SQ.MM.TAP AL OR CU 2.5-6 SQ.MM. | 2
set14427 | 1070010107 | SET OF LUMINAIRE,FOR MERCURY VAPOUR LAMP,TYPE3 DWG.S02-015/17009,1X80 OR 1X125 W.COMPLETE WITH ACCESSORIES | 1
set14428 | 1010110204 | BOLT,MACHINE M.16x300 mm. | 2
set14428 | 1010180100 | WASHER,PLAIN,SQUARE,LARGE 52x52x4.5 mm.HOLE DIA. 18 MM. TIS.258 | 2
set14428 | 1020089954 | CONDUCTOR,CU,NFYW 0.6/1 KV. 2.5 SQ.MM. | 8
set14428 | 1020320001 | CONNECTOR,COMPRESSION H-TYPE,MAIN AL.25-50 SQ.MM.TAP AL OR CU 2.5-6 SQ.MM. | 2
set14428 | 1070010107 | SET OF LUMINAIRE,FOR MERCURY VAPOUR LAMP,TYPE3 DWG.S02-015/17009,1X80 OR 1X125 W.COMPLETE WITH ACCESSORIES | 1
set14429 | 1010110204 | BOLT,MACHINE M.16x300 mm. | 2
set14429 | 1010180100 | WASHER,PLAIN,SQUARE,LARGE 52x52x4.5 mm.HOLE DIA. 18 MM. TIS.258 | 2
set14429 | 1020089954 | CONDUCTOR,CU,NFYW 0.6/1 KV. 2.5 SQ.MM. | 8
set14429 | 1020320001 | CONNECTOR,COMPRESSION H-TYPE,MAIN AL.25-50 SQ.MM.TAP AL OR CU 2.5-6 SQ.MM. | 2
set14429 | 9090010005 | SET OF LUMINAIR,FOR MERCURY VAPOUR LAMP, 250 WATTS | 1
set14433 | 1010110204 | BOLT,MACHINE M.16x300 mm. | 2
set14433 | 1010180100 | WASHER,PLAIN,SQUARE,LARGE 52x52x4.5 mm.HOLE DIA. 18 MM. TIS.258 | 2
set14433 | 1020089954 | CONDUCTOR,CU,NFYW 0.6/1 KV. 2.5 SQ.MM. | 8
set14433 | 1020200000 | TAPE,ARMOR,AL 1x10 mm. | 0.05
set14433 | 1020320001 | CONNECTOR,COMPRESSION H-TYPE,MAIN AL.25-50 SQ.MM.TAP AL OR CU 2.5-6 SQ.MM. | 2
set14433 | 1070010301 | STREET LIGHTING SET,HIGH PRESSURE SODIUM LAMP 220 V.1X70 W.ACCESSORIES & PHOTOELECTRIC CONTROL SWITCH | 1
set14433 | 1080040001 | CONDUIT,PVC,RIGID,DIA. 20x2500 mm.TIS.216 | 1
set14434 | 1010110204 | BOLT,MACHINE M.16x300 mm. | 2
set14434 | 1010180100 | WASHER,PLAIN,SQUARE,LARGE 52x52x4.5 mm.HOLE DIA. 18 MM. TIS.258 | 2
set14434 | 1020089954 | CONDUCTOR,CU,NFYW 0.6/1 KV. 2.5 SQ.MM. | 8
set14434 | 1020320001 | CONNECTOR,COMPRESSION H-TYPE,MAIN AL.25-50 SQ.MM.TAP AL OR CU 2.5-6 SQ.MM. | 2
set14434 | 1070010301 | STREET LIGHTING SET,HIGH PRESSURE SODIUM LAMP 220 V.1X70 W.ACCESSORIES & PHOTOELECTRIC CONTROL SWITCH | 1
set14441 | 1010110205 | BOLT,MACHINE M.16x350 mm. | 2
set14441 | 1010180100 | WASHER,PLAIN,SQUARE,LARGE 52x52x4.5 mm.HOLE DIA. 18 MM. TIS.258 | 2
set14441 | 1020089954 | CONDUCTOR,CU,NFYW 0.6/1 KV. 2.5 SQ.MM. | 8
set14441 | 1020200000 | TAPE,ARMOR,AL 1x10 mm. | 0.05
set14441 | 1020320001 | CONNECTOR,COMPRESSION H-TYPE,MAIN AL.25-50 SQ.MM.TAP AL OR CU 2.5-6 SQ.MM. | 2
set14441 | 1070010005 | SET OF LUMINAIRE,FOR FLUORESCENT LAMP,TYPE 6 OF DRG. | 1
set14441 | 1080040001 | CONDUIT,PVC,RIGID,DIA. 20x2500 mm.TIS.216 | 1
set14442 | 1010110205 | BOLT,MACHINE M.16x350 mm. | 2
set14442 | 1010180100 | WASHER,PLAIN,SQUARE,LARGE 52x52x4.5 mm.HOLE DIA. 18 MM. TIS.258 | 2
set14442 | 1020089954 | CONDUCTOR,CU,NFYW 0.6/1 KV. 2.5 SQ.MM. | 8
set14442 | 1020320001 | CONNECTOR,COMPRESSION H-TYPE,MAIN AL.25-50 SQ.MM.TAP AL OR CU 2.5-6 SQ.MM. | 2
set14442 | 1070010005 | SET OF LUMINAIRE,FOR FLUORESCENT LAMP,TYPE 6 OF DRG. | 1
set14444 | 1010110205 | BOLT,MACHINE M.16x350 mm. | 2
set14444 | 1010180100 | WASHER,PLAIN,SQUARE,LARGE 52x52x4.5 mm.HOLE DIA. 18 MM. TIS.258 | 2
set14444 | 1010990000 | NAIL,MILD STEEL,ROUND-FLAT HEAD,DIA. 2.00X5.00 MM. 35 MM.LONG | 3
set14444 | 1020089954 | CONDUCTOR,CU,NFYW 0.6/1 KV. 2.5 SQ.MM. | 8
set14444 | 1020200000 | TAPE,ARMOR,AL 1x10 mm. | 0.05
set14444 | 1020320001 | CONNECTOR,COMPRESSION H-TYPE,MAIN AL.25-50 SQ.MM.TAP AL OR CU 2.5-6 SQ.MM. | 2
set14444 | 1070010107 | SET OF LUMINAIRE,FOR MERCURY VAPOUR LAMP,TYPE3 DWG.S02-015/17009,1X80 OR 1X125 W.COMPLETE WITH ACCESSORIES | 1
set14444 | 1080040001 | CONDUIT,PVC,RIGID,DIA. 20x2500 mm.TIS.216 | 1
set14445 | 1010110205 | BOLT,MACHINE M.16x350 mm. | 2
set14445 | 1010180100 | WASHER,PLAIN,SQUARE,LARGE 52x52x4.5 mm.HOLE DIA. 18 MM. TIS.258 | 2
set14445 | 1020089954 | CONDUCTOR,CU,NFYW 0.6/1 KV. 2.5 SQ.MM. | 8
set14445 | 1020200000 | TAPE,ARMOR,AL 1x10 mm. | 0.05
set14445 | 1020320001 | CONNECTOR,COMPRESSION H-TYPE,MAIN AL.25-50 SQ.MM.TAP AL OR CU 2.5-6 SQ.MM. | 2
set14445 | 1070010107 | SET OF LUMINAIRE,FOR MERCURY VAPOUR LAMP,TYPE3 DWG.S02-015/17009,1X80 OR 1X125 W.COMPLETE WITH ACCESSORIES | 1
set14445 | 1080040001 | CONDUIT,PVC,RIGID,DIA. 20x2500 mm.TIS.216 | 1
set14446 | 1010110205 | BOLT,MACHINE M.16x350 mm. | 2
set14446 | 1010180100 | WASHER,PLAIN,SQUARE,LARGE 52x52x4.5 mm.HOLE DIA. 18 MM. TIS.258 | 2
set14446 | 1020089954 | CONDUCTOR,CU,NFYW 0.6/1 KV. 2.5 SQ.MM. | 8
set14446 | 1020200000 | TAPE,ARMOR,AL 1x10 mm. | 0.05
set14446 | 1020320001 | CONNECTOR,COMPRESSION H-TYPE,MAIN AL.25-50 SQ.MM.TAP AL OR CU 2.5-6 SQ.MM. | 2
set14446 | 1080040001 | CONDUIT,PVC,RIGID,DIA. 20x2500 mm.TIS.216 | 1
set14446 | 9090010005 | SET OF LUMINAIR,FOR MERCURY VAPOUR LAMP, 250 WATTS | 1
set14447 | 1010110205 | BOLT,MACHINE M.16x350 mm. | 2
set14447 | 1010180100 | WASHER,PLAIN,SQUARE,LARGE 52x52x4.5 mm.HOLE DIA. 18 MM. TIS.258 | 2
set14447 | 1020089954 | CONDUCTOR,CU,NFYW 0.6/1 KV. 2.5 SQ.MM. | 8
set14447 | 1020320001 | CONNECTOR,COMPRESSION H-TYPE,MAIN AL.25-50 SQ.MM.TAP AL OR CU 2.5-6 SQ.MM. | 2
set14447 | 1070010107 | SET OF LUMINAIRE,FOR MERCURY VAPOUR LAMP,TYPE3 DWG.S02-015/17009,1X80 OR 1X125 W.COMPLETE WITH ACCESSORIES | 1
set14448 | 1010110205 | BOLT,MACHINE M.16x350 mm. | 2
set14448 | 1010180100 | WASHER,PLAIN,SQUARE,LARGE 52x52x4.5 mm.HOLE DIA. 18 MM. TIS.258 | 2
set14448 | 1020089954 | CONDUCTOR,CU,NFYW 0.6/1 KV. 2.5 SQ.MM. | 8
set14448 | 1020320001 | CONNECTOR,COMPRESSION H-TYPE,MAIN AL.25-50 SQ.MM.TAP AL OR CU 2.5-6 SQ.MM. | 2
set14448 | 1070010107 | SET OF LUMINAIRE,FOR MERCURY VAPOUR LAMP,TYPE3 DWG.S02-015/17009,1X80 OR 1X125 W.COMPLETE WITH ACCESSORIES | 1
set14449 | 1010110205 | BOLT,MACHINE M.16x350 mm. | 2
set14449 | 1010180100 | WASHER,PLAIN,SQUARE,LARGE 52x52x4.5 mm.HOLE DIA. 18 MM. TIS.258 | 2
set14449 | 1020089954 | CONDUCTOR,CU,NFYW 0.6/1 KV. 2.5 SQ.MM. | 8
set14449 | 1020320001 | CONNECTOR,COMPRESSION H-TYPE,MAIN AL.25-50 SQ.MM.TAP AL OR CU 2.5-6 SQ.MM. | 2
set14449 | 9090010005 | SET OF LUMINAIR,FOR MERCURY VAPOUR LAMP, 250 WATTS | 1
set14453 | 1010110205 | BOLT,MACHINE M.16x350 mm. | 2
set14453 | 1010180100 | WASHER,PLAIN,SQUARE,LARGE 52x52x4.5 mm.HOLE DIA. 18 MM. TIS.258 | 2
set14453 | 1020089954 | CONDUCTOR,CU,NFYW 0.6/1 KV. 2.5 SQ.MM. | 8
set14453 | 1020200000 | TAPE,ARMOR,AL 1x10 mm. | 0.05
set14453 | 1020320001 | CONNECTOR,COMPRESSION H-TYPE,MAIN AL.25-50 SQ.MM.TAP AL OR CU 2.5-6 SQ.MM. | 2
set14453 | 1070010301 | STREET LIGHTING SET,HIGH PRESSURE SODIUM LAMP 220 V.1X70 W.ACCESSORIES & PHOTOELECTRIC CONTROL SWITCH | 1
set14453 | 1080040001 | CONDUIT,PVC,RIGID,DIA. 20x2500 mm.TIS.216 | 1
set14454 | 1010110205 | BOLT,MACHINE M.16x350 mm. | 2
set14454 | 1010180100 | WASHER,PLAIN,SQUARE,LARGE 52x52x4.5 mm.HOLE DIA. 18 MM. TIS.258 | 2
set14454 | 1020089954 | CONDUCTOR,CU,NFYW 0.6/1 KV. 2.5 SQ.MM. | 8
set14454 | 1020320001 | CONNECTOR,COMPRESSION H-TYPE,MAIN AL.25-50 SQ.MM.TAP AL OR CU 2.5-6 SQ.MM. | 2
set14454 | 1070010301 | STREET LIGHTING SET,HIGH PRESSURE SODIUM LAMP 220 V.1X70 W.ACCESSORIES & PHOTOELECTRIC CONTROL SWITCH | 1
set14461 | 1010110204 | BOLT,MACHINE M.16x300 mm. | 2
set14461 | 1010180100 | WASHER,PLAIN,SQUARE,LARGE 52x52x4.5 mm.HOLE DIA. 18 MM. TIS.258 | 6
set14461 | 1020320002 | CONNECTOR,COMPRESSION,H-TYPE,MAIN AL 25-50 SQ.MM.,TAP AL. OR CU. 16-35 SQ.MM. | 4
set14461 | 1070030201 | TIME SWITCH,SINGLE CIRCUIT,WEATHER-PROOF FOR 220 V. 20 A. | 1
set14461 | 9090010022 | CABLE PLATE (HARD WOOD) SIZE 300X200X20 MM. | 1
set14462 | 1010110204 | BOLT,MACHINE M.16x300 mm. | 2
set14462 | 1010180100 | WASHER,PLAIN,SQUARE,LARGE 52x52x4.5 mm.HOLE DIA. 18 MM. TIS.258 | 6
set14462 | 1020320002 | CONNECTOR,COMPRESSION,H-TYPE,MAIN AL 25-50 SQ.MM.,TAP AL. OR CU. 16-35 SQ.MM. | 4
set14462 | 1070030202 | TIME SWITCH,SINGLE CIRCUIT,WEATHER-PROOF FOR 220 V. 30 A. | 1
set14462 | 9090010022 | CABLE PLATE (HARD WOOD) SIZE 300X200X20 MM. | 1
set14463 | 1010110204 | BOLT,MACHINE M.16x300 mm. | 2
set14463 | 1010180100 | WASHER,PLAIN,SQUARE,LARGE 52x52x4.5 mm.HOLE DIA. 18 MM. TIS.258 | 6
set14463 | 1020320002 | CONNECTOR,COMPRESSION,H-TYPE,MAIN AL 25-50 SQ.MM.,TAP AL. OR CU. 16-35 SQ.MM. | 4
set14463 | 1070030204 | TIME SWITCH,SINGLE CIRCUIT,WEATHER-PROOF FOR 220 V. 40 A. | 1
set14463 | 9090010022 | CABLE PLATE (HARD WOOD) SIZE 300X200X20 MM. | 1
set14464 | 1010110203 | BOLT,MACHINE M.16x250 mm. | 2
set14464 | 1010180100 | WASHER,PLAIN,SQUARE,LARGE 52x52x4.5 mm.HOLE DIA. 18 MM. TIS.258 | 2
set14464 | 1020320002 | CONNECTOR,COMPRESSION,H-TYPE,MAIN AL 25-50 SQ.MM.,TAP AL. OR CU. 16-35 SQ.MM. | 5
set14464 | 1070030209 | PHOTOELECTRIC CONTROLS SET,1 P.,220 V.30A. COMPLETE WITH MAT.NO.07030001,07030002,07030205,07030206 | 1
set14471 | 1010110206 | BOLT,MACHINE M.16x400 mm. | 2
set14471 | 1010180100 | WASHER,PLAIN,SQUARE,LARGE 52x52x4.5 mm.HOLE DIA. 18 MM. TIS.258 | 2
set14471 | 1020089954 | CONDUCTOR,CU,NFYW 0.6/1 KV. 2.5 SQ.MM. | 8
set14471 | 1020200000 | TAPE,ARMOR,AL 1x10 mm. | 0.05
set14471 | 1020320001 | CONNECTOR,COMPRESSION H-TYPE,MAIN AL.25-50 SQ.MM.TAP AL OR CU 2.5-6 SQ.MM. | 2
set14471 | 1070010005 | SET OF LUMINAIRE,FOR FLUORESCENT LAMP,TYPE 6 OF DRG. | 1
set14471 | 1080040001 | CONDUIT,PVC,RIGID,DIA. 20x2500 mm.TIS.216 | 1
set14472 | 1010110206 | BOLT,MACHINE M.16x400 mm. | 2
set14472 | 1010180100 | WASHER,PLAIN,SQUARE,LARGE 52x52x4.5 mm.HOLE DIA. 18 MM. TIS.258 | 2
set14472 | 1020089954 | CONDUCTOR,CU,NFYW 0.6/1 KV. 2.5 SQ.MM. | 8
set14472 | 1020320001 | CONNECTOR,COMPRESSION H-TYPE,MAIN AL.25-50 SQ.MM.TAP AL OR CU 2.5-6 SQ.MM. | 2
set14472 | 1070010005 | SET OF LUMINAIRE,FOR FLUORESCENT LAMP,TYPE 6 OF DRG. | 1
set14474 | 1010110206 | BOLT,MACHINE M.16x400 mm. | 2
set14474 | 1010180100 | WASHER,PLAIN,SQUARE,LARGE 52x52x4.5 mm.HOLE DIA. 18 MM. TIS.258 | 2
set14474 | 1020089954 | CONDUCTOR,CU,NFYW 0.6/1 KV. 2.5 SQ.MM. | 8
set14474 | 1020200000 | TAPE,ARMOR,AL 1x10 mm. | 0.05
set14474 | 1020320001 | CONNECTOR,COMPRESSION H-TYPE,MAIN AL.25-50 SQ.MM.TAP AL OR CU 2.5-6 SQ.MM. | 2
set14474 | 1070010107 | SET OF LUMINAIRE,FOR MERCURY VAPOUR LAMP,TYPE3 DWG.S02-015/17009,1X80 OR 1X125 W.COMPLETE WITH ACCESSORIES | 1
set14474 | 1080040001 | CONDUIT,PVC,RIGID,DIA. 20x2500 mm.TIS.216 | 1
set14475 | 1010110206 | BOLT,MACHINE M.16x400 mm. | 2
set14475 | 1010180100 | WASHER,PLAIN,SQUARE,LARGE 52x52x4.5 mm.HOLE DIA. 18 MM. TIS.258 | 2
set14475 | 1020089954 | CONDUCTOR,CU,NFYW 0.6/1 KV. 2.5 SQ.MM. | 8
set14475 | 1020200000 | TAPE,ARMOR,AL 1x10 mm. | 0.05
set14475 | 1020320001 | CONNECTOR,COMPRESSION H-TYPE,MAIN AL.25-50 SQ.MM.TAP AL OR CU 2.5-6 SQ.MM. | 2
set14475 | 1070010107 | SET OF LUMINAIRE,FOR MERCURY VAPOUR LAMP,TYPE3 DWG.S02-015/17009,1X80 OR 1X125 W.COMPLETE WITH ACCESSORIES | 1
set14475 | 1080040001 | CONDUIT,PVC,RIGID,DIA. 20x2500 mm.TIS.216 | 1
set14476 | 1010110206 | BOLT,MACHINE M.16x400 mm. | 2
set14476 | 1010180100 | WASHER,PLAIN,SQUARE,LARGE 52x52x4.5 mm.HOLE DIA. 18 MM. TIS.258 | 2
set14476 | 1020089954 | CONDUCTOR,CU,NFYW 0.6/1 KV. 2.5 SQ.MM. | 8
set14476 | 1020200000 | TAPE,ARMOR,AL 1x10 mm. | 0.05
set14476 | 1020320001 | CONNECTOR,COMPRESSION H-TYPE,MAIN AL.25-50 SQ.MM.TAP AL OR CU 2.5-6 SQ.MM. | 2
set14476 | 1080040001 | CONDUIT,PVC,RIGID,DIA. 20x2500 mm.TIS.216 | 1
set14476 | 9090010005 | SET OF LUMINAIR,FOR MERCURY VAPOUR LAMP, 250 WATTS | 1
set14477 | 1010110206 | BOLT,MACHINE M.16x400 mm. | 2
set14477 | 1010180100 | WASHER,PLAIN,SQUARE,LARGE 52x52x4.5 mm.HOLE DIA. 18 MM. TIS.258 | 2
set14477 | 1020089954 | CONDUCTOR,CU,NFYW 0.6/1 KV. 2.5 SQ.MM. | 8
set14477 | 1020320001 | CONNECTOR,COMPRESSION H-TYPE,MAIN AL.25-50 SQ.MM.TAP AL OR CU 2.5-6 SQ.MM. | 2
set14477 | 1070010107 | SET OF LUMINAIRE,FOR MERCURY VAPOUR LAMP,TYPE3 DWG.S02-015/17009,1X80 OR 1X125 W.COMPLETE WITH ACCESSORIES | 1
set14478 | 1010110206 | BOLT,MACHINE M.16x400 mm. | 2
set14478 | 1010180100 | WASHER,PLAIN,SQUARE,LARGE 52x52x4.5 mm.HOLE DIA. 18 MM. TIS.258 | 2
set14478 | 1020089954 | CONDUCTOR,CU,NFYW 0.6/1 KV. 2.5 SQ.MM. | 8
set14478 | 1020320001 | CONNECTOR,COMPRESSION H-TYPE,MAIN AL.25-50 SQ.MM.TAP AL OR CU 2.5-6 SQ.MM. | 2
set14478 | 1070010107 | SET OF LUMINAIRE,FOR MERCURY VAPOUR LAMP,TYPE3 DWG.S02-015/17009,1X80 OR 1X125 W.COMPLETE WITH ACCESSORIES | 1
set14479 | 1010110206 | BOLT,MACHINE M.16x400 mm. | 2
set14479 | 1010180100 | WASHER,PLAIN,SQUARE,LARGE 52x52x4.5 mm.HOLE DIA. 18 MM. TIS.258 | 2
set14479 | 1020089954 | CONDUCTOR,CU,NFYW 0.6/1 KV. 2.5 SQ.MM. | 8
set14479 | 1020320001 | CONNECTOR,COMPRESSION H-TYPE,MAIN AL.25-50 SQ.MM.TAP AL OR CU 2.5-6 SQ.MM. | 2
set14479 | 9090010005 | SET OF LUMINAIR,FOR MERCURY VAPOUR LAMP, 250 WATTS | 1
set14483 | 1010110206 | BOLT,MACHINE M.16x400 mm. | 2
set14483 | 1010180100 | WASHER,PLAIN,SQUARE,LARGE 52x52x4.5 mm.HOLE DIA. 18 MM. TIS.258 | 2
set14483 | 1020089954 | CONDUCTOR,CU,NFYW 0.6/1 KV. 2.5 SQ.MM. | 8
set14483 | 1020200000 | TAPE,ARMOR,AL 1x10 mm. | 0.05
set14483 | 1020320001 | CONNECTOR,COMPRESSION H-TYPE,MAIN AL.25-50 SQ.MM.TAP AL OR CU 2.5-6 SQ.MM. | 2
set14483 | 1070010301 | STREET LIGHTING SET,HIGH PRESSURE SODIUM LAMP 220 V.1X70 W.ACCESSORIES & PHOTOELECTRIC CONTROL SWITCH | 1
set14483 | 1080040001 | CONDUIT,PVC,RIGID,DIA. 20x2500 mm.TIS.216 | 1
set14484 | 1010110206 | BOLT,MACHINE M.16x400 mm. | 2
set14484 | 1010180100 | WASHER,PLAIN,SQUARE,LARGE 52x52x4.5 mm.HOLE DIA. 18 MM. TIS.258 | 2
set14484 | 1020089954 | CONDUCTOR,CU,NFYW 0.6/1 KV. 2.5 SQ.MM. | 8
set14484 | 1020320001 | CONNECTOR,COMPRESSION H-TYPE,MAIN AL.25-50 SQ.MM.TAP AL OR CU 2.5-6 SQ.MM. | 2
set14484 | 1070010301 | STREET LIGHTING SET,HIGH PRESSURE SODIUM LAMP 220 V.1X70 W.ACCESSORIES & PHOTOELECTRIC CONTROL SWITCH | 1
set14500 | 1010110203 | BOLT,MACHINE M.16x250 mm. | 2
set14500 | 1010180100 | WASHER,PLAIN,SQUARE,LARGE 52x52x4.5 mm.HOLE DIA. 18 MM. TIS.258 | 2
set14500 | 1010220002 | ROD,GROUND,60x60x5 mm. 2 m.LONG | 1
set14500 | 1010230000 | CLAMP,SINGLE U-BOLT,M.8 (WIRE ROPE CLIP) | 1
set14500 | 1020089954 | CONDUCTOR,CU,NFYW 0.6/1 KV. 2.5 SQ.MM. | 12
set14500 | 1020089957 | CONDUCTOR,CU,NFYW 0.6/1 KV. 10 SQ.MM. | 5
set14500 | 1020200000 | TAPE,ARMOR,AL 1x10 mm. | 1
set14500 | 1020320001 | CONNECTOR,COMPRESSION H-TYPE,MAIN AL.25-50 SQ.MM.TAP AL OR CU 2.5-6 SQ.MM. | 2
set14500 | 1020420105 | CABLE LUG,NEMA HOLE,COMPRESSION TYPE,AL 120 SQ.MM. | 2
set14500 | 1060100001 | METER PLATE, SIZE 2X20X60 CM. | 1
set14500 | 9090010008 | BOLT-ON-HUB DIA. 25 MM. | 1
set14500 | 9090010009 | LOCK NUT DIA. 25 MM. | 1
set14500 | 9090010010 | RSC ELBOW, DIA 25 MM. | 1
set14500 | 9090010011 | BUSHING FOR RSC CONDUIT, DIA 25 MM. | 1
set14500 | 9090010012 | RSC CONDUIT, DIA 25 MM. 3 M. | 2
set14500 | 9090010013 | SERVICE ENTRANCE CAPS DIA. 25 MM. | 1
set14500 | 9090030001 | SAFETY SWITCH 30 A. 240 V. 2 POLE | 1
set14501 | 1010110204 | BOLT,MACHINE M.16x300 mm. | 2
set14501 | 1010180100 | WASHER,PLAIN,SQUARE,LARGE 52x52x4.5 mm.HOLE DIA. 18 MM. TIS.258 | 2
set14501 | 1010220002 | ROD,GROUND,60x60x5 mm. 2 m.LONG | 1
set14501 | 1010230000 | CLAMP,SINGLE U-BOLT,M.8 (WIRE ROPE CLIP) | 1
set14501 | 1020089954 | CONDUCTOR,CU,NFYW 0.6/1 KV. 2.5 SQ.MM. | 12
set14501 | 1020089957 | CONDUCTOR,CU,NFYW 0.6/1 KV. 10 SQ.MM. | 5
set14501 | 1020200000 | TAPE,ARMOR,AL 1x10 mm. | 1
set14501 | 1020320001 | CONNECTOR,COMPRESSION H-TYPE,MAIN AL.25-50 SQ.MM.TAP AL OR CU 2.5-6 SQ.MM. | 2
set14501 | 1020420105 | CABLE LUG,NEMA HOLE,COMPRESSION TYPE,AL 120 SQ.MM. | 2
set14501 | 1060100001 | METER PLATE, SIZE 2X20X60 CM. | 1
set14501 | 9090010008 | BOLT-ON-HUB DIA. 25 MM. | 1
set14501 | 9090010009 | LOCK NUT DIA. 25 MM. | 1
set14501 | 9090010010 | RSC ELBOW, DIA 25 MM. | 1
set14501 | 9090010011 | BUSHING FOR RSC CONDUIT, DIA 25 MM. | 1
set14501 | 9090010012 | RSC CONDUIT, DIA 25 MM. 3 M. | 2
set14501 | 9090010013 | SERVICE ENTRANCE CAPS DIA. 25 MM. | 1
set14501 | 9090030001 | SAFETY SWITCH 30 A. 240 V. 2 POLE | 1
set14502 | 1010110204 | BOLT,MACHINE M.16x300 mm. | 2
set14502 | 1010180100 | WASHER,PLAIN,SQUARE,LARGE 52x52x4.5 mm.HOLE DIA. 18 MM. TIS.258 | 2
set14502 | 1010220002 | ROD,GROUND,60x60x5 mm. 2 m.LONG | 1
set14502 | 1010230000 | CLAMP,SINGLE U-BOLT,M.8 (WIRE ROPE CLIP) | 1
set14502 | 1020089954 | CONDUCTOR,CU,NFYW 0.6/1 KV. 2.5 SQ.MM. | 12
set14502 | 1020089957 | CONDUCTOR,CU,NFYW 0.6/1 KV. 10 SQ.MM. | 5
set14502 | 1020200000 | TAPE,ARMOR,AL 1x10 mm. | 1
set14502 | 1020320001 | CONNECTOR,COMPRESSION H-TYPE,MAIN AL.25-50 SQ.MM.TAP AL OR CU 2.5-6 SQ.MM. | 2
set14502 | 1020420105 | CABLE LUG,NEMA HOLE,COMPRESSION TYPE,AL 120 SQ.MM. | 2
set14502 | 1060100001 | METER PLATE, SIZE 2X20X60 CM. | 1
set14502 | 9090010007 | SAFETY SWITCH 60 A. 240 V. 2 POLE | 1
set14502 | 9090010008 | BOLT-ON-HUB DIA. 25 MM. | 1
set14502 | 9090010009 | LOCK NUT DIA. 25 MM. | 1
set14502 | 9090010010 | RSC ELBOW, DIA 25 MM. | 1
set14502 | 9090010011 | BUSHING FOR RSC CONDUIT, DIA 25 MM. | 1
set14502 | 9090010012 | RSC CONDUIT, DIA 25 MM. 3 M. | 2
set14502 | 9090010013 | SERVICE ENTRANCE CAPS DIA. 25 MM. | 1
set14503 | 1010220002 | ROD,GROUND,60x60x5 mm. 2 m.LONG | 1
set14503 | 1010230000 | CLAMP,SINGLE U-BOLT,M.8 (WIRE ROPE CLIP) | 1
set14503 | 1020089957 | CONDUCTOR,CU,NFYW 0.6/1 KV. 10 SQ.MM. | 5
set14503 | 1070010104 | POST TOP LUMINAIRE,FOR MERCURY VAPOUR LAMP 220 V.1X125 WATTS | 1
set14503 | 9090010004 | REINFORCED CONCRETE FOUNDATION & BASE BOLT | 1
set14504 | 9090010027 | SAND | 0.06
set14504 | 9090010028 | COMPACTED STONE | 2.5
set14510 | 1000120100 | CROSSARM COM ST.100x50x5MM. 1M.LONG.ACC. | 1
set14510 | 1010030009 | ST. PLATE, CLEVIS FOR TELECOM. CABLE | 3
set14510 | 1010110205 | BOLT,MACHINE M.16x350 mm. | 2
set14510 | 1010110404 | BOLT,MACHINE,HEXAGON, M.16X50 MM. | 2
set14510 | 1010120006 | BOLT, DOUBLE ARMING, M 16x250 MM. | 3
set14510 | 1010180301 | WASHER,LOCK,SPRING,SIZE 16 mm.,GENERAL PURPOSE,TIS.259 | 16
set14510 | 1010180400 | WASHER,ROUND,FLAT,SIZE 16 MM. | 7
set14511 | 1000120101 | CROSSARM COM ST 100X50X5MM.1.7M.LONG ACC | 1
set14511 | 1010030009 | ST. PLATE, CLEVIS FOR TELECOM. CABLE | 6
set14511 | 1010110205 | BOLT,MACHINE M.16x350 mm. | 2
set14511 | 1010110404 | BOLT,MACHINE,HEXAGON, M.16X50 MM. | 4
set14511 | 1010120006 | BOLT, DOUBLE ARMING, M 16x250 MM. | 6
set14511 | 1010180301 | WASHER,LOCK,SPRING,SIZE 16 mm.,GENERAL PURPOSE,TIS.259 | 14
set14511 | 1010180400 | WASHER,ROUND,FLAT,SIZE 16 MM. | 29
set14512 | 1000130101 | CROSSARM COM FRP 100X50X10MM 1M ACC | 1
set14512 | 1010030009 | ST. PLATE, CLEVIS FOR TELECOM. CABLE | 3
set14512 | 1010110205 | BOLT,MACHINE M.16x350 mm. | 2
set14512 | 1010110404 | BOLT,MACHINE,HEXAGON, M.16X50 MM. | 2
set14512 | 1010120006 | BOLT, DOUBLE ARMING, M 16x250 MM. | 3
set14512 | 1010180301 | WASHER,LOCK,SPRING,SIZE 16 mm.,GENERAL PURPOSE,TIS.259 | 7
set14512 | 1010180400 | WASHER,ROUND,FLAT,SIZE 16 MM. | 16
set14513 | 1000130100 | CROSSARM COM FRP 100X50X10MM 1.7M L ACC | 1
set14513 | 1010030009 | ST. PLATE, CLEVIS FOR TELECOM. CABLE | 6
set14513 | 1010110205 | BOLT,MACHINE M.16x350 mm. | 2
set14513 | 1010110404 | BOLT,MACHINE,HEXAGON, M.16X50 MM. | 4
set14513 | 1010120006 | BOLT, DOUBLE ARMING, M 16x250 MM. | 6
set14513 | 1010180301 | WASHER,LOCK,SPRING,SIZE 16 mm.,GENERAL PURPOSE,TIS.259 | 14
set14513 | 1010180400 | WASHER,ROUND,FLAT,SIZE 16 MM. | 29
set14514 | 1010110000 | BOLT,MACHINE M.8X25 MM. | 4
set14514 | 1010110205 | BOLT,MACHINE M.16x350 mm. | 4
set14514 | 1010180100 | WASHER,PLAIN,SQUARE,LARGE 52x52x4.5 mm.HOLE DIA. 18 MM. TIS.258 | 8
set14514 | 1080050800 | CABLE TRAY FOR LAYING TELECOM CABLE | 1
set20101 | 1000110001 | CROSSARM,PRESTRESSED CONCRETE,SPUN,H.T. 100X100X2,500 MM. | 1
set20101 | 1010100000 | WIRE,STEEL SOLID DIA. 4.0 mm.TIS.71 | 0.35
set20101 | 1010110200 | BOLT,MACHINE M.16x130 mm. | 2
set20101 | 1010110202 | BOLT,MACHINE M.16x200 mm. | 1
set20101 | 1010110204 | BOLT,MACHINE M.16x300 mm. | 1
set20101 | 1010180100 | WASHER,PLAIN,SQUARE,LARGE 52x52x4.5 mm.HOLE DIA. 18 MM. TIS.258 | 5
set20101 | 1010180201 | WASHER,SQUARE,CURVED 60x60x5 mm.HOLE DIA. 22 mm. | 2
set20101 | 1010180301 | WASHER,LOCK,SPRING,SIZE 16 mm.,GENERAL PURPOSE,TIS.259 | 1
set20101 | 1010200001 | BRACE,FLAT,FOR CROSSARM 30x6x760 mm. | 2
set20101 | 1010230000 | CLAMP,SINGLE U-BOLT,M.8 (WIRE ROPE CLIP) | 1
set20101 | 1030000001 | INSULATOR,PIN TYPE,TYPE B (CLASS 56-2) TIS.279 | 2
set20101 | 1030100000 | PIN,INSULATOR,22 KV.SHANK 140 MM.,LEAD HEAD 35 MM.(1 3/8") | 2
set20102 | 1000110001 | CROSSARM,PRESTRESSED CONCRETE,SPUN,H.T. 100X100X2,500 MM. | 2
set20102 | 1010100000 | WIRE,STEEL SOLID DIA. 4.0 mm.TIS.71 | 0.65
set20102 | 1010110200 | BOLT,MACHINE M.16x130 mm. | 2
set20102 | 1010110202 | BOLT,MACHINE M.16x200 mm. | 1
set20102 | 1010110206 | BOLT,MACHINE M.16x400 mm. | 1
set20102 | 1010120001 | BOLT,DOUBLE ARMING,M.16x450 mm. | 2
set20102 | 1010180100 | WASHER,PLAIN,SQUARE,LARGE 52x52x4.5 mm.HOLE DIA. 18 MM. TIS.258 | 13
set20102 | 1010180201 | WASHER,SQUARE,CURVED 60x60x5 mm.HOLE DIA. 22 mm. | 4
set20102 | 1010180301 | WASHER,LOCK,SPRING,SIZE 16 mm.,GENERAL PURPOSE,TIS.259 | 1
set20102 | 1010200001 | BRACE,FLAT,FOR CROSSARM 30x6x760 mm. | 2
set20102 | 1010230000 | CLAMP,SINGLE U-BOLT,M.8 (WIRE ROPE CLIP) | 2
set20102 | 1030000001 | INSULATOR,PIN TYPE,TYPE B (CLASS 56-2) TIS.279 | 4
set20102 | 1030100000 | PIN,INSULATOR,22 KV.SHANK 140 MM.,LEAD HEAD 35 MM.(1 3/8") | 4
set20103 | 1000110003 | CROSSARM,PRESTRESSED CONCRETE,SPUN(FOR DEAD-ENDING) 120X120X2,000 | 2
set20103 | 1010100000 | WIRE,STEEL SOLID DIA. 4.0 mm.TIS.71 | 0.8
set20103 | 1010110201 | BOLT,MACHINE M.16x170 mm. | 4
set20103 | 1010110202 | BOLT,MACHINE M.16x200 mm. | 1
set20103 | 1010130001 | BOLT,DOUBLE ARMING,ROUND EYE M.16x450 mm. | 3
set20103 | 1010180001 | NUT,EYE M.16 DIN 582 | 2
set20103 | 1010180100 | WASHER,PLAIN,SQUARE,LARGE 52x52x4.5 mm.HOLE DIA. 18 MM. TIS.258 | 13
set20103 | 1010180201 | WASHER,SQUARE,CURVED 60x60x5 mm.HOLE DIA. 22 mm. | 4
set20103 | 1010200001 | BRACE,FLAT,FOR CROSSARM 30x6x760 mm. | 4
set20103 | 1010230000 | CLAMP,SINGLE U-BOLT,M.8 (WIRE ROPE CLIP) | 4
set20103 | 1030010002 | INSULATOR,LINE-POST TYPE, 22 kV.CLASS 57-2L POWER ARC TEST | 4
set20103 | 1030020000 | INSULATOR,SUSPENSION TYPE A (CLASS 52-1)TIS.354 | 12
set20104 | 1000110003 | CROSSARM,PRESTRESSED CONCRETE,SPUN(FOR DEAD-ENDING) 120X120X2,000 | 2
set20104 | 1010110201 | BOLT,MACHINE M.16x170 mm. | 2
set20104 | 1010110202 | BOLT,MACHINE M.16x200 mm. | 1
set20104 | 1010130001 | BOLT,DOUBLE ARMING,ROUND EYE M.16x450 mm. | 3
set20104 | 1010180001 | NUT,EYE M.16 DIN 582 | 2
set20104 | 1010180100 | WASHER,PLAIN,SQUARE,LARGE 52x52x4.5 mm.HOLE DIA. 18 MM. TIS.258 | 13
set20104 | 1010200001 | BRACE,FLAT,FOR CROSSARM 30x6x760 mm. | 4
set20104 | 1030020000 | INSULATOR,SUSPENSION TYPE A (CLASS 52-1)TIS.354 | 12
set20105 | 1000110003 | CROSSARM,PRESTRESSED CONCRETE,SPUN(FOR DEAD-ENDING) 120X120X2,000 | 2
set20105 | 1010100000 | WIRE,STEEL SOLID DIA. 4.0 mm.TIS.71 | 0.35
set20105 | 1010110201 | BOLT,MACHINE M.16x170 mm. | 4
set20105 | 1010110202 | BOLT,MACHINE M.16x200 mm. | 1
set20105 | 1010130001 | BOLT,DOUBLE ARMING,ROUND EYE M.16x450 mm. | 3
set20105 | 1010180100 | WASHER,PLAIN,SQUARE,LARGE 52x52x4.5 mm.HOLE DIA. 18 MM. TIS.258 | 14
set20105 | 1010180201 | WASHER,SQUARE,CURVED 60x60x5 mm.HOLE DIA. 22 mm. | 2
set20105 | 1010200001 | BRACE,FLAT,FOR CROSSARM 30x6x760 mm. | 4
set20105 | 1010230000 | CLAMP,SINGLE U-BOLT,M.8 (WIRE ROPE CLIP) | 1
set20105 | 1030000001 | INSULATOR,PIN TYPE,TYPE B (CLASS 56-2) TIS.279 | 2
set20105 | 1030020000 | INSULATOR,SUSPENSION TYPE A (CLASS 52-1)TIS.354 | 6
set20105 | 1030100000 | PIN,INSULATOR,22 KV.SHANK 140 MM.,LEAD HEAD 35 MM.(1 3/8") | 2
set20106 | 1000110003 | CROSSARM,PRESTRESSED CONCRETE,SPUN(FOR DEAD-ENDING) 120X120X2,000 | 2
set20106 | 1010110201 | BOLT,MACHINE M.16x170 mm. | 4
set20106 | 1010110202 | BOLT,MACHINE M.16x200 mm. | 1
set20106 | 1010130001 | BOLT,DOUBLE ARMING,ROUND EYE M.16x450 mm. | 3
set20106 | 1010180100 | WASHER,PLAIN,SQUARE,LARGE 52x52x4.5 mm.HOLE DIA. 18 MM. TIS.258 | 14
set20106 | 1010200001 | BRACE,FLAT,FOR CROSSARM 30x6x760 mm. | 4
set20106 | 1030020000 | INSULATOR,SUSPENSION TYPE A (CLASS 52-1)TIS.354 | 6
set20107 | 1000110003 | CROSSARM,PRESTRESSED CONCRETE,SPUN(FOR DEAD-ENDING) 120X120X2,000 | 2
set20107 | 1010110201 | BOLT,MACHINE M.16x170 mm. | 4
set20107 | 1010110203 | BOLT,MACHINE M.16x250 mm. | 1
set20107 | 1010130002 | BOLT,DOUBLE ARMING,ROUND EYE M.16x500 mm. | 3
set20107 | 1010180100 | WASHER,PLAIN,SQUARE,LARGE 52x52x4.5 mm.HOLE DIA. 18 MM. TIS.258 | 14
set20107 | 1010200001 | BRACE,FLAT,FOR CROSSARM 30x6x760 mm. | 4
set20107 | 1030000001 | INSULATOR,PIN TYPE,TYPE B (CLASS 56-2) TIS.279 | 2
set20107 | 1030020000 | INSULATOR,SUSPENSION TYPE A (CLASS 52-1)TIS.354 | 6
set20107 | 1030100000 | PIN,INSULATOR,22 KV.SHANK 140 MM.,LEAD HEAD 35 MM.(1 3/8") | 2
set20108 | 1000110003 | CROSSARM,PRESTRESSED CONCRETE,SPUN(FOR DEAD-ENDING) 120X120X2,000 | 2
set20108 | 1010110201 | BOLT,MACHINE M.16x170 mm. | 4
set20108 | 1010110203 | BOLT,MACHINE M.16x250 mm. | 1
set20108 | 1010130002 | BOLT,DOUBLE ARMING,ROUND EYE M.16x500 mm. | 3
set20108 | 1010180100 | WASHER,PLAIN,SQUARE,LARGE 52x52x4.5 mm.HOLE DIA. 18 MM. TIS.258 | 14
set20108 | 1010200001 | BRACE,FLAT,FOR CROSSARM 30x6x760 mm. | 4
set20108 | 1030000001 | INSULATOR,PIN TYPE,TYPE B (CLASS 56-2) TIS.279 | 1
set20108 | 1030020000 | INSULATOR,SUSPENSION TYPE A (CLASS 52-1)TIS.354 | 6
set20108 | 1030100000 | PIN,INSULATOR,22 KV.SHANK 140 MM.,LEAD HEAD 35 MM.(1 3/8") | 1
set20109 | 1000110001 | CROSSARM,PRESTRESSED CONCRETE,SPUN,H.T. 100X100X2,500 MM. | 2
set20109 | 1010100000 | WIRE,STEEL SOLID DIA. 4.0 mm.TIS.71 | 0.5
set20109 | 1010110200 | BOLT,MACHINE M.16x130 mm. | 4
set20109 | 1010110203 | BOLT,MACHINE M.16x250 mm. | 1
set20109 | 1010110207 | BOLT,MACHINE M.16x450 mm. | 1
set20109 | 1010120001 | BOLT,DOUBLE ARMING,M.16x450 mm. | 2
set20109 | 1010180100 | WASHER,PLAIN,SQUARE,LARGE 52x52x4.5 mm.HOLE DIA. 18 MM. TIS.258 | 14
set20109 | 1010180201 | WASHER,SQUARE,CURVED 60x60x5 mm.HOLE DIA. 22 mm. | 2
set20109 | 1010180301 | WASHER,LOCK,SPRING,SIZE 16 mm.,GENERAL PURPOSE,TIS.259 | 1
set20109 | 1010200001 | BRACE,FLAT,FOR CROSSARM 30x6x760 mm. | 4
set20109 | 1030000001 | INSULATOR,PIN TYPE,TYPE B (CLASS 56-2) TIS.279 | 2
set20109 | 1030100000 | PIN,INSULATOR,22 KV.SHANK 140 MM.,LEAD HEAD 35 MM.(1 3/8") | 2
set20110 | 1000110001 | CROSSARM,PRESTRESSED CONCRETE,SPUN,H.T. 100X100X2,500 MM. | 1
set20110 | 1010100000 | WIRE,STEEL SOLID DIA. 4.0 mm.TIS.71 | 0.5
set20110 | 1010110200 | BOLT,MACHINE M.16x130 mm. | 2
set20110 | 1010110203 | BOLT,MACHINE M.16x250 mm. | 1
set20110 | 1010110205 | BOLT,MACHINE M.16x350 mm. | 1
set20110 | 1010180100 | WASHER,PLAIN,SQUARE,LARGE 52x52x4.5 mm.HOLE DIA. 18 MM. TIS.258 | 5
set20110 | 1010180201 | WASHER,SQUARE,CURVED 60x60x5 mm.HOLE DIA. 22 mm. | 2
set20110 | 1010180301 | WASHER,LOCK,SPRING,SIZE 16 mm.,GENERAL PURPOSE,TIS.259 | 1
set20110 | 1010200001 | BRACE,FLAT,FOR CROSSARM 30x6x760 mm. | 2
set20110 | 1030000001 | INSULATOR,PIN TYPE,TYPE B (CLASS 56-2) TIS.279 | 2
set20110 | 1030100000 | PIN,INSULATOR,22 KV.SHANK 140 MM.,LEAD HEAD 35 MM.(1 3/8") | 2
set20111 | 1010100000 | WIRE,STEEL SOLID DIA. 4.0 mm.TIS.71 | 0.8
set20111 | 1010180001 | NUT,EYE M.16 DIN 582 | 2
set20111 | 1010180201 | WASHER,SQUARE,CURVED 60x60x5 mm.HOLE DIA. 22 mm. | 4
set20111 | 1010230000 | CLAMP,SINGLE U-BOLT,M.8 (WIRE ROPE CLIP) | 4
set20111 | 1030000001 | INSULATOR,PIN TYPE,TYPE B (CLASS 56-2) TIS.279 | 4
set20111 | 1030020000 | INSULATOR,SUSPENSION TYPE A (CLASS 52-1)TIS.354 | 6
set20111 | 1030100000 | PIN,INSULATOR,22 KV.SHANK 140 MM.,LEAD HEAD 35 MM.(1 3/8") | 4
set20112 | 1010100000 | WIRE,STEEL SOLID DIA. 4.0 mm.TIS.71 | 0.35
set20112 | 1010180201 | WASHER,SQUARE,CURVED 60x60x5 mm.HOLE DIA. 22 mm. | 2
set20112 | 1010230000 | CLAMP,SINGLE U-BOLT,M.8 (WIRE ROPE CLIP) | 1
set20112 | 1030000001 | INSULATOR,PIN TYPE,TYPE B (CLASS 56-2) TIS.279 | 2
set20112 | 1030100000 | PIN,INSULATOR,22 KV.SHANK 140 MM.,LEAD HEAD 35 MM.(1 3/8") | 2
set20121 | 1010000106 | STEEL CHANNEL,100X50X5 MM.2,500 MM.LONG | 1
set20121 | 1010100002 | WIRE,STEEL STRANDED 25 sq.mm.TIS.404 | 1
set20121 | 1010110202 | BOLT,MACHINE M.16x200 mm. | 2
set20121 | 1010110400 | BOLT,MACHINE, HEXAGON, M.16X75 MM. | 2
set20121 | 1010180100 | WASHER,PLAIN,SQUARE,LARGE 52x52x4.5 mm.HOLE DIA. 18 MM. TIS.258 | 3
set20121 | 1010200001 | BRACE,FLAT,FOR CROSSARM 30x6x760 mm. | 2
set20121 | 1010230000 | CLAMP,SINGLE U-BOLT,M.8 (WIRE ROPE CLIP) | 2
set20121 | 1030000001 | INSULATOR,PIN TYPE,TYPE B (CLASS 56-2) TIS.279 | 2
set20121 | 1030100000 | PIN,INSULATOR,22 KV.SHANK 140 MM.,LEAD HEAD 35 MM.(1 3/8") | 2
set20122 | 1010000106 | STEEL CHANNEL,100X50X5 MM.2,500 MM.LONG | 1
set20122 | 1010100002 | WIRE,STEEL STRANDED 25 sq.mm.TIS.404 | 1
set20122 | 1010110202 | BOLT,MACHINE M.16x200 mm. | 2
set20122 | 1010110400 | BOLT,MACHINE, HEXAGON, M.16X75 MM. | 2
set20122 | 1010180100 | WASHER,PLAIN,SQUARE,LARGE 52x52x4.5 mm.HOLE DIA. 18 MM. TIS.258 | 3
set20122 | 1010200001 | BRACE,FLAT,FOR CROSSARM 30x6x760 mm. | 2
set20122 | 1010230000 | CLAMP,SINGLE U-BOLT,M.8 (WIRE ROPE CLIP) | 2
set20122 | 1030000001 | INSULATOR,PIN TYPE,TYPE B (CLASS 56-2) TIS.279 | 2
set20122 | 1030100000 | PIN,INSULATOR,22 KV.SHANK 140 MM.,LEAD HEAD 35 MM.(1 3/8") | 2
set20123 | 1010000202 | STEEL CHANNEL,125X65X6 MM.2,500 MM.LONG | 2
set20123 | 1010110203 | BOLT,MACHINE M.16x250 mm. | 1
set20123 | 1010110400 | BOLT,MACHINE, HEXAGON, M.16X75 MM. | 2
set20123 | 1010150050 | BOLT,OVAL FULL THREAD M.16X250 MM. | 3
set20123 | 1010180001 | NUT,EYE M.16 DIN 582 | 3
set20123 | 1010180100 | WASHER,PLAIN,SQUARE,LARGE 52x52x4.5 mm.HOLE DIA. 18 MM. TIS.258 | 13
set20123 | 1010200001 | BRACE,FLAT,FOR CROSSARM 30x6x760 mm. | 4
set20123 | 1030000001 | INSULATOR,PIN TYPE,TYPE B (CLASS 56-2) TIS.279 | 2
set20123 | 1030020000 | INSULATOR,SUSPENSION TYPE A (CLASS 52-1)TIS.354 | 18
set20123 | 1030100000 | PIN,INSULATOR,22 KV.SHANK 140 MM.,LEAD HEAD 35 MM.(1 3/8") | 2
set20126 | 1010000202 | STEEL CHANNEL,125X65X6 MM.2,500 MM.LONG | 2
set20126 | 1010110203 | BOLT,MACHINE M.16x250 mm. | 1
set20126 | 1010110400 | BOLT,MACHINE, HEXAGON, M.16X75 MM. | 4
set20126 | 1010150050 | BOLT,OVAL FULL THREAD M.16X250 MM. | 3
set20126 | 1010180100 | WASHER,PLAIN,SQUARE,LARGE 52x52x4.5 mm.HOLE DIA. 18 MM. TIS.258 | 10
set20126 | 1010200001 | BRACE,FLAT,FOR CROSSARM 30x6x760 mm. | 4
set20126 | 1030020000 | INSULATOR,SUSPENSION TYPE A (CLASS 52-1)TIS.354 | 6
set20127 | 1010000202 | STEEL CHANNEL,125X65X6 MM.2,500 MM.LONG | 2
set20127 | 1010110203 | BOLT,MACHINE M.16x250 mm. | 1
set20127 | 1010110400 | BOLT,MACHINE, HEXAGON, M.16X75 MM. | 4
set20127 | 1010150050 | BOLT,OVAL FULL THREAD M.16X250 MM. | 3
set20127 | 1010180100 | WASHER,PLAIN,SQUARE,LARGE 52x52x4.5 mm.HOLE DIA. 18 MM. TIS.258 | 10
set20127 | 1010200001 | BRACE,FLAT,FOR CROSSARM 30x6x760 mm. | 4
set20127 | 1030000001 | INSULATOR,PIN TYPE,TYPE B (CLASS 56-2) TIS.279 | 2
set20127 | 1030020000 | INSULATOR,SUSPENSION TYPE A (CLASS 52-1)TIS.354 | 6
set20127 | 1030100000 | PIN,INSULATOR,22 KV.SHANK 140 MM.,LEAD HEAD 35 MM.(1 3/8") | 2
set20128 | 1010000202 | STEEL CHANNEL,125X65X6 MM.2,500 MM.LONG | 2
set20128 | 1010110203 | BOLT,MACHINE M.16x250 mm. | 1
set20128 | 1010110400 | BOLT,MACHINE, HEXAGON, M.16X75 MM. | 4
set20128 | 1010150050 | BOLT,OVAL FULL THREAD M.16X250 MM. | 3
set20128 | 1010180100 | WASHER,PLAIN,SQUARE,LARGE 52x52x4.5 mm.HOLE DIA. 18 MM. TIS.258 | 10
set20128 | 1010200001 | BRACE,FLAT,FOR CROSSARM 30x6x760 mm. | 4
set20128 | 1030000001 | INSULATOR,PIN TYPE,TYPE B (CLASS 56-2) TIS.279 | 1
set20128 | 1030020000 | INSULATOR,SUSPENSION TYPE A (CLASS 52-1)TIS.354 | 6
set20128 | 1030100000 | PIN,INSULATOR,22 KV.SHANK 140 MM.,LEAD HEAD 35 MM.(1 3/8") | 1
set20131 | 1000110001 | CROSSARM,PRESTRESSED CONCRETE,SPUN,H.T. 100X100X2,500 MM. | 1
set20131 | 1010100000 | WIRE,STEEL SOLID DIA. 4.0 mm.TIS.71 | 0.3
set20131 | 1010110200 | BOLT,MACHINE M.16x130 mm. | 1
set20131 | 1010110203 | BOLT,MACHINE M.16x250 mm. | 1
set20131 | 1010110204 | BOLT,MACHINE M.16x300 mm. | 1
set20131 | 1010180100 | WASHER,PLAIN,SQUARE,LARGE 52x52x4.5 mm.HOLE DIA. 18 MM. TIS.258 | 4
set20131 | 1010180201 | WASHER,SQUARE,CURVED 60x60x5 mm.HOLE DIA. 22 mm. | 2
set20131 | 1010180301 | WASHER,LOCK,SPRING,SIZE 16 mm.,GENERAL PURPOSE,TIS.259 | 1
set20131 | 1010200004 | BRACE,ALLEY ARM 40x40x5 mm. 2,120 mm.LONG | 1
set20131 | 1010230000 | CLAMP,SINGLE U-BOLT,M.8 (WIRE ROPE CLIP) | 1
set20131 | 1030000001 | INSULATOR,PIN TYPE,TYPE B (CLASS 56-2) TIS.279 | 2
set20131 | 1030100000 | PIN,INSULATOR,22 KV.SHANK 140 MM.,LEAD HEAD 35 MM.(1 3/8") | 2
set20132 | 1000110001 | CROSSARM,PRESTRESSED CONCRETE,SPUN,H.T. 100X100X2,500 MM. | 2
set20132 | 1010100000 | WIRE,STEEL SOLID DIA. 4.0 mm.TIS.71 | 0.5
set20132 | 1010110200 | BOLT,MACHINE M.16x130 mm. | 1
set20132 | 1010110203 | BOLT,MACHINE M.16x250 mm. | 1
set20132 | 1010110206 | BOLT,MACHINE M.16x400 mm. | 1
set20132 | 1010120001 | BOLT,DOUBLE ARMING,M.16x450 mm. | 2
set20132 | 1010180100 | WASHER,PLAIN,SQUARE,LARGE 52x52x4.5 mm.HOLE DIA. 18 MM. TIS.258 | 12
set20132 | 1010180201 | WASHER,SQUARE,CURVED 60x60x5 mm.HOLE DIA. 22 mm. | 4
set20132 | 1010180301 | WASHER,LOCK,SPRING,SIZE 16 mm.,GENERAL PURPOSE,TIS.259 | 1
set20132 | 1010200004 | BRACE,ALLEY ARM 40x40x5 mm. 2,120 mm.LONG | 1
set20132 | 1010230000 | CLAMP,SINGLE U-BOLT,M.8 (WIRE ROPE CLIP) | 1
set20132 | 1030000001 | INSULATOR,PIN TYPE,TYPE B (CLASS 56-2) TIS.279 | 4
set20132 | 1030100000 | PIN,INSULATOR,22 KV.SHANK 140 MM.,LEAD HEAD 35 MM.(1 3/8") | 4
set20133 | 1000110003 | CROSSARM,PRESTRESSED CONCRETE,SPUN(FOR DEAD-ENDING) 120X120X2,000 | 2
set20133 | 1010100000 | WIRE,STEEL SOLID DIA. 4.0 mm.TIS.71 | 0.3
set20133 | 1010110203 | BOLT,MACHINE M.16x250 mm. | 1
set20133 | 1010130001 | BOLT,DOUBLE ARMING,ROUND EYE M.16x450 mm. | 3
set20133 | 1010180100 | WASHER,PLAIN,SQUARE,LARGE 52x52x4.5 mm.HOLE DIA. 18 MM. TIS.258 | 14
set20133 | 1010180201 | WASHER,SQUARE,CURVED 60x60x5 mm.HOLE DIA. 22 mm. | 2
set20133 | 1010200004 | BRACE,ALLEY ARM 40x40x5 mm. 2,120 mm.LONG | 1
set20133 | 1010230000 | CLAMP,SINGLE U-BOLT,M.8 (WIRE ROPE CLIP) | 1
set20133 | 1030000001 | INSULATOR,PIN TYPE,TYPE B (CLASS 56-2) TIS.279 | 2
set20133 | 1030020000 | INSULATOR,SUSPENSION TYPE A (CLASS 52-1)TIS.354 | 6
set20133 | 1030100000 | PIN,INSULATOR,22 KV.SHANK 140 MM.,LEAD HEAD 35 MM.(1 3/8") | 2
set20134 | 1000110003 | CROSSARM,PRESTRESSED CONCRETE,SPUN(FOR DEAD-ENDING) 120X120X2,000 | 2
set20134 | 1010110203 | BOLT,MACHINE M.16x250 mm. | 1
set20134 | 1010130001 | BOLT,DOUBLE ARMING,ROUND EYE M.16x450 mm. | 3
set20134 | 1010180100 | WASHER,PLAIN,SQUARE,LARGE 52x52x4.5 mm.HOLE DIA. 18 MM. TIS.258 | 10
set20134 | 1010200004 | BRACE,ALLEY ARM 40x40x5 mm. 2,120 mm.LONG | 1
set20134 | 1030020000 | INSULATOR,SUSPENSION TYPE A (CLASS 52-1)TIS.354 | 6
set20135 | 1000110001 | CROSSARM,PRESTRESSED CONCRETE,SPUN,H.T. 100X100X2,500 MM. | 2
set20135 | 1010110202 | BOLT,MACHINE M.16x200 mm. | 1
set20135 | 1010110207 | BOLT,MACHINE M.16x450 mm. | 1
set20135 | 1010130001 | BOLT,DOUBLE ARMING,ROUND EYE M.16x450 mm. | 3
set20135 | 1010180100 | WASHER,PLAIN,SQUARE,LARGE 52x52x4.5 mm.HOLE DIA. 18 MM. TIS.258 | 14
set20135 | 1010200004 | BRACE,ALLEY ARM 40x40x5 mm. 2,120 mm.LONG | 1
set20135 | 1030000001 | INSULATOR,PIN TYPE,TYPE B (CLASS 56-2) TIS.279 | 2
set20135 | 1030020000 | INSULATOR,SUSPENSION TYPE A (CLASS 52-1)TIS.354 | 6
set20135 | 1030100000 | PIN,INSULATOR,22 KV.SHANK 140 MM.,LEAD HEAD 35 MM.(1 3/8") | 2
set20136 | 1000110001 | CROSSARM,PRESTRESSED CONCRETE,SPUN,H.T. 100X100X2,500 MM. | 2
set20136 | 1010100000 | WIRE,STEEL SOLID DIA. 4.0 mm.TIS.71 | 0.4
set20136 | 1010110200 | BOLT,MACHINE M.16x130 mm. | 1
set20136 | 1010110202 | BOLT,MACHINE M.16x200 mm. | 1
set20136 | 1010110207 | BOLT,MACHINE M.16x450 mm. | 1
set20136 | 1010120001 | BOLT,DOUBLE ARMING,M.16x450 mm. | 2
set20136 | 1010180100 | WASHER,PLAIN,SQUARE,LARGE 52x52x4.5 mm.HOLE DIA. 18 MM. TIS.258 | 12
set20136 | 1010180201 | WASHER,SQUARE,CURVED 60x60x5 mm.HOLE DIA. 22 mm. | 2
set20136 | 1010200004 | BRACE,ALLEY ARM 40x40x5 mm. 2,120 mm.LONG | 1
set20136 | 1030000001 | INSULATOR,PIN TYPE,TYPE B (CLASS 56-2) TIS.279 | 2
set20136 | 1030100000 | PIN,INSULATOR,22 KV.SHANK 140 MM.,LEAD HEAD 35 MM.(1 3/8") | 2
set20137 | 1000110003 | CROSSARM,PRESTRESSED CONCRETE,SPUN(FOR DEAD-ENDING) 120X120X2,000 | 2
set20137 | 1010100000 | WIRE,STEEL SOLID DIA. 4.0 mm.TIS.71 | 0.35
set20137 | 1010110201 | BOLT,MACHINE M.16x170 mm. | 2
set20137 | 1010110202 | BOLT,MACHINE M.16x200 mm. | 1
set20137 | 1010130001 | BOLT,DOUBLE ARMING,ROUND EYE M.16x450 mm. | 3
set20137 | 1010180001 | NUT,EYE M.16 DIN 582 | 2
set20137 | 1010180100 | WASHER,PLAIN,SQUARE,LARGE 52x52x4.5 mm.HOLE DIA. 18 MM. TIS.258 | 13
set20137 | 1010200004 | BRACE,ALLEY ARM 40x40x5 mm. 2,120 mm.LONG | 1
set20137 | 1010230000 | CLAMP,SINGLE U-BOLT,M.8 (WIRE ROPE CLIP) | 1
set20137 | 1030000001 | INSULATOR,PIN TYPE,TYPE B (CLASS 56-2) TIS.279 | 2
set20137 | 1030020000 | INSULATOR,SUSPENSION TYPE A (CLASS 52-1)TIS.354 | 12
set20137 | 1030100000 | PIN,INSULATOR,22 KV.SHANK 140 MM.,LEAD HEAD 35 MM.(1 3/8") | 2
set20166 | 1000100002 | CROSSARM WOOD, H.T. 2,500X100X100 MM. | 2
set20166 | 1010110200 | BOLT,MACHINE M.16x130 mm. | 4
set20166 | 1010110202 | BOLT,MACHINE M.16x200 mm. | 1
set20166 | 1010130000 | BOLT,DOUBLE ARMING,ROUND EYE M.16x400 mm. | 3
set20166 | 1010180100 | WASHER,PLAIN,SQUARE,LARGE 52x52x4.5 mm.HOLE DIA. 18 MM. TIS.258 | 14
set20166 | 1010200001 | BRACE,FLAT,FOR CROSSARM 30x6x760 mm. | 4
set20166 | 1030020000 | INSULATOR,SUSPENSION TYPE A (CLASS 52-1)TIS.354 | 6
set20201 | 1000110001 | CROSSARM,PRESTRESSED CONCRETE,SPUN,H.T. 100X100X2,500 MM. | 1
set20201 | 1010100000 | WIRE,STEEL SOLID DIA. 4.0 mm.TIS.71 | 0.35
set20201 | 1010110200 | BOLT,MACHINE M.16x130 mm. | 2
set20201 | 1010110202 | BOLT,MACHINE M.16x200 mm. | 1
set20201 | 1010110204 | BOLT,MACHINE M.16x300 mm. | 1
set20201 | 1010180100 | WASHER,PLAIN,SQUARE,LARGE 52x52x4.5 mm.HOLE DIA. 18 MM. TIS.258 | 5
set20201 | 1010180201 | WASHER,SQUARE,CURVED 60x60x5 mm.HOLE DIA. 22 mm. | 3
set20201 | 1010180301 | WASHER,LOCK,SPRING,SIZE 16 mm.,GENERAL PURPOSE,TIS.259 | 1
set20201 | 1010200001 | BRACE,FLAT,FOR CROSSARM 30x6x760 mm. | 2
set20201 | 1010230000 | CLAMP,SINGLE U-BOLT,M.8 (WIRE ROPE CLIP) | 1
set20201 | 1030000001 | INSULATOR,PIN TYPE,TYPE B (CLASS 56-2) TIS.279 | 3
set20201 | 1030100000 | PIN,INSULATOR,22 KV.SHANK 140 MM.,LEAD HEAD 35 MM.(1 3/8") | 3
set20202 | 1000110001 | CROSSARM,PRESTRESSED CONCRETE,SPUN,H.T. 100X100X2,500 MM. | 2
set20202 | 1010100000 | WIRE,STEEL SOLID DIA. 4.0 mm.TIS.71 | 0.65
set20202 | 1010110200 | BOLT,MACHINE M.16x130 mm. | 2
set20202 | 1010110202 | BOLT,MACHINE M.16x200 mm. | 1
set20202 | 1010110206 | BOLT,MACHINE M.16x400 mm. | 1
set20202 | 1010120001 | BOLT,DOUBLE ARMING,M.16x450 mm. | 2
set20202 | 1010180100 | WASHER,PLAIN,SQUARE,LARGE 52x52x4.5 mm.HOLE DIA. 18 MM. TIS.258 | 13
set20202 | 1010180201 | WASHER,SQUARE,CURVED 60x60x5 mm.HOLE DIA. 22 mm. | 6
set20202 | 1010180301 | WASHER,LOCK,SPRING,SIZE 16 mm.,GENERAL PURPOSE,TIS.259 | 1
set20202 | 1010200001 | BRACE,FLAT,FOR CROSSARM 30x6x760 mm. | 2
set20202 | 1010230000 | CLAMP,SINGLE U-BOLT,M.8 (WIRE ROPE CLIP) | 2
set20202 | 1030000001 | INSULATOR,PIN TYPE,TYPE B (CLASS 56-2) TIS.279 | 6
set20202 | 1030100000 | PIN,INSULATOR,22 KV.SHANK 140 MM.,LEAD HEAD 35 MM.(1 3/8") | 6
set20203 | 1000110003 | CROSSARM,PRESTRESSED CONCRETE,SPUN(FOR DEAD-ENDING) 120X120X2,000 | 2
set20203 | 1010100000 | WIRE,STEEL SOLID DIA. 4.0 mm.TIS.71 | 0.35
set20203 | 1010110201 | BOLT,MACHINE M.16x170 mm. | 2
set20203 | 1010110202 | BOLT,MACHINE M.16x200 mm. | 1
set20203 | 1010130001 | BOLT,DOUBLE ARMING,ROUND EYE M.16x450 mm. | 3
set20203 | 1010180001 | NUT,EYE M.16 DIN 582 | 3
set20203 | 1010180100 | WASHER,PLAIN,SQUARE,LARGE 52x52x4.5 mm.HOLE DIA. 18 MM. TIS.258 | 13
set20203 | 1010180201 | WASHER,SQUARE,CURVED 60x60x5 mm.HOLE DIA. 22 mm. | 3
set20203 | 1010200001 | BRACE,FLAT,FOR CROSSARM 30x6x760 mm. | 4
set20203 | 1010230000 | CLAMP,SINGLE U-BOLT,M.8 (WIRE ROPE CLIP) | 2
set20203 | 1030010002 | INSULATOR,LINE-POST TYPE, 22 kV.CLASS 57-2L POWER ARC TEST | 3
set20203 | 1030020000 | INSULATOR,SUSPENSION TYPE A (CLASS 52-1)TIS.354 | 18
set20204 | 1000110003 | CROSSARM,PRESTRESSED CONCRETE,SPUN(FOR DEAD-ENDING) 120X120X2,000 | 2
set20204 | 1010110201 | BOLT,MACHINE M.16x170 mm. | 2
set20204 | 1010110202 | BOLT,MACHINE M.16x200 mm. | 1
set20204 | 1010130001 | BOLT,DOUBLE ARMING,ROUND EYE M.16x450 mm. | 3
set20204 | 1010180001 | NUT,EYE M.16 DIN 582 | 3
set20204 | 1010180100 | WASHER,PLAIN,SQUARE,LARGE 52x52x4.5 mm.HOLE DIA. 18 MM. TIS.258 | 13
set20204 | 1010200001 | BRACE,FLAT,FOR CROSSARM 30x6x760 mm. | 4
set20204 | 1030020000 | INSULATOR,SUSPENSION TYPE A (CLASS 52-1)TIS.354 | 18
set20205 | 1000110003 | CROSSARM,PRESTRESSED CONCRETE,SPUN(FOR DEAD-ENDING) 120X120X2,000 | 2
set20205 | 1010100000 | WIRE,STEEL SOLID DIA. 4.0 mm.TIS.71 | 0.35
set20205 | 1010110201 | BOLT,MACHINE M.16x170 mm. | 4
set20205 | 1010110202 | BOLT,MACHINE M.16x200 mm. | 1
set20205 | 1010130001 | BOLT,DOUBLE ARMING,ROUND EYE M.16x450 mm. | 3
set20205 | 1010180100 | WASHER,PLAIN,SQUARE,LARGE 52x52x4.5 mm.HOLE DIA. 18 MM. TIS.258 | 14
set20205 | 1010180201 | WASHER,SQUARE,CURVED 60x60x5 mm.HOLE DIA. 22 mm. | 3
set20205 | 1010200001 | BRACE,FLAT,FOR CROSSARM 30x6x760 mm. | 4
set20205 | 1010230000 | CLAMP,SINGLE U-BOLT,M.8 (WIRE ROPE CLIP) | 1
set20205 | 1030000001 | INSULATOR,PIN TYPE,TYPE B (CLASS 56-2) TIS.279 | 3
set20205 | 1030020000 | INSULATOR,SUSPENSION TYPE A (CLASS 52-1)TIS.354 | 9
set20205 | 1030100000 | PIN,INSULATOR,22 KV.SHANK 140 MM.,LEAD HEAD 35 MM.(1 3/8") | 3
set20206 | 1000110003 | CROSSARM,PRESTRESSED CONCRETE,SPUN(FOR DEAD-ENDING) 120X120X2,000 | 2
set20206 | 1010110201 | BOLT,MACHINE M.16x170 mm. | 4
set20206 | 1010110202 | BOLT,MACHINE M.16x200 mm. | 1
set20206 | 1010130001 | BOLT,DOUBLE ARMING,ROUND EYE M.16x450 mm. | 3
set20206 | 1010180100 | WASHER,PLAIN,SQUARE,LARGE 52x52x4.5 mm.HOLE DIA. 18 MM. TIS.258 | 14
set20206 | 1010200001 | BRACE,FLAT,FOR CROSSARM 30x6x760 mm. | 4
set20206 | 1030020000 | INSULATOR,SUSPENSION TYPE A (CLASS 52-1)TIS.354 | 9
set20207 | 1000110003 | CROSSARM,PRESTRESSED CONCRETE,SPUN(FOR DEAD-ENDING) 120X120X2,000 | 2
set20207 | 1010110201 | BOLT,MACHINE M.16x170 mm. | 4
set20207 | 1010110203 | BOLT,MACHINE M.16x250 mm. | 1
set20207 | 1010130002 | BOLT,DOUBLE ARMING,ROUND EYE M.16x500 mm. | 3
set20207 | 1010180100 | WASHER,PLAIN,SQUARE,LARGE 52x52x4.5 mm.HOLE DIA. 18 MM. TIS.258 | 14
set20207 | 1010200001 | BRACE,FLAT,FOR CROSSARM 30x6x760 mm. | 4
set20207 | 1030010002 | INSULATOR,LINE-POST TYPE, 22 kV.CLASS 57-2L POWER ARC TEST | 2
set20207 | 1030020000 | INSULATOR,SUSPENSION TYPE A (CLASS 52-1)TIS.354 | 9
set20208 | 1000110003 | CROSSARM,PRESTRESSED CONCRETE,SPUN(FOR DEAD-ENDING) 120X120X2,000 | 2
set20208 | 1010110201 | BOLT,MACHINE M.16x170 mm. | 4
set20208 | 1010110203 | BOLT,MACHINE M.16x250 mm. | 1
set20208 | 1010130002 | BOLT,DOUBLE ARMING,ROUND EYE M.16x500 mm. | 3
set20208 | 1010180100 | WASHER,PLAIN,SQUARE,LARGE 52x52x4.5 mm.HOLE DIA. 18 MM. TIS.258 | 14
set20208 | 1010200001 | BRACE,FLAT,FOR CROSSARM 30x6x760 mm. | 4
set20208 | 1030000001 | INSULATOR,PIN TYPE,TYPE B (CLASS 56-2) TIS.279 | 1
set20208 | 1030020000 | INSULATOR,SUSPENSION TYPE A (CLASS 52-1)TIS.354 | 9
set20208 | 1030100000 | PIN,INSULATOR,22 KV.SHANK 140 MM.,LEAD HEAD 35 MM.(1 3/8") | 1
set20209 | 1000110001 | CROSSARM,PRESTRESSED CONCRETE,SPUN,H.T. 100X100X2,500 MM. | 2
set20209 | 1010100000 | WIRE,STEEL SOLID DIA. 4.0 mm.TIS.71 | 0.5
set20209 | 1010110200 | BOLT,MACHINE M.16x130 mm. | 4
set20209 | 1010110203 | BOLT,MACHINE M.16x250 mm. | 1
set20209 | 1010110207 | BOLT,MACHINE M.16x450 mm. | 1
set20209 | 1010120001 | BOLT,DOUBLE ARMING,M.16x450 mm. | 2
set20209 | 1010180100 | WASHER,PLAIN,SQUARE,LARGE 52x52x4.5 mm.HOLE DIA. 18 MM. TIS.258 | 14
set20209 | 1010180201 | WASHER,SQUARE,CURVED 60x60x5 mm.HOLE DIA. 22 mm. | 3
set20209 | 1010200001 | BRACE,FLAT,FOR CROSSARM 30x6x760 mm. | 4
set20209 | 1030000001 | INSULATOR,PIN TYPE,TYPE B (CLASS 56-2) TIS.279 | 3
set20209 | 1030100000 | PIN,INSULATOR,22 KV.SHANK 140 MM.,LEAD HEAD 35 MM.(1 3/8") | 3
set20210 | 1000110001 | CROSSARM,PRESTRESSED CONCRETE,SPUN,H.T. 100X100X2,500 MM. | 1
set20210 | 1010100000 | WIRE,STEEL SOLID DIA. 4.0 mm.TIS.71 | 0.5
set20210 | 1010110200 | BOLT,MACHINE M.16x130 mm. | 2
set20210 | 1010110203 | BOLT,MACHINE M.16x250 mm. | 1
set20210 | 1010110205 | BOLT,MACHINE M.16x350 mm. | 1
set20210 | 1010180100 | WASHER,PLAIN,SQUARE,LARGE 52x52x4.5 mm.HOLE DIA. 18 MM. TIS.258 | 5
set20210 | 1010180201 | WASHER,SQUARE,CURVED 60x60x5 mm.HOLE DIA. 22 mm. | 3
set20210 | 1010180301 | WASHER,LOCK,SPRING,SIZE 16 mm.,GENERAL PURPOSE,TIS.259 | 1
set20210 | 1010200001 | BRACE,FLAT,FOR CROSSARM 30x6x760 mm. | 2
set20210 | 1030000001 | INSULATOR,PIN TYPE,TYPE B (CLASS 56-2) TIS.279 | 3
set20210 | 1030100000 | PIN,INSULATOR,22 KV.SHANK 140 MM.,LEAD HEAD 35 MM.(1 3/8") | 3
set20211 | 1010180001 | NUT,EYE M.16 DIN 582 | 3
set20211 | 1030000001 | INSULATOR,PIN TYPE,TYPE B (CLASS 56-2) TIS.279 | 3
set20211 | 1030020000 | INSULATOR,SUSPENSION TYPE A (CLASS 52-1)TIS.354 | 9
set20211 | 1030100000 | PIN,INSULATOR,22 KV.SHANK 140 MM.,LEAD HEAD 35 MM.(1 3/8") | 3
set20212 | 1010100000 | WIRE,STEEL SOLID DIA. 4.0 mm.TIS.71 | 0.35
set20212 | 1010180201 | WASHER,SQUARE,CURVED 60x60x5 mm.HOLE DIA. 22 mm. | 3
set20212 | 1010230000 | CLAMP,SINGLE U-BOLT,M.8 (WIRE ROPE CLIP) | 1
set20212 | 1030000001 | INSULATOR,PIN TYPE,TYPE B (CLASS 56-2) TIS.279 | 3
set20212 | 1030100000 | PIN,INSULATOR,22 KV.SHANK 140 MM.,LEAD HEAD 35 MM.(1 3/8") | 3
set20213 | 1000110004 | CROSSARM,PRESTRESSED CONCRETE,SPUN(FOR DEAD-ENDING) 120X120X2,50 | 2
set20213 | 1010110201 | BOLT,MACHINE M.16x170 mm. | 4
set20213 | 1010110202 | BOLT,MACHINE M.16x200 mm. | 1
set20213 | 1010130001 | BOLT,DOUBLE ARMING,ROUND EYE M.16x450 mm. | 4
set20213 | 1010180100 | WASHER,PLAIN,SQUARE,LARGE 52x52x4.5 mm.HOLE DIA. 18 MM. TIS.258 | 18
set20213 | 1010180301 | WASHER,LOCK,SPRING,SIZE 16 mm.,GENERAL PURPOSE,TIS.259 | 1
set20213 | 1010200001 | BRACE,FLAT,FOR CROSSARM 30x6x760 mm. | 4
set20213 | 1010210304 | THIMBLE,GUY,FOR STEEL WIRE 50-95 sq.mm. | 1
set20213 | 1010230000 | CLAMP,SINGLE U-BOLT,M.8 (WIRE ROPE CLIP) | 7
set20213 | 1030020000 | INSULATOR,SUSPENSION TYPE A (CLASS 52-1)TIS.354 | 9
set20214 | 1000110004 | CROSSARM,PRESTRESSED CONCRETE,SPUN(FOR DEAD-ENDING) 120X120X2,50 | 2
set20214 | 1010110201 | BOLT,MACHINE M.16x170 mm. | 4
set20214 | 1010110203 | BOLT,MACHINE M.16x250 mm. | 1
set20214 | 1010130002 | BOLT,DOUBLE ARMING,ROUND EYE M.16x500 mm. | 4
set20214 | 1010180100 | WASHER,PLAIN,SQUARE,LARGE 52x52x4.5 mm.HOLE DIA. 18 MM. TIS.258 | 18
set20214 | 1010180301 | WASHER,LOCK,SPRING,SIZE 16 mm.,GENERAL PURPOSE,TIS.259 | 1
set20214 | 1010200001 | BRACE,FLAT,FOR CROSSARM 30x6x760 mm. | 4
set20214 | 1010210304 | THIMBLE,GUY,FOR STEEL WIRE 50-95 sq.mm. | 1
set20214 | 1010230000 | CLAMP,SINGLE U-BOLT,M.8 (WIRE ROPE CLIP) | 7
set20214 | 1030000001 | INSULATOR,PIN TYPE,TYPE B (CLASS 56-2) TIS.279 | 2
set20214 | 1030020000 | INSULATOR,SUSPENSION TYPE A (CLASS 52-1)TIS.354 | 9
set20214 | 1030100000 | PIN,INSULATOR,22 KV.SHANK 140 MM.,LEAD HEAD 35 MM.(1 3/8") | 2
set20215 | 1000110004 | CROSSARM,PRESTRESSED CONCRETE,SPUN(FOR DEAD-ENDING) 120X120X2,50 | 2
set20215 | 1010110203 | BOLT,MACHINE M.16x250 mm. | 1
set20215 | 1010130001 | BOLT,DOUBLE ARMING,ROUND EYE M.16x450 mm. | 3
set20215 | 1010180100 | WASHER,PLAIN,SQUARE,LARGE 52x52x4.5 mm.HOLE DIA. 18 MM. TIS.258 | 15
set20215 | 1010200004 | BRACE,ALLEY ARM 40x40x5 mm. 2,120 mm.LONG | 1
set20215 | 1010230000 | CLAMP,SINGLE U-BOLT,M.8 (WIRE ROPE CLIP) | 4
set20215 | 1030020000 | INSULATOR,SUSPENSION TYPE A (CLASS 52-1)TIS.354 | 9
set20215 | 1030140011 | CLEVIS,THIMBLE,FOR PREFORMED DEAD-END | 3
set20221 | 1010000106 | STEEL CHANNEL,100X50X5 MM.2,500 MM.LONG | 1
set20221 | 1010100002 | WIRE,STEEL STRANDED 25 sq.mm.TIS.404 | 1
set20221 | 1010110202 | BOLT,MACHINE M.16x200 mm. | 2
set20221 | 1010110400 | BOLT,MACHINE, HEXAGON, M.16X75 MM. | 2
set20221 | 1010180100 | WASHER,PLAIN,SQUARE,LARGE 52x52x4.5 mm.HOLE DIA. 18 MM. TIS.258 | 3
set20221 | 1010200001 | BRACE,FLAT,FOR CROSSARM 30x6x760 mm. | 2
set20221 | 1010230000 | CLAMP,SINGLE U-BOLT,M.8 (WIRE ROPE CLIP) | 2
set20221 | 1020200000 | TAPE,ARMOR,AL 1x10 mm. | 1
set20221 | 1020200002 | TIE WIRE,AL 4 mm. | 0.35
set20221 | 1030000001 | INSULATOR,PIN TYPE,TYPE B (CLASS 56-2) TIS.279 | 3
set20221 | 1030100000 | PIN,INSULATOR,22 KV.SHANK 140 MM.,LEAD HEAD 35 MM.(1 3/8") | 3
set20222 | 1010000106 | STEEL CHANNEL,100X50X5 MM.2,500 MM.LONG | 2
set20222 | 1010100002 | WIRE,STEEL STRANDED 25 sq.mm.TIS.404 | 1
set20222 | 1010110202 | BOLT,MACHINE M.16x200 mm. | 2
set20222 | 1010110400 | BOLT,MACHINE, HEXAGON, M.16X75 MM. | 2
set20222 | 1010180100 | WASHER,PLAIN,SQUARE,LARGE 52x52x4.5 mm.HOLE DIA. 18 MM. TIS.258 | 3
set20222 | 1010200001 | BRACE,FLAT,FOR CROSSARM 30x6x760 mm. | 2
set20222 | 1010230000 | CLAMP,SINGLE U-BOLT,M.8 (WIRE ROPE CLIP) | 2
set20222 | 1030000001 | INSULATOR,PIN TYPE,TYPE B (CLASS 56-2) TIS.279 | 6
set20222 | 1030100000 | PIN,INSULATOR,22 KV.SHANK 140 MM.,LEAD HEAD 35 MM.(1 3/8") | 3
set20223 | 1010000202 | STEEL CHANNEL,125X65X6 MM.2,500 MM.LONG | 2
set20223 | 1010110203 | BOLT,MACHINE M.16x250 mm. | 1
set20223 | 1010110400 | BOLT,MACHINE, HEXAGON, M.16X75 MM. | 4
set20223 | 1010150050 | BOLT,OVAL FULL THREAD M.16X250 MM. | 3
set20223 | 1010180001 | NUT,EYE M.16 DIN 582 | 3
set20223 | 1010180100 | WASHER,PLAIN,SQUARE,LARGE 52x52x4.5 mm.HOLE DIA. 18 MM. TIS.258 | 10
set20223 | 1010200001 | BRACE,FLAT,FOR CROSSARM 30x6x760 mm. | 4
set20223 | 1010230000 | CLAMP,SINGLE U-BOLT,M.8 (WIRE ROPE CLIP) | 2
set20223 | 1030000001 | INSULATOR,PIN TYPE,TYPE B (CLASS 56-2) TIS.279 | 3
set20223 | 1030020000 | INSULATOR,SUSPENSION TYPE A (CLASS 52-1)TIS.354 | 18
set20223 | 1030100000 | PIN,INSULATOR,22 KV.SHANK 140 MM.,LEAD HEAD 35 MM.(1 3/8") | 3
set20226 | 1010000202 | STEEL CHANNEL,125X65X6 MM.2,500 MM.LONG | 2
set20226 | 1010110203 | BOLT,MACHINE M.16x250 mm. | 1
set20226 | 1010110404 | BOLT,MACHINE,HEXAGON, M.16X50 MM. | 4
set20226 | 1010150050 | BOLT,OVAL FULL THREAD M.16X250 MM. | 3
set20226 | 1010180100 | WASHER,PLAIN,SQUARE,LARGE 52x52x4.5 mm.HOLE DIA. 18 MM. TIS.258 | 10
set20226 | 1010200001 | BRACE,FLAT,FOR CROSSARM 30x6x760 mm. | 4
set20226 | 1010230000 | CLAMP,SINGLE U-BOLT,M.8 (WIRE ROPE CLIP) | 2
set20226 | 1030020000 | INSULATOR,SUSPENSION TYPE A (CLASS 52-1)TIS.354 | 9
set20227 | 1010000202 | STEEL CHANNEL,125X65X6 MM.2,500 MM.LONG | 2
set20227 | 1010110204 | BOLT,MACHINE M.16x300 mm. | 1
set20227 | 1010110400 | BOLT,MACHINE, HEXAGON, M.16X75 MM. | 4
set20227 | 1010150051 | BOLT,OVAL FULL THREAD M.16X300 MM. | 3
set20227 | 1010180100 | WASHER,PLAIN,SQUARE,LARGE 52x52x4.5 mm.HOLE DIA. 18 MM. TIS.258 | 10
set20227 | 1010200001 | BRACE,FLAT,FOR CROSSARM 30x6x760 mm. | 4
set20227 | 1010230000 | CLAMP,SINGLE U-BOLT,M.8 (WIRE ROPE CLIP) | 2
set20227 | 1030000001 | INSULATOR,PIN TYPE,TYPE B (CLASS 56-2) TIS.279 | 2
set20227 | 1030020000 | INSULATOR,SUSPENSION TYPE A (CLASS 52-1)TIS.354 | 9
set20227 | 1030100000 | PIN,INSULATOR,22 KV.SHANK 140 MM.,LEAD HEAD 35 MM.(1 3/8") | 2
set20228 | 1010000202 | STEEL CHANNEL,125X65X6 MM.2,500 MM.LONG | 2
set20228 | 1010110203 | BOLT,MACHINE M.16x250 mm. | 1
set20228 | 1010110400 | BOLT,MACHINE, HEXAGON, M.16X75 MM. | 4
set20228 | 1010150050 | BOLT,OVAL FULL THREAD M.16X250 MM. | 3
set20228 | 1010180100 | WASHER,PLAIN,SQUARE,LARGE 52x52x4.5 mm.HOLE DIA. 18 MM. TIS.258 | 10
set20228 | 1010200001 | BRACE,FLAT,FOR CROSSARM 30x6x760 mm. | 4
set20228 | 1030000001 | INSULATOR,PIN TYPE,TYPE B (CLASS 56-2) TIS.279 | 1
set20228 | 1030020000 | INSULATOR,SUSPENSION TYPE A (CLASS 52-1)TIS.354 | 9
set20228 | 1030100000 | PIN,INSULATOR,22 KV.SHANK 140 MM.,LEAD HEAD 35 MM.(1 3/8") | 1
set20231 | 1000110001 | CROSSARM,PRESTRESSED CONCRETE,SPUN,H.T. 100X100X2,500 MM. | 1
set20231 | 1010100000 | WIRE,STEEL SOLID DIA. 4.0 mm.TIS.71 | 0.3
set20231 | 1010110200 | BOLT,MACHINE M.16x130 mm. | 1
set20231 | 1010110203 | BOLT,MACHINE M.16x250 mm. | 1
set20231 | 1010110204 | BOLT,MACHINE M.16x300 mm. | 1
set20231 | 1010180100 | WASHER,PLAIN,SQUARE,LARGE 52x52x4.5 mm.HOLE DIA. 18 MM. TIS.258 | 4
set20231 | 1010180201 | WASHER,SQUARE,CURVED 60x60x5 mm.HOLE DIA. 22 mm. | 3
set20231 | 1010180301 | WASHER,LOCK,SPRING,SIZE 16 mm.,GENERAL PURPOSE,TIS.259 | 1
set20231 | 1010200004 | BRACE,ALLEY ARM 40x40x5 mm. 2,120 mm.LONG | 1
set20231 | 1010230000 | CLAMP,SINGLE U-BOLT,M.8 (WIRE ROPE CLIP) | 1
set20231 | 1030000001 | INSULATOR,PIN TYPE,TYPE B (CLASS 56-2) TIS.279 | 3
set20231 | 1030100000 | PIN,INSULATOR,22 KV.SHANK 140 MM.,LEAD HEAD 35 MM.(1 3/8") | 3
set20232 | 1000110001 | CROSSARM,PRESTRESSED CONCRETE,SPUN,H.T. 100X100X2,500 MM. | 2
set20232 | 1010100000 | WIRE,STEEL SOLID DIA. 4.0 mm.TIS.71 | 0.5
set20232 | 1010110200 | BOLT,MACHINE M.16x130 mm. | 1
set20232 | 1010110203 | BOLT,MACHINE M.16x250 mm. | 1
set20232 | 1010110206 | BOLT,MACHINE M.16x400 mm. | 1
set20232 | 1010120001 | BOLT,DOUBLE ARMING,M.16x450 mm. | 2
set20232 | 1010180100 | WASHER,PLAIN,SQUARE,LARGE 52x52x4.5 mm.HOLE DIA. 18 MM. TIS.258 | 12
set20232 | 1010180201 | WASHER,SQUARE,CURVED 60x60x5 mm.HOLE DIA. 22 mm. | 6
set20232 | 1010180301 | WASHER,LOCK,SPRING,SIZE 16 mm.,GENERAL PURPOSE,TIS.259 | 1
set20232 | 1010200004 | BRACE,ALLEY ARM 40x40x5 mm. 2,120 mm.LONG | 1
set20232 | 1010230000 | CLAMP,SINGLE U-BOLT,M.8 (WIRE ROPE CLIP) | 2
set20232 | 1030000001 | INSULATOR,PIN TYPE,TYPE B (CLASS 56-2) TIS.279 | 6
set20232 | 1030100000 | PIN,INSULATOR,22 KV.SHANK 140 MM.,LEAD HEAD 35 MM.(1 3/8") | 6
set20233 | 1000110003 | CROSSARM,PRESTRESSED CONCRETE,SPUN(FOR DEAD-ENDING) 120X120X2,000 | 2
set20233 | 1010100000 | WIRE,STEEL SOLID DIA. 4.0 mm.TIS.71 | 3
set20233 | 1010110203 | BOLT,MACHINE M.16x250 mm. | 1
set20233 | 1010130001 | BOLT,DOUBLE ARMING,ROUND EYE M.16x450 mm. | 4
set20233 | 1010180100 | WASHER,PLAIN,SQUARE,LARGE 52x52x4.5 mm.HOLE DIA. 18 MM. TIS.258 | 14
set20233 | 1010180201 | WASHER,SQUARE,CURVED 60x60x5 mm.HOLE DIA. 22 mm. | 3
set20233 | 1010200004 | BRACE,ALLEY ARM 40x40x5 mm. 2,120 mm.LONG | 1
set20233 | 1010230000 | CLAMP,SINGLE U-BOLT,M.8 (WIRE ROPE CLIP) | 1
set20233 | 1030000001 | INSULATOR,PIN TYPE,TYPE B (CLASS 56-2) TIS.279 | 3
set20233 | 1030020000 | INSULATOR,SUSPENSION TYPE A (CLASS 52-1)TIS.354 | 9
set20233 | 1030100000 | PIN,INSULATOR,22 KV.SHANK 140 MM.,LEAD HEAD 35 MM.(1 3/8") | 3
set20234 | 1000110003 | CROSSARM,PRESTRESSED CONCRETE,SPUN(FOR DEAD-ENDING) 120X120X2,000 | 2
set20234 | 1010110203 | BOLT,MACHINE M.16x250 mm. | 1
set20234 | 1010130001 | BOLT,DOUBLE ARMING,ROUND EYE M.16x450 mm. | 4
set20234 | 1010180100 | WASHER,PLAIN,SQUARE,LARGE 52x52x4.5 mm.HOLE DIA. 18 MM. TIS.258 | 14
set20234 | 1010200004 | BRACE,ALLEY ARM 40x40x5 mm. 2,120 mm.LONG | 1
set20234 | 1030020000 | INSULATOR,SUSPENSION TYPE A (CLASS 52-1)TIS.354 | 9
set20235 | 1000110001 | CROSSARM,PRESTRESSED CONCRETE,SPUN,H.T. 100X100X2,500 MM. | 2
set20235 | 1010110202 | BOLT,MACHINE M.16x200 mm. | 1
set20235 | 1010110207 | BOLT,MACHINE M.16x450 mm. | 1
set20235 | 1010130001 | BOLT,DOUBLE ARMING,ROUND EYE M.16x450 mm. | 3
set20235 | 1010180100 | WASHER,PLAIN,SQUARE,LARGE 52x52x4.5 mm.HOLE DIA. 18 MM. TIS.258 | 14
set20235 | 1010200004 | BRACE,ALLEY ARM 40x40x5 mm. 2,120 mm.LONG | 1
set20235 | 1030000001 | INSULATOR,PIN TYPE,TYPE B (CLASS 56-2) TIS.279 | 2
set20235 | 1030020000 | INSULATOR,SUSPENSION TYPE A (CLASS 52-1)TIS.354 | 9
set20235 | 1030100000 | PIN,INSULATOR,22 KV.SHANK 140 MM.,LEAD HEAD 35 MM.(1 3/8") | 2
set20236 | 1000110001 | CROSSARM,PRESTRESSED CONCRETE,SPUN,H.T. 100X100X2,500 MM. | 2
set20236 | 1010100000 | WIRE,STEEL SOLID DIA. 4.0 mm.TIS.71 | 0.4
set20236 | 1010110200 | BOLT,MACHINE M.16x130 mm. | 1
set20236 | 1010110202 | BOLT,MACHINE M.16x200 mm. | 1
set20236 | 1010110207 | BOLT,MACHINE M.16x450 mm. | 1
set20236 | 1010120001 | BOLT,DOUBLE ARMING,M.16x450 mm. | 2
set20236 | 1010180100 | WASHER,PLAIN,SQUARE,LARGE 52x52x4.5 mm.HOLE DIA. 18 MM. TIS.258 | 12
set20236 | 1010180201 | WASHER,SQUARE,CURVED 60x60x5 mm.HOLE DIA. 22 mm. | 3
set20236 | 1010200004 | BRACE,ALLEY ARM 40x40x5 mm. 2,120 mm.LONG | 1
set20236 | 1030000001 | INSULATOR,PIN TYPE,TYPE B (CLASS 56-2) TIS.279 | 3
set20236 | 1030100000 | PIN,INSULATOR,22 KV.SHANK 140 MM.,LEAD HEAD 35 MM.(1 3/8") | 3
set20237 | 1000110003 | CROSSARM,PRESTRESSED CONCRETE,SPUN(FOR DEAD-ENDING) 120X120X2,000 | 2
set20237 | 1010100000 | WIRE,STEEL SOLID DIA. 4.0 mm.TIS.71 | 0.35
set20237 | 1010110201 | BOLT,MACHINE M.16x170 mm. | 2
set20237 | 1010110202 | BOLT,MACHINE M.16x200 mm. | 1
set20237 | 1010130001 | BOLT,DOUBLE ARMING,ROUND EYE M.16x450 mm. | 3
set20237 | 1010180001 | NUT,EYE M.16 DIN 582 | 3
set20237 | 1010180100 | WASHER,PLAIN,SQUARE,LARGE 52x52x4.5 mm.HOLE DIA. 18 MM. TIS.258 | 13
set20237 | 1010200004 | BRACE,ALLEY ARM 40x40x5 mm. 2,120 mm.LONG | 1
set20237 | 1010230000 | CLAMP,SINGLE U-BOLT,M.8 (WIRE ROPE CLIP) | 1
set20237 | 1030000001 | INSULATOR,PIN TYPE,TYPE B (CLASS 56-2) TIS.279 | 3
set20237 | 1030020000 | INSULATOR,SUSPENSION TYPE A (CLASS 52-1)TIS.354 | 18
set20237 | 1030100000 | PIN,INSULATOR,22 KV.SHANK 140 MM.,LEAD HEAD 35 MM.(1 3/8") | 3
set20238 | 1000110004 | CROSSARM,PRESTRESSED CONCRETE,SPUN(FOR DEAD-ENDING) 120X120X2,50 | 2
set20238 | 1010100000 | WIRE,STEEL SOLID DIA. 4.0 mm.TIS.71 | 1.1
set20238 | 1010110201 | BOLT,MACHINE M.16x170 mm. | 2
set20238 | 1010110202 | BOLT,MACHINE M.16x200 mm. | 1
set20238 | 1010110207 | BOLT,MACHINE M.16x450 mm. | 1
set20238 | 1010130001 | BOLT,DOUBLE ARMING,ROUND EYE M.16x450 mm. | 3
set20238 | 1010180001 | NUT,EYE M.16 DIN 582 | 3
set20238 | 1010180100 | WASHER,PLAIN,SQUARE,LARGE 52x52x4.5 mm.HOLE DIA. 18 MM. TIS.258 | 20
set20238 | 1010180201 | WASHER,SQUARE,CURVED 60x60x5 mm.HOLE DIA. 22 mm. | 6
set20238 | 1010180301 | WASHER,LOCK,SPRING,SIZE 16 mm.,GENERAL PURPOSE,TIS.259 | 4
set20238 | 1010200001 | BRACE,FLAT,FOR CROSSARM 30x6x760 mm. | 4
set20238 | 1010230000 | CLAMP,SINGLE U-BOLT,M.8 (WIRE ROPE CLIP) | 3
set20238 | 1030010002 | INSULATOR,LINE-POST TYPE, 22 kV.CLASS 57-2L POWER ARC TEST | 6
set20238 | 1030020000 | INSULATOR,SUSPENSION TYPE A (CLASS 52-1)TIS.354 | 18
set20239 | 1000110004 | CROSSARM,PRESTRESSED CONCRETE,SPUN(FOR DEAD-ENDING) 120X120X2,50 | 2
set20239 | 1010100000 | WIRE,STEEL SOLID DIA. 4.0 mm.TIS.71 | 1.1
set20239 | 1010110201 | BOLT,MACHINE M.16x170 mm. | 2
set20239 | 1010110203 | BOLT,MACHINE M.16x250 mm. | 1
set20239 | 1010110208 | BOLT,MACHINE M.16x500 mm. | 1
set20239 | 1010130002 | BOLT,DOUBLE ARMING,ROUND EYE M.16x500 mm. | 3
set20239 | 1010180001 | NUT,EYE M.16 DIN 582 | 3
set20239 | 1010180100 | WASHER,PLAIN,SQUARE,LARGE 52x52x4.5 mm.HOLE DIA. 18 MM. TIS.258 | 20
set20239 | 1010180201 | WASHER,SQUARE,CURVED 60x60x5 mm.HOLE DIA. 22 mm. | 6
set20239 | 1010180301 | WASHER,LOCK,SPRING,SIZE 16 mm.,GENERAL PURPOSE,TIS.259 | 4
set20239 | 1010200001 | BRACE,FLAT,FOR CROSSARM 30x6x760 mm. | 4
set20239 | 1010230000 | CLAMP,SINGLE U-BOLT,M.8 (WIRE ROPE CLIP) | 3
set20239 | 1030010002 | INSULATOR,LINE-POST TYPE, 22 kV.CLASS 57-2L POWER ARC TEST | 6
set20239 | 1030020000 | INSULATOR,SUSPENSION TYPE A (CLASS 52-1)TIS.354 | 18
set20240 | 1000110004 | CROSSARM,PRESTRESSED CONCRETE,SPUN(FOR DEAD-ENDING) 120X120X2,50 | 2
set20240 | 1010000100 | STEEL CHANNEL, 100x50x5 mm. 2,250 MM.LONG | 1
set20240 | 1010100000 | WIRE,STEEL SOLID DIA. 4.0 mm.TIS.71 | 1.1
set20240 | 1010100002 | WIRE,STEEL STRANDED 25 sq.mm.TIS.404 | 2.5
set20240 | 1010110201 | BOLT,MACHINE M.16x170 mm. | 2
set20240 | 1010110203 | BOLT,MACHINE M.16x250 mm. | 3
set20240 | 1010110208 | BOLT,MACHINE M.16x500 mm. | 1
set20240 | 1010130002 | BOLT,DOUBLE ARMING,ROUND EYE M.16x500 mm. | 3
set20240 | 1010140001 | BOLT, ROUNG EYE M 16X200 MM. | 1
set20240 | 1010180001 | NUT,EYE M.16 DIN 582 | 3
set20240 | 1010180100 | WASHER,PLAIN,SQUARE,LARGE 52x52x4.5 mm.HOLE DIA. 18 MM. TIS.258 | 20
set20240 | 1010180201 | WASHER,SQUARE,CURVED 60x60x5 mm.HOLE DIA. 22 mm. | 6
set20240 | 1010180301 | WASHER,LOCK,SPRING,SIZE 16 mm.,GENERAL PURPOSE,TIS.259 | 4
set20240 | 1010200001 | BRACE,FLAT,FOR CROSSARM 30x6x760 mm. | 4
set20240 | 1010210304 | THIMBLE,GUY,FOR STEEL WIRE 50-95 sq.mm. | 2
set20240 | 1010230000 | CLAMP,SINGLE U-BOLT,M.8 (WIRE ROPE CLIP) | 4
set20240 | 1010230012 | CLAMP, DOUBLE BOLTS, ST. WIRE 25 SQ.MM. | 2
set20240 | 1030010002 | INSULATOR,LINE-POST TYPE, 22 kV.CLASS 57-2L POWER ARC TEST | 6
set20240 | 1030020000 | INSULATOR,SUSPENSION TYPE A (CLASS 52-1)TIS.354 | 18
set20241 | 1000110004 | CROSSARM,PRESTRESSED CONCRETE,SPUN(FOR DEAD-ENDING) 120X120X2,50 | 2
set20241 | 1010100000 | WIRE,STEEL SOLID DIA. 4.0 mm.TIS.71 | 1.2
set20241 | 1010110201 | BOLT,MACHINE M.16x170 mm. | 1
set20241 | 1010110204 | BOLT,MACHINE M.16x300 mm. | 1
set20241 | 1010110208 | BOLT,MACHINE M.16x500 mm. | 1
set20241 | 1010130002 | BOLT,DOUBLE ARMING,ROUND EYE M.16x500 mm. | 3
set20241 | 1010180001 | NUT,EYE M.16 DIN 582 | 3
set20241 | 1010180100 | WASHER,PLAIN,SQUARE,LARGE 52x52x4.5 mm.HOLE DIA. 18 MM. TIS.258 | 20
set20241 | 1010180201 | WASHER,SQUARE,CURVED 60x60x5 mm.HOLE DIA. 22 mm. | 6
set20241 | 1010180301 | WASHER,LOCK,SPRING,SIZE 16 mm.,GENERAL PURPOSE,TIS.259 | 4
set20241 | 1010200001 | BRACE,FLAT,FOR CROSSARM 30x6x760 mm. | 4
set20241 | 1010230000 | CLAMP,SINGLE U-BOLT,M.8 (WIRE ROPE CLIP) | 2
set20241 | 1030010002 | INSULATOR,LINE-POST TYPE, 22 kV.CLASS 57-2L POWER ARC TEST | 6
set20241 | 1030020000 | INSULATOR,SUSPENSION TYPE A (CLASS 52-1)TIS.354 | 18
set20242 | 1000110004 | CROSSARM,PRESTRESSED CONCRETE,SPUN(FOR DEAD-ENDING) 120X120X2,50 | 2
set20242 | 1010100000 | WIRE,STEEL SOLID DIA. 4.0 mm.TIS.71 | 1.1
set20242 | 1010110201 | BOLT,MACHINE M.16x170 mm. | 2
set20242 | 1010110204 | BOLT,MACHINE M.16x300 mm. | 1
set20242 | 1010110401 | BOLT,MACHINE,HEXAGON,M.16x550 mm. | 1
set20242 | 1010130003 | BOLT,DOUBLE ARMING,ROUND EYE M.16x600 mm. | 3
set20242 | 1010180001 | NUT,EYE M.16 DIN 582 | 3
set20242 | 1010180100 | WASHER,PLAIN,SQUARE,LARGE 52x52x4.5 mm.HOLE DIA. 18 MM. TIS.258 | 20
set20242 | 1010180201 | WASHER,SQUARE,CURVED 60x60x5 mm.HOLE DIA. 22 mm. | 6
set20242 | 1010180301 | WASHER,LOCK,SPRING,SIZE 16 mm.,GENERAL PURPOSE,TIS.259 | 4
set20242 | 1010200001 | BRACE,FLAT,FOR CROSSARM 30x6x760 mm. | 4
set20242 | 1010230000 | CLAMP,SINGLE U-BOLT,M.8 (WIRE ROPE CLIP) | 3
set20242 | 1030010002 | INSULATOR,LINE-POST TYPE, 22 kV.CLASS 57-2L POWER ARC TEST | 6
set20242 | 1030020000 | INSULATOR,SUSPENSION TYPE A (CLASS 52-1)TIS.354 | 18
set20243 | 1000110004 | CROSSARM,PRESTRESSED CONCRETE,SPUN(FOR DEAD-ENDING) 120X120X2,50 | 2
set20243 | 1010100000 | WIRE,STEEL SOLID DIA. 4.0 mm.TIS.71 | 1.32
set20243 | 1010110201 | BOLT,MACHINE M.16x170 mm. | 2
set20243 | 1010110205 | BOLT,MACHINE M.16x350 mm. | 1
set20243 | 1010110401 | BOLT,MACHINE,HEXAGON,M.16x550 mm. | 1
set20243 | 1010130003 | BOLT,DOUBLE ARMING,ROUND EYE M.16x600 mm. | 3
set20243 | 1010180001 | NUT,EYE M.16 DIN 582 | 3
set20243 | 1010180100 | WASHER,PLAIN,SQUARE,LARGE 52x52x4.5 mm.HOLE DIA. 18 MM. TIS.258 | 20
set20243 | 1010180201 | WASHER,SQUARE,CURVED 60x60x5 mm.HOLE DIA. 22 mm. | 6
set20243 | 1010180301 | WASHER,LOCK,SPRING,SIZE 16 mm.,GENERAL PURPOSE,TIS.259 | 4
set20243 | 1010200001 | BRACE,FLAT,FOR CROSSARM 30x6x760 mm. | 4
set20243 | 1010230000 | CLAMP,SINGLE U-BOLT,M.8 (WIRE ROPE CLIP) | 2
set20243 | 1030010002 | INSULATOR,LINE-POST TYPE, 22 kV.CLASS 57-2L POWER ARC TEST | 6
set20243 | 1030020000 | INSULATOR,SUSPENSION TYPE A (CLASS 52-1)TIS.354 | 18
set20244 | 1000110004 | CROSSARM,PRESTRESSED CONCRETE,SPUN(FOR DEAD-ENDING) 120X120X2,50 | 2
set20244 | 1010100000 | WIRE,STEEL SOLID DIA. 4.0 mm.TIS.71 | 1.2
set20244 | 1010110201 | BOLT,MACHINE M.16x170 mm. | 2
set20244 | 1010110205 | BOLT,MACHINE M.16x350 mm. | 1
set20244 | 1010110209 | BOLT MACHINE M.16X600 MM. | 1
set20244 | 1010130003 | BOLT,DOUBLE ARMING,ROUND EYE M.16x600 mm. | 3
set20244 | 1010180001 | NUT,EYE M.16 DIN 582 | 3
set20244 | 1010180100 | WASHER,PLAIN,SQUARE,LARGE 52x52x4.5 mm.HOLE DIA. 18 MM. TIS.258 | 20
set20244 | 1010180201 | WASHER,SQUARE,CURVED 60x60x5 mm.HOLE DIA. 22 mm. | 6
set20244 | 1010180301 | WASHER,LOCK,SPRING,SIZE 16 mm.,GENERAL PURPOSE,TIS.259 | 4
set20244 | 1010200001 | BRACE,FLAT,FOR CROSSARM 30x6x760 mm. | 4
set20244 | 1010230000 | CLAMP,SINGLE U-BOLT,M.8 (WIRE ROPE CLIP) | 2
set20244 | 1030010002 | INSULATOR,LINE-POST TYPE, 22 kV.CLASS 57-2L POWER ARC TEST | 6
set20244 | 1030020000 | INSULATOR,SUSPENSION TYPE A (CLASS 52-1)TIS.354 | 18
set20245 | 1000110004 | CROSSARM,PRESTRESSED CONCRETE,SPUN(FOR DEAD-ENDING) 120X120X2,50 | 2
set20245 | 1010100000 | WIRE,STEEL SOLID DIA. 4.0 mm.TIS.71 | 0.4
set20245 | 1010110201 | BOLT,MACHINE M.16x170 mm. | 2
set20245 | 1010110207 | BOLT,MACHINE M.16x450 mm. | 1
set20245 | 1010110209 | BOLT MACHINE M.16X600 MM. | 1
set20245 | 1010130005 | BOLT,DOUBLE ARMING,ROUND EYE,M.16X650 MM. | 3
set20245 | 1010180001 | NUT,EYE M.16 DIN 582 | 3
set20245 | 1010180100 | WASHER,PLAIN,SQUARE,LARGE 52x52x4.5 mm.HOLE DIA. 18 MM. TIS.258 | 20
set20245 | 1010180201 | WASHER,SQUARE,CURVED 60x60x5 mm.HOLE DIA. 22 mm. | 6
set20245 | 1010180301 | WASHER,LOCK,SPRING,SIZE 16 mm.,GENERAL PURPOSE,TIS.259 | 4
set20245 | 1010200001 | BRACE,FLAT,FOR CROSSARM 30x6x760 mm. | 4
set20245 | 1010230000 | CLAMP,SINGLE U-BOLT,M.8 (WIRE ROPE CLIP) | 3
set20245 | 1030010002 | INSULATOR,LINE-POST TYPE, 22 kV.CLASS 57-2L POWER ARC TEST | 6
set20245 | 1030020000 | INSULATOR,SUSPENSION TYPE A (CLASS 52-1)TIS.354 | 18
set20246 | 1010100000 | WIRE,STEEL SOLID DIA. 4.0 mm.TIS.71 | 0.4
set20246 | 1010180001 | NUT,EYE M.16 DIN 582 | 4
set20246 | 1010180201 | WASHER,SQUARE,CURVED 60x60x5 mm.HOLE DIA. 22 mm. | 6
set20246 | 1010210304 | THIMBLE,GUY,FOR STEEL WIRE 50-95 sq.mm. | 1
set20246 | 1010230000 | CLAMP,SINGLE U-BOLT,M.8 (WIRE ROPE CLIP) | 4
set20246 | 1030010002 | INSULATOR,LINE-POST TYPE, 22 kV.CLASS 57-2L POWER ARC TEST | 6
set20246 | 1030020000 | INSULATOR,SUSPENSION TYPE A (CLASS 52-1)TIS.354 | 9
set20247 | 1000110004 | CROSSARM,PRESTRESSED CONCRETE,SPUN(FOR DEAD-ENDING) 120X120X2,50 | 2
set20247 | 1010100000 | WIRE,STEEL SOLID DIA. 4.0 mm.TIS.71 | 1.1
set20247 | 1010110201 | BOLT,MACHINE M.16x170 mm. | 1
set20247 | 1010110202 | BOLT,MACHINE M.16x200 mm. | 1
set20247 | 1010110207 | BOLT,MACHINE M.16x450 mm. | 1
set20247 | 1010130001 | BOLT,DOUBLE ARMING,ROUND EYE M.16x450 mm. | 3
set20247 | 1010180001 | NUT,EYE M.16 DIN 582 | 3
set20247 | 1010180100 | WASHER,PLAIN,SQUARE,LARGE 52x52x4.5 mm.HOLE DIA. 18 MM. TIS.258 | 20
set20247 | 1010180201 | WASHER,SQUARE,CURVED 60x60x5 mm.HOLE DIA. 22 mm. | 6
set20247 | 1010180301 | WASHER,LOCK,SPRING,SIZE 16 mm.,GENERAL PURPOSE,TIS.259 | 4
set20247 | 1010200004 | BRACE,ALLEY ARM 40x40x5 mm. 2,120 mm.LONG | 1
set20247 | 1010230000 | CLAMP,SINGLE U-BOLT,M.8 (WIRE ROPE CLIP) | 2
set20247 | 1030010002 | INSULATOR,LINE-POST TYPE, 22 kV.CLASS 57-2L POWER ARC TEST | 6
set20247 | 1030020000 | INSULATOR,SUSPENSION TYPE A (CLASS 52-1)TIS.354 | 18
set20248 | 1000110004 | CROSSARM,PRESTRESSED CONCRETE,SPUN(FOR DEAD-ENDING) 120X120X2,50 | 2
set20248 | 1010100000 | WIRE,STEEL SOLID DIA. 4.0 mm.TIS.71 | 1.1
set20248 | 1010110201 | BOLT,MACHINE M.16x170 mm. | 1
set20248 | 1010110203 | BOLT,MACHINE M.16x250 mm. | 1
set20248 | 1010110208 | BOLT,MACHINE M.16x500 mm. | 1
set20248 | 1010130002 | BOLT,DOUBLE ARMING,ROUND EYE M.16x500 mm. | 3
set20248 | 1010180001 | NUT,EYE M.16 DIN 582 | 3
set20248 | 1010180100 | WASHER,PLAIN,SQUARE,LARGE 52x52x4.5 mm.HOLE DIA. 18 MM. TIS.258 | 20
set20248 | 1010180201 | WASHER,SQUARE,CURVED 60x60x5 mm.HOLE DIA. 22 mm. | 6
set20248 | 1010180301 | WASHER,LOCK,SPRING,SIZE 16 mm.,GENERAL PURPOSE,TIS.259 | 4
set20248 | 1010200004 | BRACE,ALLEY ARM 40x40x5 mm. 2,120 mm.LONG | 1
set20248 | 1010230000 | CLAMP,SINGLE U-BOLT,M.8 (WIRE ROPE CLIP) | 2
set20248 | 1030010002 | INSULATOR,LINE-POST TYPE, 22 kV.CLASS 57-2L POWER ARC TEST | 6
set20248 | 1030020000 | INSULATOR,SUSPENSION TYPE A (CLASS 52-1)TIS.354 | 18
set20251 | 1010000106 | STEEL CHANNEL,100X50X5 MM.2,500 MM.LONG | 1
set20251 | 1010100002 | WIRE,STEEL STRANDED 25 sq.mm.TIS.404 | 1
set20251 | 1010110202 | BOLT,MACHINE M.16x200 mm. | 1
set20251 | 1010110400 | BOLT,MACHINE, HEXAGON, M.16X75 MM. | 1
set20251 | 1010180100 | WASHER,PLAIN,SQUARE,LARGE 52x52x4.5 mm.HOLE DIA. 18 MM. TIS.258 | 3
set20251 | 1010200004 | BRACE,ALLEY ARM 40x40x5 mm. 2,120 mm.LONG | 1
set20251 | 1010230000 | CLAMP,SINGLE U-BOLT,M.8 (WIRE ROPE CLIP) | 2
set20251 | 1030000001 | INSULATOR,PIN TYPE,TYPE B (CLASS 56-2) TIS.279 | 3
set20251 | 1030100000 | PIN,INSULATOR,22 KV.SHANK 140 MM.,LEAD HEAD 35 MM.(1 3/8") | 3
set20252 | 1010000106 | STEEL CHANNEL,100X50X5 MM.2,500 MM.LONG | 1
set20252 | 1010100002 | WIRE,STEEL STRANDED 25 sq.mm.TIS.404 | 1
set20252 | 1010110202 | BOLT,MACHINE M.16x200 mm. | 1
set20252 | 1010110400 | BOLT,MACHINE, HEXAGON, M.16X75 MM. | 1
set20252 | 1010180100 | WASHER,PLAIN,SQUARE,LARGE 52x52x4.5 mm.HOLE DIA. 18 MM. TIS.258 | 3
set20252 | 1010200004 | BRACE,ALLEY ARM 40x40x5 mm. 2,120 mm.LONG | 1
set20252 | 1010230000 | CLAMP,SINGLE U-BOLT,M.8 (WIRE ROPE CLIP) | 2
set20252 | 1030000001 | INSULATOR,PIN TYPE,TYPE B (CLASS 56-2) TIS.279 | 3
set20252 | 1030100000 | PIN,INSULATOR,22 KV.SHANK 140 MM.,LEAD HEAD 35 MM.(1 3/8") | 3
set20254 | 1010000202 | STEEL CHANNEL,125X65X6 MM.2,500 MM.LONG | 2
set20254 | 1010110203 | BOLT,MACHINE M.16x250 mm. | 2
set20254 | 1010150050 | BOLT,OVAL FULL THREAD M.16X250 MM. | 3
set20254 | 1010180100 | WASHER,PLAIN,SQUARE,LARGE 52x52x4.5 mm.HOLE DIA. 18 MM. TIS.258 | 14
set20254 | 1010200004 | BRACE,ALLEY ARM 40x40x5 mm. 2,120 mm.LONG | 1
set20254 | 1030020000 | INSULATOR,SUSPENSION TYPE A (CLASS 52-1)TIS.354 | 9
set20255 | 1010000202 | STEEL CHANNEL,125X65X6 MM.2,500 MM.LONG | 2
set20255 | 1010110203 | BOLT,MACHINE M.16x250 mm. | 2
set20255 | 1010150050 | BOLT,OVAL FULL THREAD M.16X250 MM. | 3
set20255 | 1010180100 | WASHER,PLAIN,SQUARE,LARGE 52x52x4.5 mm.HOLE DIA. 18 MM. TIS.258 | 14
set20255 | 1010200004 | BRACE,ALLEY ARM 40x40x5 mm. 2,120 mm.LONG | 1
set20255 | 1030000001 | INSULATOR,PIN TYPE,TYPE B (CLASS 56-2) TIS.279 | 2
set20255 | 1030020000 | INSULATOR,SUSPENSION TYPE A (CLASS 52-1)TIS.354 | 9
set20255 | 1030100000 | PIN,INSULATOR,22 KV.SHANK 140 MM.,LEAD HEAD 35 MM.(1 3/8") | 2
set20263 | 1000100002 | CROSSARM WOOD, H.T. 2,500X100X100 MM. | 2
set20263 | 1010100000 | WIRE,STEEL SOLID DIA. 4.0 mm.TIS.71 | 0.35
set20263 | 1010110200 | BOLT,MACHINE M.16x130 mm. | 2
set20263 | 1010110202 | BOLT,MACHINE M.16x200 mm. | 1
set20263 | 1010110206 | BOLT,MACHINE M.16x400 mm. | 1
set20263 | 1010130000 | BOLT,DOUBLE ARMING,ROUND EYE M.16x400 mm. | 3
set20263 | 1010180001 | NUT,EYE M.16 DIN 582 | 3
set20263 | 1010180100 | WASHER,PLAIN,SQUARE,LARGE 52x52x4.5 mm.HOLE DIA. 18 MM. TIS.258 | 15
set20263 | 1010200001 | BRACE,FLAT,FOR CROSSARM 30x6x760 mm. | 4
set20263 | 1010230000 | CLAMP,SINGLE U-BOLT,M.8 (WIRE ROPE CLIP) | 2
set20263 | 1030000001 | INSULATOR,PIN TYPE,TYPE B (CLASS 56-2) TIS.279 | 3
set20263 | 1030020000 | INSULATOR,SUSPENSION TYPE A (CLASS 52-1)TIS.354 | 18
set20263 | 1030100000 | PIN,INSULATOR,22 KV.SHANK 140 MM.,LEAD HEAD 35 MM.(1 3/8") | 3
set20266 | 1000100002 | CROSSARM WOOD, H.T. 2,500X100X100 MM. | 2
set20266 | 1010110200 | BOLT,MACHINE M.16x130 mm. | 4
set20266 | 1010110202 | BOLT,MACHINE M.16x200 mm. | 1
set20266 | 1010130000 | BOLT,DOUBLE ARMING,ROUND EYE M.16x400 mm. | 3
set20266 | 1010180100 | WASHER,PLAIN,SQUARE,LARGE 52x52x4.5 mm.HOLE DIA. 18 MM. TIS.258 | 14
set20266 | 1010200001 | BRACE,FLAT,FOR CROSSARM 30x6x760 mm. | 4
set20266 | 1030020000 | INSULATOR,SUSPENSION TYPE A (CLASS 52-1)TIS.354 | 9
set20301 | 1010100004 | WIRE,STEEL STRANDED 50/7 sq.mm.TIS.404 | 1
set20301 | 1010110101 | BOLE,MACHINE M. 12X50 MM. | 1
set20301 | 1010110204 | BOLT,MACHINE M.16x300 mm. | 1
set20301 | 1010180100 | WASHER,PLAIN,SQUARE,LARGE 52x52x4.5 mm.HOLE DIA. 18 MM. TIS.258 | 1
set20301 | 1010180300 | WASHER LOCK SPRING SIZE 12 MM. GENERAL PURPOSE TIS 259 | 1
set20301 | 1010230000 | CLAMP,SINGLE U-BOLT,M.8 (WIRE ROPE CLIP) | 2
set20301 | 1020440102 | CLAMP,GUY,TRIPLE BOLT | 1
set20301 | 1020440207 | ที่แขวนสายหุ้มฉนวนเต็มพิกัดตีเกลียว | 1
set20302 | 1010100004 | WIRE,STEEL STRANDED 50/7 sq.mm.TIS.404 | 1
set20302 | 1010100006 | WIRE,STEEL STRANDED 95 sq.mm.TIS.404 | 1
set20302 | 1010130000 | BOLT,DOUBLE ARMING,ROUND EYE M.16x400 mm. | 2
set20302 | 1010180100 | WASHER,PLAIN,SQUARE,LARGE 52x52x4.5 mm.HOLE DIA. 18 MM. TIS.258 | 4
set20302 | 1010210304 | THIMBLE,GUY,FOR STEEL WIRE 50-95 sq.mm. | 2
set20302 | 1010230000 | CLAMP,SINGLE U-BOLT,M.8 (WIRE ROPE CLIP) | 4
set20302 | 1010230001 | CLAMP,DOUBLE U-BOLT,M.16 (WIRE ROPE CLIP) | 6
set20303 | 1010100004 | WIRE,STEEL STRANDED 50/7 sq.mm.TIS.404 | 1
set20303 | 1010110204 | BOLT,MACHINE M.16x300 mm. | 1
set20303 | 1010130000 | BOLT,DOUBLE ARMING,ROUND EYE M.16x400 mm. | 1
set20303 | 1010180100 | WASHER,PLAIN,SQUARE,LARGE 52x52x4.5 mm.HOLE DIA. 18 MM. TIS.258 | 3
set20303 | 1010210304 | THIMBLE,GUY,FOR STEEL WIRE 50-95 sq.mm. | 1
set20303 | 1010230000 | CLAMP,SINGLE U-BOLT,M.8 (WIRE ROPE CLIP) | 2
set20303 | 1010230001 | CLAMP,DOUBLE U-BOLT,M.16 (WIRE ROPE CLIP) | 3
set20303 | 1020440102 | CLAMP,GUY,TRIPLE BOLT | 1
set20303 | 1020440207 | ที่แขวนสายหุ้มฉนวนเต็มพิกัดตีเกลียว | 1
set20411 | 1010180001 | NUT,EYE M.16 DIN 582 | 3
set20411 | 1030000001 | INSULATOR,PIN TYPE,TYPE B (CLASS 56-2) TIS.279 | 3
set20411 | 1030020000 | INSULATOR,SUSPENSION TYPE A (CLASS 52-1)TIS.354 | 9
set20411 | 1030100000 | PIN,INSULATOR,22 KV.SHANK 140 MM.,LEAD HEAD 35 MM.(1 3/8") | 3
set20501 | 1010130000 | BOLT,DOUBLE ARMING,ROUND EYE M.16x400 mm. | 1
set20501 | 1010210304 | THIMBLE,GUY,FOR STEEL WIRE 50-95 sq.mm. | 1
set20501 | 1010230000 | CLAMP,SINGLE U-BOLT,M.8 (WIRE ROPE CLIP) | 7
set20501 | 1030140011 | CLEVIS,THIMBLE,FOR PREFORMED DEAD-END | 0
set20502 | 1010180001 | NUT,EYE M.16 DIN 582 | 1
set20502 | 1010210304 | THIMBLE,GUY,FOR STEEL WIRE 50-95 sq.mm. | 1
set20502 | 1010230000 | CLAMP,SINGLE U-BOLT,M.8 (WIRE ROPE CLIP) | 5
set20502 | 1030140011 | CLEVIS,THIMBLE,FOR PREFORMED DEAD-END | 0
set20503 | 1010100004 | WIRE,STEEL STRANDED 50/7 sq.mm.TIS.404 | 2
set20503 | 1010110201 | BOLT,MACHINE M.16x170 mm. | 1
set20503 | 1010180100 | WASHER,PLAIN,SQUARE,LARGE 52x52x4.5 mm.HOLE DIA. 18 MM. TIS.258 | 3
set20503 | 1010180301 | WASHER,LOCK,SPRING,SIZE 16 mm.,GENERAL PURPOSE,TIS.259 | 1
set20503 | 1010230000 | CLAMP,SINGLE U-BOLT,M.8 (WIRE ROPE CLIP) | 4
set20503 | 1020440102 | CLAMP,GUY,TRIPLE BOLT | 1
set20503 | 1020440103 | LINK,CABLE SPACER | 1
set20504 | 1000110000 | CROSSARM,PRESTRESSED CONCRETE, 100X100X1,500 MM. | 1
set20504 | 1010100004 | WIRE,STEEL STRANDED 50/7 sq.mm.TIS.404 | 2
set20504 | 1010110200 | BOLT,MACHINE M.16x130 mm. | 2
set20504 | 1010110201 | BOLT,MACHINE M.16x170 mm. | 1
set20504 | 1010110202 | BOLT,MACHINE M.16x200 mm. | 1
set20504 | 1010110205 | BOLT,MACHINE M.16x350 mm. | 1
set20504 | 1010180100 | WASHER,PLAIN,SQUARE,LARGE 52x52x4.5 mm.HOLE DIA. 18 MM. TIS.258 | 8
set20504 | 1010180301 | WASHER,LOCK,SPRING,SIZE 16 mm.,GENERAL PURPOSE,TIS.259 | 2
set20504 | 1010200001 | BRACE,FLAT,FOR CROSSARM 30x6x760 mm. | 2
set20504 | 1010230000 | CLAMP,SINGLE U-BOLT,M.8 (WIRE ROPE CLIP) | 4
set20504 | 1020440102 | CLAMP,GUY,TRIPLE BOLT | 1
set20504 | 1020440103 | LINK,CABLE SPACER | 1
set20505 | 1010100004 | WIRE,STEEL STRANDED 50/7 sq.mm.TIS.404 | 1
set20505 | 1010110200 | BOLT,MACHINE M.16x130 mm. | 1
set20505 | 1010110204 | BOLT,MACHINE M.16x300 mm. | 2
set20505 | 1010180100 | WASHER,PLAIN,SQUARE,LARGE 52x52x4.5 mm.HOLE DIA. 18 MM. TIS.258 | 7
set20505 | 1010180301 | WASHER,LOCK,SPRING,SIZE 16 mm.,GENERAL PURPOSE,TIS.259 | 1
set20505 | 1010230000 | CLAMP,SINGLE U-BOLT,M.8 (WIRE ROPE CLIP) | 4
set20505 | 1020440102 | CLAMP,GUY,TRIPLE BOLT | 1
set20505 | 1020440103 | LINK,CABLE SPACER | 1
set20505 | 1020440105 | BRACKET,FOR AERIAL CABLE,TANGENT SUPPORT | 1
set20506 | 1010100004 | WIRE,STEEL STRANDED 50/7 sq.mm.TIS.404 | 1
set20506 | 1010110200 | BOLT,MACHINE M.16x130 mm. | 1
set20506 | 1010110205 | BOLT,MACHINE M.16x350 mm. | 2
set20506 | 1010180100 | WASHER,PLAIN,SQUARE,LARGE 52x52x4.5 mm.HOLE DIA. 18 MM. TIS.258 | 7
set20506 | 1010180301 | WASHER,LOCK,SPRING,SIZE 16 mm.,GENERAL PURPOSE,TIS.259 | 1
set20506 | 1010230000 | CLAMP,SINGLE U-BOLT,M.8 (WIRE ROPE CLIP) | 4
set20506 | 1020440102 | CLAMP,GUY,TRIPLE BOLT | 1
set20506 | 1020440103 | LINK,CABLE SPACER | 1
set20506 | 1020440105 | BRACKET,FOR AERIAL CABLE,TANGENT SUPPORT | 1
set20507 | 1010100002 | WIRE,STEEL STRANDED 25 sq.mm.TIS.404 | 0.6
set20507 | 1010110206 | BOLT,MACHINE M.16x400 mm. | 2
set20507 | 1010180100 | WASHER,PLAIN,SQUARE,LARGE 52x52x4.5 mm.HOLE DIA. 18 MM. TIS.258 | 2
set20507 | 1010230000 | CLAMP,SINGLE U-BOLT,M.8 (WIRE ROPE CLIP) | 2
set20507 | 1010230201 | GROUND WIRE SUPPORT AND CLAMP,FOR CONCRETE POLE | 1
set20507 | 1020440112 | BLACKET, FOR AERIAL CABLE CORNER SUPPORT, 22 KV. AND 33 KV. DWG.NO.SA4-015/44007 | 1
set20507 | 1030010002 | INSULATOR,LINE-POST TYPE, 22 kV.CLASS 57-2L POWER ARC TEST | 3
set20508 | 1010110206 | BOLT,MACHINE M.16x400 mm. | 2
set20508 | 1010140003 | BOLT,ROUND EYE M.16x300 mm. | 2
set20508 | 1010180100 | WASHER,PLAIN,SQUARE,LARGE 52x52x4.5 mm.HOLE DIA. 18 MM. TIS.258 | 8
set20508 | 1010210304 | THIMBLE,GUY,FOR STEEL WIRE 50-95 sq.mm. | 2
set20508 | 1010230000 | CLAMP,SINGLE U-BOLT,M.8 (WIRE ROPE CLIP) | 8
set20508 | 1020440112 | BLACKET, FOR AERIAL CABLE CORNER SUPPORT, 22 KV. AND 33 KV. DWG.NO.SA4-015/44007 | 1
set20508 | 1030010002 | INSULATOR,LINE-POST TYPE, 22 kV.CLASS 57-2L POWER ARC TEST | 3
set20509 | 1010100004 | WIRE,STEEL STRANDED 50/7 sq.mm.TIS.404 | 25
set20509 | 1010220002 | ROD,GROUND,60x60x5 mm. 2 m.LONG | 1
set20509 | 1010230000 | CLAMP,SINGLE U-BOLT,M.8 (WIRE ROPE CLIP) | 2
set20509 | 1020200000 | TAPE,ARMOR,AL 1x10 mm. | 0.2
set20509 | 1080040001 | CONDUIT,PVC,RIGID,DIA. 20x2500 mm.TIS.216 | 1
set20509 | 9090011007 | WELDING POWDER, ST. WIRE 50 SQ.MM. TO GD | 3
set20513 | 1010110201 | BOLT,MACHINE M.16x170 mm. | 2
set20513 | 1010180100 | WASHER,PLAIN,SQUARE,LARGE 52x52x4.5 mm.HOLE DIA. 18 MM. TIS.258 | 6
set20513 | 1010180301 | WASHER,LOCK,SPRING,SIZE 16 mm.,GENERAL PURPOSE,TIS.259 | 2
set20513 | 1010210304 | THIMBLE,GUY,FOR STEEL WIRE 50-95 sq.mm. | 2
set20513 | 1010230000 | CLAMP,SINGLE U-BOLT,M.8 (WIRE ROPE CLIP) | 8
set20513 | 1020440102 | CLAMP,GUY,TRIPLE BOLT | 2
set20513 | 1020440103 | LINK,CABLE SPACER | 2
set20515 | 1010100004 | WIRE,STEEL STRANDED 50/7 sq.mm.TIS.404 | 25
set20515 | 1010220002 | ROD,GROUND,60x60x5 mm. 2 m.LONG | 1
set20515 | 1010230000 | CLAMP,SINGLE U-BOLT,M.8 (WIRE ROPE CLIP) | 2
set20515 | 1080040001 | CONDUIT,PVC,RIGID,DIA. 20x2500 mm.TIS.216 | 3
set20515 | 9090011007 | WELDING POWDER, ST. WIRE 50 SQ.MM. TO GD | 3
set20516 | 1010100004 | WIRE,STEEL STRANDED 50/7 sq.mm.TIS.404 | 30
set20516 | 1010220002 | ROD,GROUND,60x60x5 mm. 2 m.LONG | 2
set20516 | 1010230000 | CLAMP,SINGLE U-BOLT,M.8 (WIRE ROPE CLIP) | 2
set20516 | 1080040001 | CONDUIT,PVC,RIGID,DIA. 20x2500 mm.TIS.216 | 3
set20516 | 9090011007 | WELDING POWDER, ST. WIRE 50 SQ.MM. TO GD | 5
set20517 | 1010100004 | WIRE,STEEL STRANDED 50/7 sq.mm.TIS.404 | 35
set20517 | 1010220002 | ROD,GROUND,60x60x5 mm. 2 m.LONG | 3
set20517 | 1010230000 | CLAMP,SINGLE U-BOLT,M.8 (WIRE ROPE CLIP) | 2
set20517 | 1080040001 | CONDUIT,PVC,RIGID,DIA. 20x2500 mm.TIS.216 | 3
set20517 | 9090011007 | WELDING POWDER, ST. WIRE 50 SQ.MM. TO GD | 7
set20518 | 1010100004 | WIRE,STEEL STRANDED 50/7 sq.mm.TIS.404 | 40
set20518 | 1010220002 | ROD,GROUND,60x60x5 mm. 2 m.LONG | 4
set20518 | 1010230000 | CLAMP,SINGLE U-BOLT,M.8 (WIRE ROPE CLIP) | 2
set20518 | 1080040001 | CONDUIT,PVC,RIGID,DIA. 20x2500 mm.TIS.216 | 3
set20518 | 9090011007 | WELDING POWDER, ST. WIRE 50 SQ.MM. TO GD | 9
set20519 | 1010100004 | WIRE,STEEL STRANDED 50/7 sq.mm.TIS.404 | 45
set20519 | 1010220002 | ROD,GROUND,60x60x5 mm. 2 m.LONG | 5
set20519 | 1010230000 | CLAMP,SINGLE U-BOLT,M.8 (WIRE ROPE CLIP) | 2
set20519 | 1080040001 | CONDUIT,PVC,RIGID,DIA. 20x2500 mm.TIS.216 | 3
set20519 | 9090011007 | WELDING POWDER, ST. WIRE 50 SQ.MM. TO GD | 11
set20520 | 1010100002 | WIRE,STEEL STRANDED 25 sq.mm.TIS.404 | 0.6
set20520 | 1010110205 | BOLT,MACHINE M.16x350 mm. | 2
set20520 | 1010180100 | WASHER,PLAIN,SQUARE,LARGE 52x52x4.5 mm.HOLE DIA. 18 MM. TIS.258 | 2
set20520 | 1010230000 | CLAMP,SINGLE U-BOLT,M.8 (WIRE ROPE CLIP) | 2
set20520 | 1020440112 | BLACKET, FOR AERIAL CABLE CORNER SUPPORT, 22 KV. AND 33 KV. DWG.NO.SA4-015/44007 | 1
set20520 | 1030010002 | INSULATOR,LINE-POST TYPE, 22 kV.CLASS 57-2L POWER ARC TEST | 3
set20521 | 1010100002 | WIRE,STEEL STRANDED 25 sq.mm.TIS.404 | 0.6
set20521 | 1010110206 | BOLT,MACHINE M.16x400 mm. | 2
set20521 | 1010180100 | WASHER,PLAIN,SQUARE,LARGE 52x52x4.5 mm.HOLE DIA. 18 MM. TIS.258 | 2
set20521 | 1010230000 | CLAMP,SINGLE U-BOLT,M.8 (WIRE ROPE CLIP) | 2
set20521 | 1020440112 | BLACKET, FOR AERIAL CABLE CORNER SUPPORT, 22 KV. AND 33 KV. DWG.NO.SA4-015/44007 | 1
set20521 | 1030010002 | INSULATOR,LINE-POST TYPE, 22 kV.CLASS 57-2L POWER ARC TEST | 3
set20522 | 1010100002 | WIRE,STEEL STRANDED 25 sq.mm.TIS.404 | 1.2
set20522 | 1010110207 | BOLT,MACHINE M.16x450 mm. | 2
set20522 | 1010180100 | WASHER,PLAIN,SQUARE,LARGE 52x52x4.5 mm.HOLE DIA. 18 MM. TIS.258 | 2
set20522 | 1010230000 | CLAMP,SINGLE U-BOLT,M.8 (WIRE ROPE CLIP) | 4
set20522 | 1020440112 | BLACKET, FOR AERIAL CABLE CORNER SUPPORT, 22 KV. AND 33 KV. DWG.NO.SA4-015/44007 | 2
set20522 | 1030010002 | INSULATOR,LINE-POST TYPE, 22 kV.CLASS 57-2L POWER ARC TEST | 6
set20523 | 1010100002 | WIRE,STEEL STRANDED 25 sq.mm.TIS.404 | 1.2
set20523 | 1010110208 | BOLT,MACHINE M.16x500 mm. | 2
set20523 | 1010180100 | WASHER,PLAIN,SQUARE,LARGE 52x52x4.5 mm.HOLE DIA. 18 MM. TIS.258 | 2
set20523 | 1010230000 | CLAMP,SINGLE U-BOLT,M.8 (WIRE ROPE CLIP) | 4
set20523 | 1020440112 | BLACKET, FOR AERIAL CABLE CORNER SUPPORT, 22 KV. AND 33 KV. DWG.NO.SA4-015/44007 | 2
set20523 | 1030010002 | INSULATOR,LINE-POST TYPE, 22 kV.CLASS 57-2L POWER ARC TEST | 6
set20750 | 1000110001 | CROSSARM,PRESTRESSED CONCRETE,SPUN,H.T. 100X100X2,500 MM. | 4
set20750 | 1000110003 | CROSSARM,PRESTRESSED CONCRETE,SPUN(FOR DEAD-ENDING) 120X120X2,000 | 2
set20750 | 1010100004 | WIRE,STEEL STRANDED 50/7 sq.mm.TIS.404 | 27
set20750 | 1010110200 | BOLT,MACHINE M.16x130 mm. | 4
set20750 | 1010110201 | BOLT,MACHINE M.16x170 mm. | 4
set20750 | 1010180100 | WASHER,PLAIN,SQUARE,LARGE 52x52x4.5 mm.HOLE DIA. 18 MM. TIS.258 | 34
set20750 | 1010200001 | BRACE,FLAT,FOR CROSSARM 30x6x760 mm. | 8
set20750 | 1010220002 | ROD,GROUND,60x60x5 mm. 2 m.LONG | 1
set20750 | 1010230000 | CLAMP,SINGLE U-BOLT,M.8 (WIRE ROPE CLIP) | 7
set20750 | 1020050000 | CABLE,AERIAL,AL 22 kV. 1x50 sq.mm. | 3
set20750 | 1020050004 | CABLE,AERIAL,AL 22 kV. 1x185 sq.mm. | 15
set20750 | 1020180001 | TAPE,ELECTRICAL,PVC.PLASTIC,OUTDOOR TYPE,ROLL SIZE 0.18X19X10,000 MM. TIS.386 | 3
set20750 | 1020180003 | ELECTRICAL SPLICING TAPE,FOR H.T.AERIAL CABLE,SIZE 3/4"X30' | 1
set20750 | 1020300103 | CONNECTOR,PARALLEL GROOVE,TRIPLE BOLT,AL,AL-ALLOY AND ACSR 70-185 SQ.MM. | 9
set20750 | 1020420106 | CABLE LUG,NEMA HOLE,COMPRESSION TYPE,AL 185 SQ.MM. | 9
set20750 | 1030020000 | INSULATOR,SUSPENSION TYPE A (CLASS 52-1)TIS.354 | 9
set20750 | 1040000001 | LIGHTNING ARRESTER,20-21 KV.10 KA. | 3
set20750 | 1040050001 | SWITCH,DISCONNECTING,SINGLE POLE,22 KV.600 A.40 KA.STATION CLASS | 3
set20750 | 1080040001 | CONDUIT,PVC,RIGID,DIA. 20x2500 mm.TIS.216 | 1
set20750 | 1080050013 | CONDUIT,HDPE PN 6.3 SIZE 160 MM. TIS.982 | 4
set20750 | 9090010035 | คอมปาวด์ช่วยการสัมผัสทางไฟฟ้า | 0.4
set20750 | 9090010067 | MOUNTING ACCESSORIES FOR DISCONNECTING SWITCH | 3
set20750 | 9090011007 | WELDING POWDER, ST. WIRE 50 SQ.MM. TO GD | 1
set20751 | 1000110001 | CROSSARM,PRESTRESSED CONCRETE,SPUN,H.T. 100X100X2,500 MM. | 5
set20751 | 1000110003 | CROSSARM,PRESTRESSED CONCRETE,SPUN(FOR DEAD-ENDING) 120X120X2,000 | 2
set20751 | 1010100004 | WIRE,STEEL STRANDED 50/7 sq.mm.TIS.404 | 30
set20751 | 1010110200 | BOLT,MACHINE M.16x130 mm. | 6
set20751 | 1010110201 | BOLT,MACHINE M.16x170 mm. | 7
set20751 | 1010180100 | WASHER,PLAIN,SQUARE,LARGE 52x52x4.5 mm.HOLE DIA. 18 MM. TIS.258 | 42
set20751 | 1010200001 | BRACE,FLAT,FOR CROSSARM 30x6x760 mm. | 10
set20751 | 1010220002 | ROD,GROUND,60x60x5 mm. 2 m.LONG | 1
set20751 | 1010230000 | CLAMP,SINGLE U-BOLT,M.8 (WIRE ROPE CLIP) | 7
set20751 | 1020050000 | CABLE,AERIAL,AL 22 kV. 1x50 sq.mm. | 3
set20751 | 1020050004 | CABLE,AERIAL,AL 22 kV. 1x185 sq.mm. | 21
set20751 | 1020180001 | TAPE,ELECTRICAL,PVC.PLASTIC,OUTDOOR TYPE,ROLL SIZE 0.18X19X10,000 MM. TIS.386 | 3
set20751 | 1020180003 | ELECTRICAL SPLICING TAPE,FOR H.T.AERIAL CABLE,SIZE 3/4"X30' | 1
set20751 | 1020300103 | CONNECTOR,PARALLEL GROOVE,TRIPLE BOLT,AL,AL-ALLOY AND ACSR 70-185 SQ.MM. | 9
set20751 | 1020420106 | CABLE LUG,NEMA HOLE,COMPRESSION TYPE,AL 185 SQ.MM. | 9
set20751 | 1030000001 | INSULATOR,PIN TYPE,TYPE B (CLASS 56-2) TIS.279 | 3
set20751 | 1030020000 | INSULATOR,SUSPENSION TYPE A (CLASS 52-1)TIS.354 | 9
set20751 | 1030100000 | PIN,INSULATOR,22 KV.SHANK 140 MM.,LEAD HEAD 35 MM.(1 3/8") | 3
set20751 | 1040000001 | LIGHTNING ARRESTER,20-21 KV.10 KA. | 3
set20751 | 1040050001 | SWITCH,DISCONNECTING,SINGLE POLE,22 KV.600 A.40 KA.STATION CLASS | 3
set20751 | 1080040001 | CONDUIT,PVC,RIGID,DIA. 20x2500 mm.TIS.216 | 1
set20751 | 1080050013 | CONDUIT,HDPE PN 6.3 SIZE 160 MM. TIS.982 | 4
set20751 | 9090010035 | คอมปาวด์ช่วยการสัมผัสทางไฟฟ้า | 0.4
set20751 | 9090010067 | MOUNTING ACCESSORIES FOR DISCONNECTING SWITCH | 3
set20751 | 9090011007 | WELDING POWDER, ST. WIRE 50 SQ.MM. TO GD | 1
set20752 | 1010110203 | BOLT,MACHINE M.16x250 mm. | 2
set20752 | 1010110204 | BOLT,MACHINE M.16x300 mm. | 1
set20752 | 1010110205 | BOLT,MACHINE M.16x350 mm. | 2
set20752 | 1010110207 | BOLT,MACHINE M.16x450 mm. | 1
set20752 | 1010120001 | BOLT,DOUBLE ARMING,M.16x450 mm. | 2
set20752 | 1010130001 | BOLT,DOUBLE ARMING,ROUND EYE M.16x450 mm. | 3
set20753 | 1010110204 | BOLT,MACHINE M.16x300 mm. | 1
set20753 | 1010110205 | BOLT,MACHINE M.16x350 mm. | 1
set20753 | 1010110206 | BOLT,MACHINE M.16x400 mm. | 2
set20753 | 1010110207 | BOLT,MACHINE M.16x450 mm. | 1
set20753 | 1010120001 | BOLT,DOUBLE ARMING,M.16x450 mm. | 2
set20753 | 1010130004 | BOLT,DOUBLE ARMING,ROUND EYE,M.16X550 MM. | 3
set20754 | 1010110203 | BOLT,MACHINE M.16x250 mm. | 2
set20754 | 1010110204 | BOLT,MACHINE M.16x300 mm. | 2
set20754 | 1010110205 | BOLT,MACHINE M.16x350 mm. | 2
set20754 | 1010110206 | BOLT,MACHINE M.16x400 mm. | 1
set20754 | 1010110207 | BOLT,MACHINE M.16x450 mm. | 1
set20754 | 1010120002 | BOLT,DOUBLE ARMING,M.16x500 mm. | 2
set20754 | 1010130001 | BOLT,DOUBLE ARMING,ROUND EYE M.16x450 mm. | 3
set20755 | 1010110204 | BOLT,MACHINE M.16x300 mm. | 2
set20755 | 1010110205 | BOLT,MACHINE M.16x350 mm. | 1
set20755 | 1010110206 | BOLT,MACHINE M.16x400 mm. | 2
set20755 | 1010110207 | BOLT,MACHINE M.16x450 mm. | 2
set20755 | 1010110208 | BOLT,MACHINE M.16x500 mm. | 1
set20755 | 1010120003 | BOLT,DOUBLE ARMING,M.16X550 MM. | 2
set20755 | 1010130004 | BOLT,DOUBLE ARMING,ROUND EYE,M.16X550 MM. | 3
set21111 | 1000110001 | CROSSARM,PRESTRESSED CONCRETE,SPUN,H.T. 100X100X2,500 MM. | 1
set21111 | 1010100000 | WIRE,STEEL SOLID DIA. 4.0 mm.TIS.71 | 0.35
set21111 | 1010110200 | BOLT,MACHINE M.16x130 mm. | 2
set21111 | 1010110204 | BOLT,MACHINE M.16x300 mm. | 1
set21111 | 1010110206 | BOLT,MACHINE M.16x400 mm. | 1
set21111 | 1010180100 | WASHER,PLAIN,SQUARE,LARGE 52x52x4.5 mm.HOLE DIA. 18 MM. TIS.258 | 5
set21111 | 1010180201 | WASHER,SQUARE,CURVED 60x60x5 mm.HOLE DIA. 22 mm. | 3
set21111 | 1010180301 | WASHER,LOCK,SPRING,SIZE 16 mm.,GENERAL PURPOSE,TIS.259 | 1
set21111 | 1010200001 | BRACE,FLAT,FOR CROSSARM 30x6x760 mm. | 2
set21111 | 1010230000 | CLAMP,SINGLE U-BOLT,M.8 (WIRE ROPE CLIP) | 1
set21111 | 1030000001 | INSULATOR,PIN TYPE,TYPE B (CLASS 56-2) TIS.279 | 3
set21111 | 1030100000 | PIN,INSULATOR,22 KV.SHANK 140 MM.,LEAD HEAD 35 MM.(1 3/8") | 3
set21113 | 1000110003 | CROSSARM,PRESTRESSED CONCRETE,SPUN(FOR DEAD-ENDING) 120X120X2,000 | 2
set21113 | 1010100000 | WIRE,STEEL SOLID DIA. 4.0 mm.TIS.71 | 0.4
set21113 | 1010110201 | BOLT,MACHINE M.16x170 mm. | 2
set21113 | 1010110204 | BOLT,MACHINE M.16x300 mm. | 1
set21113 | 1010130003 | BOLT,DOUBLE ARMING,ROUND EYE M.16x600 mm. | 3
set21113 | 1010180001 | NUT,EYE M.16 DIN 582 | 3
set21113 | 1010180100 | WASHER,PLAIN,SQUARE,LARGE 52x52x4.5 mm.HOLE DIA. 18 MM. TIS.258 | 13
set21113 | 1010180201 | WASHER,SQUARE,CURVED 60x60x5 mm.HOLE DIA. 22 mm. | 3
set21113 | 1010200001 | BRACE,FLAT,FOR CROSSARM 30x6x760 mm. | 4
set21113 | 1010230000 | CLAMP,SINGLE U-BOLT,M.8 (WIRE ROPE CLIP) | 2
set21113 | 1030000001 | INSULATOR,PIN TYPE,TYPE B (CLASS 56-2) TIS.279 | 3
set21113 | 1030020000 | INSULATOR,SUSPENSION TYPE A (CLASS 52-1)TIS.354 | 18
set21113 | 1030100000 | PIN,INSULATOR,22 KV.SHANK 140 MM.,LEAD HEAD 35 MM.(1 3/8") | 3
set21116 | 1000110003 | CROSSARM,PRESTRESSED CONCRETE,SPUN(FOR DEAD-ENDING) 120X120X2,000 | 2
set21116 | 1010110201 | BOLT,MACHINE M.16x170 mm. | 4
set21116 | 1010110204 | BOLT,MACHINE M.16x300 mm. | 1
set21116 | 1010130003 | BOLT,DOUBLE ARMING,ROUND EYE M.16x600 mm. | 3
set21116 | 1010180100 | WASHER,PLAIN,SQUARE,LARGE 52x52x4.5 mm.HOLE DIA. 18 MM. TIS.258 | 14
set21116 | 1010200001 | BRACE,FLAT,FOR CROSSARM 30x6x760 mm. | 4
set21116 | 1030020000 | INSULATOR,SUSPENSION TYPE A (CLASS 52-1)TIS.354 | 9
set21117 | 1000110003 | CROSSARM,PRESTRESSED CONCRETE,SPUN(FOR DEAD-ENDING) 120X120X2,000 | 2
set21117 | 1010110201 | BOLT,MACHINE M.16x170 mm. | 4
set21117 | 1010110204 | BOLT,MACHINE M.16x300 mm. | 1
set21117 | 1010130003 | BOLT,DOUBLE ARMING,ROUND EYE M.16x600 mm. | 3
set21117 | 1010180100 | WASHER,PLAIN,SQUARE,LARGE 52x52x4.5 mm.HOLE DIA. 18 MM. TIS.258 | 14
set21117 | 1010200001 | BRACE,FLAT,FOR CROSSARM 30x6x760 mm. | 4
set21117 | 1030000001 | INSULATOR,PIN TYPE,TYPE B (CLASS 56-2) TIS.279 | 2
set21117 | 1030020000 | INSULATOR,SUSPENSION TYPE A (CLASS 52-1)TIS.354 | 9
set21117 | 1030100000 | PIN,INSULATOR,22 KV.SHANK 140 MM.,LEAD HEAD 35 MM.(1 3/8") | 2
set21141 | 1000110001 | CROSSARM,PRESTRESSED CONCRETE,SPUN,H.T. 100X100X2,500 MM. | 1
set21141 | 1010100000 | WIRE,STEEL SOLID DIA. 4.0 mm.TIS.71 | 0.3
set21141 | 1010110200 | BOLT,MACHINE M.16x130 mm. | 1
set21141 | 1010110204 | BOLT,MACHINE M.16x300 mm. | 1
set21141 | 1010110206 | BOLT,MACHINE M.16x400 mm. | 1
set21141 | 1010180100 | WASHER,PLAIN,SQUARE,LARGE 52x52x4.5 mm.HOLE DIA. 18 MM. TIS.258 | 4
set21141 | 1010180201 | WASHER,SQUARE,CURVED 60x60x5 mm.HOLE DIA. 22 mm. | 3
set21141 | 1010180301 | WASHER,LOCK,SPRING,SIZE 16 mm.,GENERAL PURPOSE,TIS.259 | 1
set21141 | 1010200004 | BRACE,ALLEY ARM 40x40x5 mm. 2,120 mm.LONG | 1
set21141 | 1010230000 | CLAMP,SINGLE U-BOLT,M.8 (WIRE ROPE CLIP) | 1
set21141 | 1030000001 | INSULATOR,PIN TYPE,TYPE B (CLASS 56-2) TIS.279 | 3
set21141 | 1030100000 | PIN,INSULATOR,22 KV.SHANK 140 MM.,LEAD HEAD 35 MM.(1 3/8") | 3
set21201 | 1000110001 | CROSSARM,PRESTRESSED CONCRETE,SPUN,H.T. 100X100X2,500 MM. | 1
set21201 | 1010100000 | WIRE,STEEL SOLID DIA. 4.0 mm.TIS.71 | 0.35
set21201 | 1010100002 | WIRE,STEEL STRANDED 25 sq.mm.TIS.404 | 2.5
set21201 | 1010110200 | BOLT,MACHINE M.16x130 mm. | 2
set21201 | 1010110203 | BOLT,MACHINE M.16x250 mm. | 1
set21201 | 1010110205 | BOLT,MACHINE M.16x350 mm. | 1
set21201 | 1010180100 | WASHER,PLAIN,SQUARE,LARGE 52x52x4.5 mm.HOLE DIA. 18 MM. TIS.258 | 5
set21201 | 1010180201 | WASHER,SQUARE,CURVED 60x60x5 mm.HOLE DIA. 22 mm. | 3
set21201 | 1010180301 | WASHER,LOCK,SPRING,SIZE 16 mm.,GENERAL PURPOSE,TIS.259 | 1
set21201 | 1010200001 | BRACE,FLAT,FOR CROSSARM 30x6x760 mm. | 2
set21201 | 1010230000 | CLAMP,SINGLE U-BOLT,M.8 (WIRE ROPE CLIP) | 2
set21201 | 1030000001 | INSULATOR,PIN TYPE,TYPE B (CLASS 56-2) TIS.279 | 3
set21201 | 1030100000 | PIN,INSULATOR,22 KV.SHANK 140 MM.,LEAD HEAD 35 MM.(1 3/8") | 3
set21202 | 1000110001 | CROSSARM,PRESTRESSED CONCRETE,SPUN,H.T. 100X100X2,500 MM. | 2
set21202 | 1010100000 | WIRE,STEEL SOLID DIA. 4.0 mm.TIS.71 | 0.65
set21202 | 1010100002 | WIRE,STEEL STRANDED 25 sq.mm.TIS.404 | 2.5
set21202 | 1010110200 | BOLT,MACHINE M.16x130 mm. | 2
set21202 | 1010110203 | BOLT,MACHINE M.16x250 mm. | 1
set21202 | 1010110207 | BOLT,MACHINE M.16x450 mm. | 1
set21202 | 1010120001 | BOLT,DOUBLE ARMING,M.16x450 mm. | 2
set21202 | 1010180100 | WASHER,PLAIN,SQUARE,LARGE 52x52x4.5 mm.HOLE DIA. 18 MM. TIS.258 | 13
set21202 | 1010180201 | WASHER,SQUARE,CURVED 60x60x5 mm.HOLE DIA. 22 mm. | 6
set21202 | 1010180301 | WASHER,LOCK,SPRING,SIZE 16 mm.,GENERAL PURPOSE,TIS.259 | 1
set21202 | 1010200001 | BRACE,FLAT,FOR CROSSARM 30x6x760 mm. | 2
set21202 | 1010230000 | CLAMP,SINGLE U-BOLT,M.8 (WIRE ROPE CLIP) | 2
set21202 | 1030000001 | INSULATOR,PIN TYPE,TYPE B (CLASS 56-2) TIS.279 | 6
set21202 | 1030100000 | PIN,INSULATOR,22 KV.SHANK 140 MM.,LEAD HEAD 35 MM.(1 3/8") | 6
set21203 | 1000110004 | CROSSARM,PRESTRESSED CONCRETE,SPUN(FOR DEAD-ENDING) 120X120X2,50 | 2
set21203 | 1010110201 | BOLT,MACHINE M.16x170 mm. | 2
set21203 | 1010110203 | BOLT,MACHINE M.16x250 mm. | 1
set21203 | 1010130002 | BOLT,DOUBLE ARMING,ROUND EYE M.16x500 mm. | 3
set21203 | 1010180001 | NUT,EYE M.16 DIN 582 | 3
set21203 | 1010180100 | WASHER,PLAIN,SQUARE,LARGE 52x52x4.5 mm.HOLE DIA. 18 MM. TIS.258 | 13
set21203 | 1010200001 | BRACE,FLAT,FOR CROSSARM 30x6x760 mm. | 4
set21203 | 1030000001 | INSULATOR,PIN TYPE,TYPE B (CLASS 56-2) TIS.279 | 3
set21203 | 1030020000 | INSULATOR,SUSPENSION TYPE A (CLASS 52-1)TIS.354 | 18
set21203 | 1030100000 | PIN,INSULATOR,22 KV.SHANK 140 MM.,LEAD HEAD 35 MM.(1 3/8") | 3
set21204 | 1000110003 | CROSSARM,PRESTRESSED CONCRETE,SPUN(FOR DEAD-ENDING) 120X120X2,000 | 2
set21204 | 1010110201 | BOLT,MACHINE M.16x170 mm. | 2
set21204 | 1010110203 | BOLT,MACHINE M.16x250 mm. | 1
set21204 | 1010130002 | BOLT,DOUBLE ARMING,ROUND EYE M.16x500 mm. | 3
set21204 | 1010180001 | NUT,EYE M.16 DIN 582 | 3
set21204 | 1010180100 | WASHER,PLAIN,SQUARE,LARGE 52x52x4.5 mm.HOLE DIA. 18 MM. TIS.258 | 13
set21204 | 1010200001 | BRACE,FLAT,FOR CROSSARM 30x6x760 mm. | 2
set21204 | 1030020000 | INSULATOR,SUSPENSION TYPE A (CLASS 52-1)TIS.354 | 18
set21205 | 1000110003 | CROSSARM,PRESTRESSED CONCRETE,SPUN(FOR DEAD-ENDING) 120X120X2,000 | 2
set21205 | 1010100000 | WIRE,STEEL SOLID DIA. 4.0 mm.TIS.71 | 0.35
set21205 | 1010100002 | WIRE,STEEL STRANDED 25 sq.mm.TIS.404 | 2.5
set21205 | 1010110201 | BOLT,MACHINE M.16x170 mm. | 4
set21205 | 1010110203 | BOLT,MACHINE M.16x250 mm. | 1
set21205 | 1010130002 | BOLT,DOUBLE ARMING,ROUND EYE M.16x500 mm. | 3
set21205 | 1010180100 | WASHER,PLAIN,SQUARE,LARGE 52x52x4.5 mm.HOLE DIA. 18 MM. TIS.258 | 14
set21205 | 1010180201 | WASHER,SQUARE,CURVED 60x60x5 mm.HOLE DIA. 22 mm. | 3
set21205 | 1010200001 | BRACE,FLAT,FOR CROSSARM 30x6x760 mm. | 4
set21205 | 1010230000 | CLAMP,SINGLE U-BOLT,M.8 (WIRE ROPE CLIP) | 1
set21205 | 1030000001 | INSULATOR,PIN TYPE,TYPE B (CLASS 56-2) TIS.279 | 3
set21205 | 1030020000 | INSULATOR,SUSPENSION TYPE A (CLASS 52-1)TIS.354 | 9
set21205 | 1030100000 | PIN,INSULATOR,22 KV.SHANK 140 MM.,LEAD HEAD 35 MM.(1 3/8") | 3
set21206 | 1000110003 | CROSSARM,PRESTRESSED CONCRETE,SPUN(FOR DEAD-ENDING) 120X120X2,000 | 2
set21206 | 1010110201 | BOLT,MACHINE M.16x170 mm. | 4
set21206 | 1010110203 | BOLT,MACHINE M.16x250 mm. | 1
set21206 | 1010130002 | BOLT,DOUBLE ARMING,ROUND EYE M.16x500 mm. | 3
set21206 | 1010180100 | WASHER,PLAIN,SQUARE,LARGE 52x52x4.5 mm.HOLE DIA. 18 MM. TIS.258 | 14
set21206 | 1010200001 | BRACE,FLAT,FOR CROSSARM 30x6x760 mm. | 4
set21206 | 1030020000 | INSULATOR,SUSPENSION TYPE A (CLASS 52-1)TIS.354 | 9
set21207 | 1000110003 | CROSSARM,PRESTRESSED CONCRETE,SPUN(FOR DEAD-ENDING) 120X120X2,000 | 2
set21207 | 1010110201 | BOLT,MACHINE M.16x170 mm. | 4
set21207 | 1010110204 | BOLT,MACHINE M.16x300 mm. | 1
set21207 | 1010130002 | BOLT,DOUBLE ARMING,ROUND EYE M.16x500 mm. | 3
set21207 | 1010180100 | WASHER,PLAIN,SQUARE,LARGE 52x52x4.5 mm.HOLE DIA. 18 MM. TIS.258 | 14
set21207 | 1010200001 | BRACE,FLAT,FOR CROSSARM 30x6x760 mm. | 4
set21207 | 1030000001 | INSULATOR,PIN TYPE,TYPE B (CLASS 56-2) TIS.279 | 2
set21207 | 1030020000 | INSULATOR,SUSPENSION TYPE A (CLASS 52-1)TIS.354 | 9
set21207 | 1030100000 | PIN,INSULATOR,22 KV.SHANK 140 MM.,LEAD HEAD 35 MM.(1 3/8") | 2
set21210 | 1000110001 | CROSSARM,PRESTRESSED CONCRETE,SPUN,H.T. 100X100X2,500 MM. | 1
set21210 | 1010100000 | WIRE,STEEL SOLID DIA. 4.0 mm.TIS.71 | 0.35
set21210 | 1010100002 | WIRE,STEEL STRANDED 25 sq.mm.TIS.404 | 2.5
set21210 | 1010110200 | BOLT,MACHINE M.16x130 mm. | 2
set21210 | 1010110204 | BOLT,MACHINE M.16x300 mm. | 1
set21210 | 1010110206 | BOLT,MACHINE M.16x400 mm. | 1
set21210 | 1010180100 | WASHER,PLAIN,SQUARE,LARGE 52x52x4.5 mm.HOLE DIA. 18 MM. TIS.258 | 5
set21210 | 1010180201 | WASHER,SQUARE,CURVED 60x60x5 mm.HOLE DIA. 22 mm. | 3
set21210 | 1010180301 | WASHER,LOCK,SPRING,SIZE 16 mm.,GENERAL PURPOSE,TIS.259 | 1
set21210 | 1010200001 | BRACE,FLAT,FOR CROSSARM 30x6x760 mm. | 2
set21210 | 1030000001 | INSULATOR,PIN TYPE,TYPE B (CLASS 56-2) TIS.279 | 3
set21210 | 1030100000 | PIN,INSULATOR,22 KV.SHANK 140 MM.,LEAD HEAD 35 MM.(1 3/8") | 3
set21211 | 1000110001 | CROSSARM,PRESTRESSED CONCRETE,SPUN,H.T. 100X100X2,500 MM. | 1
set21211 | 1010100000 | WIRE,STEEL SOLID DIA. 4.0 mm.TIS.71 | 0.35
set21211 | 1010100002 | WIRE,STEEL STRANDED 25 sq.mm.TIS.404 | 2.5
set21211 | 1010110200 | BOLT,MACHINE M.16x130 mm. | 2
set21211 | 1010110204 | BOLT,MACHINE M.16x300 mm. | 1
set21211 | 1010110206 | BOLT,MACHINE M.16x400 mm. | 1
set21211 | 1010180100 | WASHER,PLAIN,SQUARE,LARGE 52x52x4.5 mm.HOLE DIA. 18 MM. TIS.258 | 5
set21211 | 1010180201 | WASHER,SQUARE,CURVED 60x60x5 mm.HOLE DIA. 22 mm. | 3
set21211 | 1010180301 | WASHER,LOCK,SPRING,SIZE 16 mm.,GENERAL PURPOSE,TIS.259 | 1
set21211 | 1010200001 | BRACE,FLAT,FOR CROSSARM 30x6x760 mm. | 2
set21211 | 1010230000 | CLAMP,SINGLE U-BOLT,M.8 (WIRE ROPE CLIP) | 2
set21211 | 1030000001 | INSULATOR,PIN TYPE,TYPE B (CLASS 56-2) TIS.279 | 3
set21211 | 1030100000 | PIN,INSULATOR,22 KV.SHANK 140 MM.,LEAD HEAD 35 MM.(1 3/8") | 3
set21213 | 1000110004 | CROSSARM,PRESTRESSED CONCRETE,SPUN(FOR DEAD-ENDING) 120X120X2,50 | 2
set21213 | 1010100000 | WIRE,STEEL SOLID DIA. 4.0 mm.TIS.71 | 0.7
set21213 | 1010110201 | BOLT,MACHINE M.16x170 mm. | 2
set21213 | 1010110204 | BOLT,MACHINE M.16x300 mm. | 1
set21213 | 1010110209 | BOLT MACHINE M.16X600 MM. | 1
set21213 | 1010130003 | BOLT,DOUBLE ARMING,ROUND EYE M.16x600 mm. | 3
set21213 | 1010180001 | NUT,EYE M.16 DIN 582 | 3
set21213 | 1010180100 | WASHER,PLAIN,SQUARE,LARGE 52x52x4.5 mm.HOLE DIA. 18 MM. TIS.258 | 18
set21213 | 1010180201 | WASHER,SQUARE,CURVED 60x60x5 mm.HOLE DIA. 22 mm. | 3
set21213 | 1010180301 | WASHER,LOCK,SPRING,SIZE 16 mm.,GENERAL PURPOSE,TIS.259 | 1
set21213 | 1010200001 | BRACE,FLAT,FOR CROSSARM 30x6x760 mm. | 4
set21213 | 1010230000 | CLAMP,SINGLE U-BOLT,M.8 (WIRE ROPE CLIP) | 2
set21213 | 1030000001 | INSULATOR,PIN TYPE,TYPE B (CLASS 56-2) TIS.279 | 3
set21213 | 1030020000 | INSULATOR,SUSPENSION TYPE A (CLASS 52-1)TIS.354 | 18
set21213 | 1030100000 | PIN,INSULATOR,22 KV.SHANK 140 MM.,LEAD HEAD 35 MM.(1 3/8") | 3
set21216 | 1000110004 | CROSSARM,PRESTRESSED CONCRETE,SPUN(FOR DEAD-ENDING) 120X120X2,50 | 2
set21216 | 1010110201 | BOLT,MACHINE M.16x170 mm. | 4
set21216 | 1010110204 | BOLT,MACHINE M.16x300 mm. | 1
set21216 | 1010130003 | BOLT,DOUBLE ARMING,ROUND EYE M.16x600 mm. | 3
set21216 | 1010180100 | WASHER,PLAIN,SQUARE,LARGE 52x52x4.5 mm.HOLE DIA. 18 MM. TIS.258 | 14
set21216 | 1010200001 | BRACE,FLAT,FOR CROSSARM 30x6x760 mm. | 4
set21216 | 1030020000 | INSULATOR,SUSPENSION TYPE A (CLASS 52-1)TIS.354 | 9
set21217 | 1000110003 | CROSSARM,PRESTRESSED CONCRETE,SPUN(FOR DEAD-ENDING) 120X120X2,000 | 2
set21217 | 1010110201 | BOLT,MACHINE M.16x170 mm. | 4
set21217 | 1010110205 | BOLT,MACHINE M.16x350 mm. | 1
set21217 | 1010130003 | BOLT,DOUBLE ARMING,ROUND EYE M.16x600 mm. | 3
set21217 | 1010180100 | WASHER,PLAIN,SQUARE,LARGE 52x52x4.5 mm.HOLE DIA. 18 MM. TIS.258 | 14
set21217 | 1010200001 | BRACE,FLAT,FOR CROSSARM 30x6x760 mm. | 4
set21217 | 1030000001 | INSULATOR,PIN TYPE,TYPE B (CLASS 56-2) TIS.279 | 2
set21217 | 1030020000 | INSULATOR,SUSPENSION TYPE A (CLASS 52-1)TIS.354 | 9
set21217 | 1030100000 | PIN,INSULATOR,22 KV.SHANK 140 MM.,LEAD HEAD 35 MM.(1 3/8") | 2
set21221 | 1000110001 | CROSSARM,PRESTRESSED CONCRETE,SPUN,H.T. 100X100X2,500 MM. | 1
set21221 | 1010100000 | WIRE,STEEL SOLID DIA. 4.0 mm.TIS.71 | 0.35
set21221 | 1010100002 | WIRE,STEEL STRANDED 25 sq.mm.TIS.404 | 2.5
set21221 | 1010110200 | BOLT,MACHINE M.16x130 mm. | 2
set21221 | 1010110206 | BOLT,MACHINE M.16x400 mm. | 1
set21221 | 1010110208 | BOLT,MACHINE M.16x500 mm. | 1
set21221 | 1010180100 | WASHER,PLAIN,SQUARE,LARGE 52x52x4.5 mm.HOLE DIA. 18 MM. TIS.258 | 5
set21221 | 1010180201 | WASHER,SQUARE,CURVED 60x60x5 mm.HOLE DIA. 22 mm. | 3
set21221 | 1010180301 | WASHER,LOCK,SPRING,SIZE 16 mm.,GENERAL PURPOSE,TIS.259 | 1
set21221 | 1010200001 | BRACE,FLAT,FOR CROSSARM 30x6x760 mm. | 2
set21221 | 1010230000 | CLAMP,SINGLE U-BOLT,M.8 (WIRE ROPE CLIP) | 2
set21221 | 1030000001 | INSULATOR,PIN TYPE,TYPE B (CLASS 56-2) TIS.279 | 3
set21221 | 1030100000 | PIN,INSULATOR,22 KV.SHANK 140 MM.,LEAD HEAD 35 MM.(1 3/8") | 3
set21222 | 1000110001 | CROSSARM,PRESTRESSED CONCRETE,SPUN,H.T. 100X100X2,500 MM. | 2
set21222 | 1010100000 | WIRE,STEEL SOLID DIA. 4.0 mm.TIS.71 | 0.65
set21222 | 1010110200 | BOLT,MACHINE M.16x130 mm. | 4
set21222 | 1010110206 | BOLT,MACHINE M.16x400 mm. | 1
set21222 | 1010110209 | BOLT MACHINE M.16X600 MM. | 1
set21222 | 1010120004 | BOLT,DOUBLE ARMING,M.16x600 mm. | 2
set21222 | 1010180100 | WASHER,PLAIN,SQUARE,LARGE 52x52x4.5 mm.HOLE DIA. 18 MM. TIS.258 | 20
set21222 | 1010180301 | WASHER,LOCK,SPRING,SIZE 16 mm.,GENERAL PURPOSE,TIS.259 | 2
set21222 | 1010200001 | BRACE,FLAT,FOR CROSSARM 30x6x760 mm. | 4
set21222 | 1030000001 | INSULATOR,PIN TYPE,TYPE B (CLASS 56-2) TIS.279 | 6
set21222 | 1030100000 | PIN,INSULATOR,22 KV.SHANK 140 MM.,LEAD HEAD 35 MM.(1 3/8") | 6
set21223 | 1000110004 | CROSSARM,PRESTRESSED CONCRETE,SPUN(FOR DEAD-ENDING) 120X120X2,50 | 2
set21223 | 1010110201 | BOLT,MACHINE M.16x170 mm. | 2
set21223 | 1010110206 | BOLT,MACHINE M.16x400 mm. | 1
set21223 | 1010110209 | BOLT MACHINE M.16X600 MM. | 1
set21223 | 1010130005 | BOLT,DOUBLE ARMING,ROUND EYE,M.16X650 MM. | 3
set21223 | 1010180001 | NUT,EYE M.16 DIN 582 | 3
set21223 | 1010180100 | WASHER,PLAIN,SQUARE,LARGE 52x52x4.5 mm.HOLE DIA. 18 MM. TIS.258 | 18
set21223 | 1010180201 | WASHER,SQUARE,CURVED 60x60x5 mm.HOLE DIA. 22 mm. | 3
set21223 | 1010180301 | WASHER,LOCK,SPRING,SIZE 16 mm.,GENERAL PURPOSE,TIS.259 | 1
set21223 | 1010200001 | BRACE,FLAT,FOR CROSSARM 30x6x760 mm. | 4
set21223 | 1030000001 | INSULATOR,PIN TYPE,TYPE B (CLASS 56-2) TIS.279 | 3
set21223 | 1030020000 | INSULATOR,SUSPENSION TYPE A (CLASS 52-1)TIS.354 | 18
set21223 | 1030100000 | PIN,INSULATOR,22 KV.SHANK 140 MM.,LEAD HEAD 35 MM.(1 3/8") | 3
set21226 | 1000110004 | CROSSARM,PRESTRESSED CONCRETE,SPUN(FOR DEAD-ENDING) 120X120X2,50 | 2
set21226 | 1010110201 | BOLT,MACHINE M.16x170 mm. | 4
set21226 | 1010110206 | BOLT,MACHINE M.16x400 mm. | 1
set21226 | 1010130003 | BOLT,DOUBLE ARMING,ROUND EYE M.16x600 mm. | 3
set21226 | 1010180100 | WASHER,PLAIN,SQUARE,LARGE 52x52x4.5 mm.HOLE DIA. 18 MM. TIS.258 | 14
set21226 | 1010200001 | BRACE,FLAT,FOR CROSSARM 30x6x760 mm. | 4
set21226 | 1030020000 | INSULATOR,SUSPENSION TYPE A (CLASS 52-1)TIS.354 | 9
set21227 | 1000110004 | CROSSARM,PRESTRESSED CONCRETE,SPUN(FOR DEAD-ENDING) 120X120X2,50 | 2
set21227 | 1010100000 | WIRE,STEEL SOLID DIA. 4.0 mm.TIS.71 | 0.65
set21227 | 1010110201 | BOLT,MACHINE M.16x170 mm. | 4
set21227 | 1010110206 | BOLT,MACHINE M.16x400 mm. | 1
set21227 | 1010110209 | BOLT MACHINE M.16X600 MM. | 1
set21227 | 1010120005 | BOLT,DOUBLE ARMING M.16X650 MM. | 1
set21227 | 1010130003 | BOLT,DOUBLE ARMING,ROUND EYE M.16x600 mm. | 3
set21227 | 1010130005 | BOLT,DOUBLE ARMING,ROUND EYE,M.16X650 MM. | 3
set21227 | 1010180100 | WASHER,PLAIN,SQUARE,LARGE 52x52x4.5 mm.HOLE DIA. 18 MM. TIS.258 | 14
set21227 | 1010180301 | WASHER,LOCK,SPRING,SIZE 16 mm.,GENERAL PURPOSE,TIS.259 | 2
set21227 | 1010200001 | BRACE,FLAT,FOR CROSSARM 30x6x760 mm. | 4
set21227 | 1030000001 | INSULATOR,PIN TYPE,TYPE B (CLASS 56-2) TIS.279 | 2
set21227 | 1030020000 | INSULATOR,SUSPENSION TYPE A (CLASS 52-1)TIS.354 | 9
set21227 | 1030100000 | PIN,INSULATOR,22 KV.SHANK 140 MM.,LEAD HEAD 35 MM.(1 3/8") | 2
set21231 | 1000110001 | CROSSARM,PRESTRESSED CONCRETE,SPUN,H.T. 100X100X2,500 MM. | 1
set21231 | 1010100000 | WIRE,STEEL SOLID DIA. 4.0 mm.TIS.71 | 0.3
set21231 | 1010100002 | WIRE,STEEL STRANDED 25 sq.mm.TIS.404 | 2.5
set21231 | 1010110200 | BOLT,MACHINE M.16x130 mm. | 1
set21231 | 1010110204 | BOLT,MACHINE M.16x300 mm. | 1
set21231 | 1010110205 | BOLT,MACHINE M.16x350 mm. | 1
set21231 | 1010180100 | WASHER,PLAIN,SQUARE,LARGE 52x52x4.5 mm.HOLE DIA. 18 MM. TIS.258 | 4
set21231 | 1010180201 | WASHER,SQUARE,CURVED 60x60x5 mm.HOLE DIA. 22 mm. | 3
set21231 | 1010180301 | WASHER,LOCK,SPRING,SIZE 16 mm.,GENERAL PURPOSE,TIS.259 | 1
set21231 | 1010200004 | BRACE,ALLEY ARM 40x40x5 mm. 2,120 mm.LONG | 1
set21231 | 1010230000 | CLAMP,SINGLE U-BOLT,M.8 (WIRE ROPE CLIP) | 1
set21231 | 1030000001 | INSULATOR,PIN TYPE,TYPE B (CLASS 56-2) TIS.279 | 3
set21231 | 1030100000 | PIN,INSULATOR,22 KV.SHANK 140 MM.,LEAD HEAD 35 MM.(1 3/8") | 3
set21233 | 1000110003 | CROSSARM,PRESTRESSED CONCRETE,SPUN(FOR DEAD-ENDING) 120X120X2,000 | 2
set21233 | 1010100000 | WIRE,STEEL SOLID DIA. 4.0 mm.TIS.71 | 0.4
set21233 | 1010100002 | WIRE,STEEL STRANDED 25 sq.mm.TIS.404 | 2.5
set21233 | 1010110204 | BOLT,MACHINE M.16x300 mm. | 1
set21233 | 1010130002 | BOLT,DOUBLE ARMING,ROUND EYE M.16x500 mm. | 4
set21233 | 1010180100 | WASHER,PLAIN,SQUARE,LARGE 52x52x4.5 mm.HOLE DIA. 18 MM. TIS.258 | 16
set21233 | 1010180201 | WASHER,SQUARE,CURVED 60x60x5 mm.HOLE DIA. 22 mm. | 3
set21233 | 1010200004 | BRACE,ALLEY ARM 40x40x5 mm. 2,120 mm.LONG | 1
set21233 | 1010230000 | CLAMP,SINGLE U-BOLT,M.8 (WIRE ROPE CLIP) | 1
set21233 | 1030000001 | INSULATOR,PIN TYPE,TYPE B (CLASS 56-2) TIS.279 | 3
set21233 | 1030020000 | INSULATOR,SUSPENSION TYPE A (CLASS 52-1)TIS.354 | 9
set21233 | 1030100000 | PIN,INSULATOR,22 KV.SHANK 140 MM.,LEAD HEAD 35 MM.(1 3/8") | 3
set21236 | 1000110001 | CROSSARM,PRESTRESSED CONCRETE,SPUN,H.T. 100X100X2,500 MM. | 2
set21236 | 1010100000 | WIRE,STEEL SOLID DIA. 4.0 mm.TIS.71 | 0.4
set21236 | 1010100002 | WIRE,STEEL STRANDED 25 sq.mm.TIS.404 | 2.5
set21236 | 1010110200 | BOLT,MACHINE M.16x130 mm. | 1
set21236 | 1010110203 | BOLT,MACHINE M.16x250 mm. | 1
set21236 | 1010110208 | BOLT,MACHINE M.16x500 mm. | 1
set21236 | 1010120002 | BOLT,DOUBLE ARMING,M.16x500 mm. | 2
set21236 | 1010180100 | WASHER,PLAIN,SQUARE,LARGE 52x52x4.5 mm.HOLE DIA. 18 MM. TIS.258 | 12
set21236 | 1010180201 | WASHER,SQUARE,CURVED 60x60x5 mm.HOLE DIA. 22 mm. | 3
set21236 | 1010200004 | BRACE,ALLEY ARM 40x40x5 mm. 2,120 mm.LONG | 1
set21236 | 1030000001 | INSULATOR,PIN TYPE,TYPE B (CLASS 56-2) TIS.279 | 3
set21236 | 1030100000 | PIN,INSULATOR,22 KV.SHANK 140 MM.,LEAD HEAD 35 MM.(1 3/8") | 3
set21241 | 1000110001 | CROSSARM,PRESTRESSED CONCRETE,SPUN,H.T. 100X100X2,500 MM. | 1
set21241 | 1010100000 | WIRE,STEEL SOLID DIA. 4.0 mm.TIS.71 | 0.3
set21241 | 1010110200 | BOLT,MACHINE M.16x130 mm. | 1
set21241 | 1010110204 | BOLT,MACHINE M.16x300 mm. | 1
set21241 | 1010110206 | BOLT,MACHINE M.16x400 mm. | 1
set21241 | 1010180100 | WASHER,PLAIN,SQUARE,LARGE 52x52x4.5 mm.HOLE DIA. 18 MM. TIS.258 | 4
set21241 | 1010180201 | WASHER,SQUARE,CURVED 60x60x5 mm.HOLE DIA. 22 mm. | 3
set21241 | 1010180301 | WASHER,LOCK,SPRING,SIZE 16 mm.,GENERAL PURPOSE,TIS.259 | 1
set21241 | 1010200004 | BRACE,ALLEY ARM 40x40x5 mm. 2,120 mm.LONG | 1
set21241 | 1010230000 | CLAMP,SINGLE U-BOLT,M.8 (WIRE ROPE CLIP) | 1
set21241 | 1030000001 | INSULATOR,PIN TYPE,TYPE B (CLASS 56-2) TIS.279 | 3
set21241 | 1030100000 | PIN,INSULATOR,22 KV.SHANK 140 MM.,LEAD HEAD 35 MM.(1 3/8") | 3
set21251 | 1010000106 | STEEL CHANNEL,100X50X5 MM.2,500 MM.LONG | 1
set21251 | 1010100002 | WIRE,STEEL STRANDED 25 sq.mm.TIS.404 | 2
set21251 | 1010110201 | BOLT,MACHINE M.16x170 mm. | 1
set21251 | 1010110202 | BOLT,MACHINE M.16x200 mm. | 2
set21251 | 1010110400 | BOLT,MACHINE, HEXAGON, M.16X75 MM. | 2
set21251 | 1010180100 | WASHER,PLAIN,SQUARE,LARGE 52x52x4.5 mm.HOLE DIA. 18 MM. TIS.258 | 6
set21251 | 1010200001 | BRACE,FLAT,FOR CROSSARM 30x6x760 mm. | 2
set21251 | 1010230000 | CLAMP,SINGLE U-BOLT,M.8 (WIRE ROPE CLIP) | 4
set21251 | 1020440001 | PORCELAIN CABLE SPACER FOR AERIAL CABLE 22 KV. 50-240 SQ.MM. 33 KV. 50-185 SQ.MM. | 1
set21251 | 1020440102 | CLAMP,GUY,TRIPLE BOLT | 1
set21251 | 1020440103 | LINK,CABLE SPACER | 1
set21251 | 1030000001 | INSULATOR,PIN TYPE,TYPE B (CLASS 56-2) TIS.279 | 3
set21251 | 1030100000 | PIN,INSULATOR,22 KV.SHANK 140 MM.,LEAD HEAD 35 MM.(1 3/8") | 3
set21252 | 1010000106 | STEEL CHANNEL,100X50X5 MM.2,500 MM.LONG | 2
set21252 | 1010100002 | WIRE,STEEL STRANDED 25 sq.mm.TIS.404 | 2
set21252 | 1010110201 | BOLT,MACHINE M.16x170 mm. | 1
set21252 | 1010110202 | BOLT,MACHINE M.16x200 mm. | 2
set21252 | 1010110400 | BOLT,MACHINE, HEXAGON, M.16X75 MM. | 2
set21252 | 1010180100 | WASHER,PLAIN,SQUARE,LARGE 52x52x4.5 mm.HOLE DIA. 18 MM. TIS.258 | 6
set21252 | 1010200001 | BRACE,FLAT,FOR CROSSARM 30x6x760 mm. | 2
set21252 | 1010230000 | CLAMP,SINGLE U-BOLT,M.8 (WIRE ROPE CLIP) | 4
set21252 | 1020440001 | PORCELAIN CABLE SPACER FOR AERIAL CABLE 22 KV. 50-240 SQ.MM. 33 KV. 50-185 SQ.MM. | 1
set21252 | 1020440102 | CLAMP,GUY,TRIPLE BOLT | 1
set21252 | 1020440103 | LINK,CABLE SPACER | 1
set21252 | 1030000001 | INSULATOR,PIN TYPE,TYPE B (CLASS 56-2) TIS.279 | 6
set21252 | 1030100000 | PIN,INSULATOR,22 KV.SHANK 140 MM.,LEAD HEAD 35 MM.(1 3/8") | 3
set21253 | 1010000202 | STEEL CHANNEL,125X65X6 MM.2,500 MM.LONG | 4
set21253 | 1010110203 | BOLT,MACHINE M.16x250 mm. | 2
set21253 | 1010110400 | BOLT,MACHINE, HEXAGON, M.16X75 MM. | 6
set21253 | 1010150050 | BOLT,OVAL FULL THREAD M.16X250 MM. | 7
set21253 | 1010180100 | WASHER,PLAIN,SQUARE,LARGE 52x52x4.5 mm.HOLE DIA. 18 MM. TIS.258 | 22
set21253 | 1010200001 | BRACE,FLAT,FOR CROSSARM 30x6x760 mm. | 8
set21253 | 1030000001 | INSULATOR,PIN TYPE,TYPE B (CLASS 56-2) TIS.279 | 6
set21253 | 1030020000 | INSULATOR,SUSPENSION TYPE A (CLASS 52-1)TIS.354 | 18
set21253 | 1030100000 | PIN,INSULATOR,22 KV.SHANK 140 MM.,LEAD HEAD 35 MM.(1 3/8") | 6
set21256 | 1010000202 | STEEL CHANNEL,125X65X6 MM.2,500 MM.LONG | 4
set21256 | 1010110203 | BOLT,MACHINE M.16x250 mm. | 2
set21256 | 1010110400 | BOLT,MACHINE, HEXAGON, M.16X75 MM. | 6
set21256 | 1010150050 | BOLT,OVAL FULL THREAD M.16X250 MM. | 7
set21256 | 1010180100 | WASHER,PLAIN,SQUARE,LARGE 52x52x4.5 mm.HOLE DIA. 18 MM. TIS.258 | 22
set21256 | 1010200001 | BRACE,FLAT,FOR CROSSARM 30x6x760 mm. | 8
set21256 | 1030020000 | INSULATOR,SUSPENSION TYPE A (CLASS 52-1)TIS.354 | 18
set21257 | 1010000202 | STEEL CHANNEL,125X65X6 MM.2,500 MM.LONG | 4
set21257 | 1010110203 | BOLT,MACHINE M.16x250 mm. | 2
set21257 | 1010110400 | BOLT,MACHINE, HEXAGON, M.16X75 MM. | 6
set21257 | 1010150050 | BOLT,OVAL FULL THREAD M.16X250 MM. | 7
set21257 | 1010180100 | WASHER,PLAIN,SQUARE,LARGE 52x52x4.5 mm.HOLE DIA. 18 MM. TIS.258 | 22
set21257 | 1010200001 | BRACE,FLAT,FOR CROSSARM 30x6x760 mm. | 8
set21257 | 1030000001 | INSULATOR,PIN TYPE,TYPE B (CLASS 56-2) TIS.279 | 2
set21257 | 1030020000 | INSULATOR,SUSPENSION TYPE A (CLASS 52-1)TIS.354 | 18
set21257 | 1030100000 | PIN,INSULATOR,22 KV.SHANK 140 MM.,LEAD HEAD 35 MM.(1 3/8") | 2
set21301 | 1010100004 | WIRE,STEEL STRANDED 50/7 sq.mm.TIS.404 | 2.5
set21301 | 1010110101 | BOLE,MACHINE M. 12X50 MM. | 2
set21301 | 1010110204 | BOLT,MACHINE M.16x300 mm. | 2
set21301 | 1010180100 | WASHER,PLAIN,SQUARE,LARGE 52x52x4.5 mm.HOLE DIA. 18 MM. TIS.258 | 2
set21301 | 1010180300 | WASHER LOCK SPRING SIZE 12 MM. GENERAL PURPOSE TIS 259 | 2
set21301 | 1010230000 | CLAMP,SINGLE U-BOLT,M.8 (WIRE ROPE CLIP) | 4
set21301 | 1020440102 | CLAMP,GUY,TRIPLE BOLT | 2
set21301 | 1020440207 | ที่แขวนสายหุ้มฉนวนเต็มพิกัดตีเกลียว | 2
set21302 | 1010100004 | WIRE,STEEL STRANDED 50/7 sq.mm.TIS.404 | 2.5
set21302 | 1010100006 | WIRE,STEEL STRANDED 95 sq.mm.TIS.404 | 2
set21302 | 1010130000 | BOLT,DOUBLE ARMING,ROUND EYE M.16x400 mm. | 4
set21302 | 1010180100 | WASHER,PLAIN,SQUARE,LARGE 52x52x4.5 mm.HOLE DIA. 18 MM. TIS.258 | 8
set21302 | 1010210304 | THIMBLE,GUY,FOR STEEL WIRE 50-95 sq.mm. | 4
set21302 | 1010230000 | CLAMP,SINGLE U-BOLT,M.8 (WIRE ROPE CLIP) | 8
set21302 | 1010230001 | CLAMP,DOUBLE U-BOLT,M.16 (WIRE ROPE CLIP) | 12
set21303 | 1010100004 | WIRE,STEEL STRANDED 50/7 sq.mm.TIS.404 | 2.5
set21303 | 1010110204 | BOLT,MACHINE M.16x300 mm. | 2
set21303 | 1010130000 | BOLT,DOUBLE ARMING,ROUND EYE M.16x400 mm. | 2
set21303 | 1010180100 | WASHER,PLAIN,SQUARE,LARGE 52x52x4.5 mm.HOLE DIA. 18 MM. TIS.258 | 6
set21303 | 1010210304 | THIMBLE,GUY,FOR STEEL WIRE 50-95 sq.mm. | 2
set21303 | 1010230000 | CLAMP,SINGLE U-BOLT,M.8 (WIRE ROPE CLIP) | 4
set21303 | 1010230001 | CLAMP,DOUBLE U-BOLT,M.16 (WIRE ROPE CLIP) | 6
set21303 | 1020440102 | CLAMP,GUY,TRIPLE BOLT | 2
set21303 | 1020440207 | ที่แขวนสายหุ้มฉนวนเต็มพิกัดตีเกลียว | 2
set21311 | 1000110001 | CROSSARM,PRESTRESSED CONCRETE,SPUN,H.T. 100X100X2,500 MM. | 1
set21311 | 1010100000 | WIRE,STEEL SOLID DIA. 4.0 mm.TIS.71 | 0.35
set21311 | 1010110200 | BOLT,MACHINE M.16x130 mm. | 2
set21311 | 1010110205 | BOLT,MACHINE M.16x350 mm. | 1
set21311 | 1010110206 | BOLT,MACHINE M.16x400 mm. | 1
set21311 | 1010180100 | WASHER,PLAIN,SQUARE,LARGE 52x52x4.5 mm.HOLE DIA. 18 MM. TIS.258 | 5
set21311 | 1010180201 | WASHER,SQUARE,CURVED 60x60x5 mm.HOLE DIA. 22 mm. | 3
set21311 | 1010180301 | WASHER,LOCK,SPRING,SIZE 16 mm.,GENERAL PURPOSE,TIS.259 | 1
set21311 | 1010200001 | BRACE,FLAT,FOR CROSSARM 30x6x760 mm. | 2
set21311 | 1010230000 | CLAMP,SINGLE U-BOLT,M.8 (WIRE ROPE CLIP) | 1
set21313 | 1000110004 | CROSSARM,PRESTRESSED CONCRETE,SPUN(FOR DEAD-ENDING) 120X120X2,50 | 2
set21313 | 1010110201 | BOLT,MACHINE M.16x170 mm. | 2
set21313 | 1010110205 | BOLT,MACHINE M.16x350 mm. | 1
set21313 | 1010110209 | BOLT MACHINE M.16X600 MM. | 1
set21313 | 1010130003 | BOLT,DOUBLE ARMING,ROUND EYE M.16x600 mm. | 2
set21313 | 1010180001 | NUT,EYE M.16 DIN 582 | 2
set21313 | 1010180100 | WASHER,PLAIN,SQUARE,LARGE 52x52x4.5 mm.HOLE DIA. 18 MM. TIS.258 | 13
set21313 | 1010200001 | BRACE,FLAT,FOR CROSSARM 30x6x760 mm. | 4
set21316 | 1000110004 | CROSSARM,PRESTRESSED CONCRETE,SPUN(FOR DEAD-ENDING) 120X120X2,50 | 2
set21316 | 1010110201 | BOLT,MACHINE M.16x170 mm. | 4
set21316 | 1010110204 | BOLT,MACHINE M.16x300 mm. | 1
set21316 | 1010130003 | BOLT,DOUBLE ARMING,ROUND EYE M.16x600 mm. | 4
set21316 | 1010180100 | WASHER,PLAIN,SQUARE,LARGE 52x52x4.5 mm.HOLE DIA. 18 MM. TIS.258 | 18
set21316 | 1010200001 | BRACE,FLAT,FOR CROSSARM 30x6x760 mm. | 4
set21316 | 1010210304 | THIMBLE,GUY,FOR STEEL WIRE 50-95 sq.mm. | 1
set21316 | 1010230000 | CLAMP,SINGLE U-BOLT,M.8 (WIRE ROPE CLIP) | 5
set21316 | 1030020000 | INSULATOR,SUSPENSION TYPE A (CLASS 52-1)TIS.354 | 9
set21321 | 1010000106 | STEEL CHANNEL,100X50X5 MM.2,500 MM.LONG | 1
set21321 | 1010100000 | WIRE,STEEL SOLID DIA. 4.0 mm.TIS.71 | 0.35
set21321 | 1010110206 | BOLT,MACHINE M.16x400 mm. | 2
set21321 | 1010110404 | BOLT,MACHINE,HEXAGON, M.16X50 MM. | 2
set21321 | 1010180100 | WASHER,PLAIN,SQUARE,LARGE 52x52x4.5 mm.HOLE DIA. 18 MM. TIS.258 | 8
set21321 | 1010180301 | WASHER,LOCK,SPRING,SIZE 16 mm.,GENERAL PURPOSE,TIS.259 | 1
set21321 | 1010200001 | BRACE,FLAT,FOR CROSSARM 30x6x760 mm. | 2
set21321 | 1030000001 | INSULATOR,PIN TYPE,TYPE B (CLASS 56-2) TIS.279 | 3
set21321 | 1030100000 | PIN,INSULATOR,22 KV.SHANK 140 MM.,LEAD HEAD 35 MM.(1 3/8") | 3
set21322 | 1010000106 | STEEL CHANNEL,100X50X5 MM.2,500 MM.LONG | 2
set21322 | 1010100000 | WIRE,STEEL SOLID DIA. 4.0 mm.TIS.71 | 0.65
set21322 | 1010110207 | BOLT,MACHINE M.16x450 mm. | 2
set21322 | 1010110404 | BOLT,MACHINE,HEXAGON, M.16X50 MM. | 4
set21322 | 1010120001 | BOLT,DOUBLE ARMING,M.16x450 mm. | 2
set21322 | 1010180100 | WASHER,PLAIN,SQUARE,LARGE 52x52x4.5 mm.HOLE DIA. 18 MM. TIS.258 | 18
set21322 | 1010180301 | WASHER,LOCK,SPRING,SIZE 16 mm.,GENERAL PURPOSE,TIS.259 | 2
set21322 | 1010200001 | BRACE,FLAT,FOR CROSSARM 30x6x760 mm. | 4
set21322 | 1030000001 | INSULATOR,PIN TYPE,TYPE B (CLASS 56-2) TIS.279 | 6
set21322 | 1030100000 | PIN,INSULATOR,22 KV.SHANK 140 MM.,LEAD HEAD 35 MM.(1 3/8") | 6
set21323 | 1010000202 | STEEL CHANNEL,125X65X6 MM.2,500 MM.LONG | 2
set21323 | 1010100000 | WIRE,STEEL SOLID DIA. 4.0 mm.TIS.71 | 0.65
set21323 | 1010110207 | BOLT,MACHINE M.16x450 mm. | 2
set21323 | 1010110404 | BOLT,MACHINE,HEXAGON, M.16X50 MM. | 4
set21323 | 1010130001 | BOLT,DOUBLE ARMING,ROUND EYE M.16x450 mm. | 3
set21323 | 1010180001 | NUT,EYE M.16 DIN 582 | 3
set21323 | 1010180100 | WASHER,PLAIN,SQUARE,LARGE 52x52x4.5 mm.HOLE DIA. 18 MM. TIS.258 | 18
set21323 | 1010180301 | WASHER,LOCK,SPRING,SIZE 16 mm.,GENERAL PURPOSE,TIS.259 | 2
set21323 | 1010200001 | BRACE,FLAT,FOR CROSSARM 30x6x760 mm. | 4
set21323 | 1030000001 | INSULATOR,PIN TYPE,TYPE B (CLASS 56-2) TIS.279 | 3
set21323 | 1030020000 | INSULATOR,SUSPENSION TYPE A (CLASS 52-1)TIS.354 | 18
set21323 | 1030100000 | PIN,INSULATOR,22 KV.SHANK 140 MM.,LEAD HEAD 35 MM.(1 3/8") | 3
set21326 | 1010000302 | STEEL CHANNEL, 150x75x6.5 MM. 4,500 MM.LONG | 2
set21326 | 1010110207 | BOLT,MACHINE M.16x450 mm. | 2
set21326 | 1010130001 | BOLT,DOUBLE ARMING,ROUND EYE M.16x450 mm. | 8
set21326 | 1010180100 | WASHER,PLAIN,SQUARE,LARGE 52x52x4.5 mm.HOLE DIA. 18 MM. TIS.258 | 18
set21326 | 1010200007 | BRACE,ANGLE STEEL 50x50x6 mm. 1,800 mm.WIDE 450 mm.DROP | 2
set21326 | 1030020000 | INSULATOR,SUSPENSION TYPE A (CLASS 52-1)TIS.354 | 18
set21327 | 1010000202 | STEEL CHANNEL,125X65X6 MM.2,500 MM.LONG | 2
set21327 | 1010100000 | WIRE,STEEL SOLID DIA. 4.0 mm.TIS.71 | 0.65
set21327 | 1010110207 | BOLT,MACHINE M.16x450 mm. | 2
set21327 | 1010110404 | BOLT,MACHINE,HEXAGON, M.16X50 MM. | 4
set21327 | 1010130001 | BOLT,DOUBLE ARMING,ROUND EYE M.16x450 mm. | 3
set21327 | 1010180100 | WASHER,PLAIN,SQUARE,LARGE 52x52x4.5 mm.HOLE DIA. 18 MM. TIS.258 | 18
set21327 | 1010180301 | WASHER,LOCK,SPRING,SIZE 16 mm.,GENERAL PURPOSE,TIS.259 | 2
set21327 | 1010200001 | BRACE,FLAT,FOR CROSSARM 30x6x760 mm. | 4
set21327 | 1030000001 | INSULATOR,PIN TYPE,TYPE B (CLASS 56-2) TIS.279 | 2
set21327 | 1030020000 | INSULATOR,SUSPENSION TYPE A (CLASS 52-1)TIS.354 | 9
set21327 | 1030100000 | PIN,INSULATOR,22 KV.SHANK 140 MM.,LEAD HEAD 35 MM.(1 3/8") | 2
set22181 | 1000110001 | CROSSARM,PRESTRESSED CONCRETE,SPUN,H.T. 100X100X2,500 MM. | 1
set22181 | 1010010003 | STEEL ANGLE,OVERHEAD GROUND WIRE BAYONET 65x65x6 MM. 2,250 MM. LONG | 1
set22181 | 1010100000 | WIRE,STEEL SOLID DIA. 4.0 mm.TIS.71 | 0.2
set22181 | 1010100002 | WIRE,STEEL STRANDED 25 sq.mm.TIS.404 | 2
set22181 | 1010110200 | BOLT,MACHINE M.16x130 mm. | 2
set22181 | 1010110204 | BOLT,MACHINE M.16x300 mm. | 3
set22181 | 1010110206 | BOLT,MACHINE M.16x400 mm. | 1
set22181 | 1010180100 | WASHER,PLAIN,SQUARE,LARGE 52x52x4.5 mm.HOLE DIA. 18 MM. TIS.258 | 7
set22181 | 1010180300 | WASHER LOCK SPRING SIZE 12 MM. GENERAL PURPOSE TIS 259 | 1
set22181 | 1010200001 | BRACE,FLAT,FOR CROSSARM 30x6x760 mm. | 2
set22181 | 1010230000 | CLAMP,SINGLE U-BOLT,M.8 (WIRE ROPE CLIP) | 3
set22181 | 1010230205 | GROUND WIRE CLAMP,J.1152 | 1
set22181 | 1030000001 | INSULATOR,PIN TYPE,TYPE B (CLASS 56-2) TIS.279 | 3
set22181 | 1030100000 | PIN,INSULATOR,22 KV.SHANK 140 MM.,LEAD HEAD 35 MM.(1 3/8") | 3
set22182 | 1000110001 | CROSSARM,PRESTRESSED CONCRETE,SPUN,H.T. 100X100X2,500 MM. | 1
set22182 | 1010000100 | STEEL CHANNEL, 100x50x5 mm. 2,250 MM.LONG | 1
set22182 | 1010100000 | WIRE,STEEL SOLID DIA. 4.0 mm.TIS.71 | 0.2
set22182 | 1010100002 | WIRE,STEEL STRANDED 25 sq.mm.TIS.404 | 2
set22182 | 1010110200 | BOLT,MACHINE M.16x130 mm. | 2
set22182 | 1010110204 | BOLT,MACHINE M.16x300 mm. | 3
set22182 | 1010110206 | BOLT,MACHINE M.16x400 mm. | 1
set22182 | 1010180100 | WASHER,PLAIN,SQUARE,LARGE 52x52x4.5 mm.HOLE DIA. 18 MM. TIS.258 | 7
set22182 | 1010180300 | WASHER LOCK SPRING SIZE 12 MM. GENERAL PURPOSE TIS 259 | 1
set22182 | 1010200001 | BRACE,FLAT,FOR CROSSARM 30x6x760 mm. | 2
set22182 | 1010230000 | CLAMP,SINGLE U-BOLT,M.8 (WIRE ROPE CLIP) | 3
set22182 | 1010230205 | GROUND WIRE CLAMP,J.1152 | 1
set22182 | 1030000001 | INSULATOR,PIN TYPE,TYPE B (CLASS 56-2) TIS.279 | 3
set22182 | 1030100000 | PIN,INSULATOR,22 KV.SHANK 140 MM.,LEAD HEAD 35 MM.(1 3/8") | 3
set22183 | 1000110004 | CROSSARM,PRESTRESSED CONCRETE,SPUN(FOR DEAD-ENDING) 120X120X2,50 | 2
set22183 | 1010000100 | STEEL CHANNEL, 100x50x5 mm. 2,250 MM.LONG | 1
set22183 | 1010110201 | BOLT,MACHINE M.16x170 mm. | 2
set22183 | 1010110204 | BOLT,MACHINE M.16x300 mm. | 2
set22183 | 1010130003 | BOLT,DOUBLE ARMING,ROUND EYE M.16x600 mm. | 3
set22183 | 1010180001 | NUT,EYE M.16 DIN 582 | 3
set22183 | 1010180100 | WASHER,PLAIN,SQUARE,LARGE 52x52x4.5 mm.HOLE DIA. 18 MM. TIS.258 | 18
set22183 | 1010200001 | BRACE,FLAT,FOR CROSSARM 30x6x760 mm. | 4
set22183 | 1010210304 | THIMBLE,GUY,FOR STEEL WIRE 50-95 sq.mm. | 2
set22183 | 1010230000 | CLAMP,SINGLE U-BOLT,M.8 (WIRE ROPE CLIP) | 8
set22183 | 1030000001 | INSULATOR,PIN TYPE,TYPE B (CLASS 56-2) TIS.279 | 6
set22183 | 1030020000 | INSULATOR,SUSPENSION TYPE A (CLASS 52-1)TIS.354 | 18
set22183 | 1030100000 | PIN,INSULATOR,22 KV.SHANK 140 MM.,LEAD HEAD 35 MM.(1 3/8") | 6
set22186 | 1000110004 | CROSSARM,PRESTRESSED CONCRETE,SPUN(FOR DEAD-ENDING) 120X120X2,50 | 2
set22186 | 1010000100 | STEEL CHANNEL, 100x50x5 mm. 2,250 MM.LONG | 1
set22186 | 1010100002 | WIRE,STEEL STRANDED 25 sq.mm.TIS.404 | 2
set22186 | 1010110201 | BOLT,MACHINE M.16x170 mm. | 4
set22186 | 1010110204 | BOLT,MACHINE M.16x300 mm. | 3
set22186 | 1010130003 | BOLT,DOUBLE ARMING,ROUND EYE M.16x600 mm. | 3
set22186 | 1010140001 | BOLT, ROUNG EYE M 16X200 MM. | 1
set22186 | 1010180100 | WASHER,PLAIN,SQUARE,LARGE 52x52x4.5 mm.HOLE DIA. 18 MM. TIS.258 | 16
set22186 | 1010200001 | BRACE,FLAT,FOR CROSSARM 30x6x760 mm. | 4
set22186 | 1010210304 | THIMBLE,GUY,FOR STEEL WIRE 50-95 sq.mm. | 2
set22186 | 1010230000 | CLAMP,SINGLE U-BOLT,M.8 (WIRE ROPE CLIP) | 5
set22186 | 1030020000 | INSULATOR,SUSPENSION TYPE A (CLASS 52-1)TIS.354 | 9
set22187 | 1000110004 | CROSSARM,PRESTRESSED CONCRETE,SPUN(FOR DEAD-ENDING) 120X120X2,50 | 2
set22187 | 1010000100 | STEEL CHANNEL, 100x50x5 mm. 2,250 MM.LONG | 1
set22187 | 1010110201 | BOLT,MACHINE M.16x170 mm. | 4
set22187 | 1010110204 | BOLT,MACHINE M.16x300 mm. | 1
set22187 | 1010110206 | BOLT,MACHINE M.16x400 mm. | 2
set22187 | 1010130003 | BOLT,DOUBLE ARMING,ROUND EYE M.16x600 mm. | 3
set22187 | 1010140001 | BOLT, ROUNG EYE M 16X200 MM. | 1
set22187 | 1010180100 | WASHER,PLAIN,SQUARE,LARGE 52x52x4.5 mm.HOLE DIA. 18 MM. TIS.258 | 18
set22187 | 1010200001 | BRACE,FLAT,FOR CROSSARM 30x6x760 mm. | 4
set22187 | 1010210304 | THIMBLE,GUY,FOR STEEL WIRE 50-95 sq.mm. | 1
set22187 | 1010230000 | CLAMP,SINGLE U-BOLT,M.8 (WIRE ROPE CLIP) | 6
set22187 | 1010230200 | GROUND WIRE SUPPORT AND CLAMP,FOR WOOD BAYONET | 1
set22187 | 1030000001 | INSULATOR,PIN TYPE,TYPE B (CLASS 56-2) TIS.279 | 2
set22187 | 1030020000 | INSULATOR,SUSPENSION TYPE A (CLASS 52-1)TIS.354 | 9
set22187 | 1030100000 | PIN,INSULATOR,22 KV.SHANK 140 MM.,LEAD HEAD 35 MM.(1 3/8") | 2
set22281 | 1000110001 | CROSSARM,PRESTRESSED CONCRETE,SPUN,H.T. 100X100X2,500 MM. | 1
set22281 | 1010100000 | WIRE,STEEL SOLID DIA. 4.0 mm.TIS.71 | 0.2
set22281 | 1010100002 | WIRE,STEEL STRANDED 25 sq.mm.TIS.404 | 2
set22281 | 1010110200 | BOLT,MACHINE M.16x130 mm. | 2
set22281 | 1010110204 | BOLT,MACHINE M.16x300 mm. | 1
set22281 | 1010110206 | BOLT,MACHINE M.16x400 mm. | 1
set22281 | 1010180100 | WASHER,PLAIN,SQUARE,LARGE 52x52x4.5 mm.HOLE DIA. 18 MM. TIS.258 | 5
set22281 | 1010180201 | WASHER,SQUARE,CURVED 60x60x5 mm.HOLE DIA. 22 mm. | 3
set22281 | 1010180300 | WASHER LOCK SPRING SIZE 12 MM. GENERAL PURPOSE TIS 259 | 1
set22281 | 1010200001 | BRACE,FLAT,FOR CROSSARM 30x6x760 mm. | 2
set22281 | 1030000001 | INSULATOR,PIN TYPE,TYPE B (CLASS 56-2) TIS.279 | 3
set22281 | 1030100000 | PIN,INSULATOR,22 KV.SHANK 140 MM.,LEAD HEAD 35 MM.(1 3/8") | 3
set22282 | 1000110001 | CROSSARM,PRESTRESSED CONCRETE,SPUN,H.T. 100X100X2,500 MM. | 1
set22282 | 1010100000 | WIRE,STEEL SOLID DIA. 4.0 mm.TIS.71 | 3.5
set22282 | 1010100002 | WIRE,STEEL STRANDED 25 sq.mm.TIS.404 | 2
set22282 | 1010110200 | BOLT,MACHINE M.16x130 mm. | 2
set22282 | 1010110204 | BOLT,MACHINE M.16x300 mm. | 1
set22282 | 1010110206 | BOLT,MACHINE M.16x400 mm. | 1
set22282 | 1010180100 | WASHER,PLAIN,SQUARE,LARGE 52x52x4.5 mm.HOLE DIA. 18 MM. TIS.258 | 5
set22282 | 1010180201 | WASHER,SQUARE,CURVED 60x60x5 mm.HOLE DIA. 22 mm. | 3
set22282 | 1010180300 | WASHER LOCK SPRING SIZE 12 MM. GENERAL PURPOSE TIS 259 | 1
set22282 | 1010200001 | BRACE,FLAT,FOR CROSSARM 30x6x760 mm. | 2
set22282 | 1030000001 | INSULATOR,PIN TYPE,TYPE B (CLASS 56-2) TIS.279 | 3
set22282 | 1030100000 | PIN,INSULATOR,22 KV.SHANK 140 MM.,LEAD HEAD 35 MM.(1 3/8") | 3
set22283 | 1000110004 | CROSSARM,PRESTRESSED CONCRETE,SPUN(FOR DEAD-ENDING) 120X120X2,50 | 2
set22283 | 1010110201 | BOLT,MACHINE M.16x170 mm. | 1
set22283 | 1010130003 | BOLT,DOUBLE ARMING,ROUND EYE M.16x600 mm. | 3
set22283 | 1010180001 | NUT,EYE M.16 DIN 582 | 3
set22283 | 1010180100 | WASHER,PLAIN,SQUARE,LARGE 52x52x4.5 mm.HOLE DIA. 18 MM. TIS.258 | 16
set22283 | 1010200001 | BRACE,FLAT,FOR CROSSARM 30x6x760 mm. | 4
set22283 | 1030000001 | INSULATOR,PIN TYPE,TYPE B (CLASS 56-2) TIS.279 | 6
set22283 | 1030020000 | INSULATOR,SUSPENSION TYPE A (CLASS 52-1)TIS.354 | 18
set22283 | 1030100000 | PIN,INSULATOR,22 KV.SHANK 140 MM.,LEAD HEAD 35 MM.(1 3/8") | 6
set22286 | 1000110004 | CROSSARM,PRESTRESSED CONCRETE,SPUN(FOR DEAD-ENDING) 120X120X2,50 | 2
set22286 | 1010100002 | WIRE,STEEL STRANDED 25 sq.mm.TIS.404 | 2
set22286 | 1010110201 | BOLT,MACHINE M.16x170 mm. | 4
set22286 | 1010110209 | BOLT MACHINE M.16X600 MM. | 1
set22286 | 1010130003 | BOLT,DOUBLE ARMING,ROUND EYE M.16x600 mm. | 3
set22286 | 1010180100 | WASHER,PLAIN,SQUARE,LARGE 52x52x4.5 mm.HOLE DIA. 18 MM. TIS.258 | 14
set22286 | 1010200001 | BRACE,FLAT,FOR CROSSARM 30x6x760 mm. | 4
set22286 | 1010230000 | CLAMP,SINGLE U-BOLT,M.8 (WIRE ROPE CLIP) | 2
set22286 | 1030020000 | INSULATOR,SUSPENSION TYPE A (CLASS 52-1)TIS.354 | 9
set22287 | 1000110004 | CROSSARM,PRESTRESSED CONCRETE,SPUN(FOR DEAD-ENDING) 120X120X2,50 | 2
set22287 | 1010110201 | BOLT,MACHINE M.16x170 mm. | 4
set22287 | 1010110205 | BOLT,MACHINE M.16x350 mm. | 1
set22287 | 1010130003 | BOLT,DOUBLE ARMING,ROUND EYE M.16x600 mm. | 3
set22287 | 1010180100 | WASHER,PLAIN,SQUARE,LARGE 52x52x4.5 mm.HOLE DIA. 18 MM. TIS.258 | 14
set22287 | 1010200001 | BRACE,FLAT,FOR CROSSARM 30x6x760 mm. | 4
set22287 | 1030000001 | INSULATOR,PIN TYPE,TYPE B (CLASS 56-2) TIS.279 | 2
set22287 | 1030020000 | INSULATOR,SUSPENSION TYPE A (CLASS 52-1)TIS.354 | 9
set22287 | 1030100000 | PIN,INSULATOR,22 KV.SHANK 140 MM.,LEAD HEAD 35 MM.(1 3/8") | 2
set22311 | 1000110001 | CROSSARM,PRESTRESSED CONCRETE,SPUN,H.T. 100X100X2,500 MM. | 1
set22311 | 1010100000 | WIRE,STEEL SOLID DIA. 4.0 mm.TIS.71 | 0.35
set22311 | 1010110200 | BOLT,MACHINE M.16x130 mm. | 2
set22311 | 1010110204 | BOLT,MACHINE M.16x300 mm. | 1
set22311 | 1010110206 | BOLT,MACHINE M.16x400 mm. | 1
set22311 | 1010180100 | WASHER,PLAIN,SQUARE,LARGE 52x52x4.5 mm.HOLE DIA. 18 MM. TIS.258 | 5
set22311 | 1010180201 | WASHER,SQUARE,CURVED 60x60x5 mm.HOLE DIA. 22 mm. | 3
set22311 | 1010180301 | WASHER,LOCK,SPRING,SIZE 16 mm.,GENERAL PURPOSE,TIS.259 | 1
set22311 | 1010200001 | BRACE,FLAT,FOR CROSSARM 30x6x760 mm. | 2
set22311 | 1010230000 | CLAMP,SINGLE U-BOLT,M.8 (WIRE ROPE CLIP) | 1
set22311 | 1030000001 | INSULATOR,PIN TYPE,TYPE B (CLASS 56-2) TIS.279 | 3
set22311 | 1030100000 | PIN,INSULATOR,22 KV.SHANK 140 MM.,LEAD HEAD 35 MM.(1 3/8") | 3
set22381 | 1000110001 | CROSSARM,PRESTRESSED CONCRETE,SPUN,H.T. 100X100X2,500 MM. | 1
set22381 | 1010100002 | WIRE,STEEL STRANDED 25 sq.mm.TIS.404 | 2
set22381 | 1010110200 | BOLT,MACHINE M.16x130 mm. | 2
set22381 | 1010110205 | BOLT,MACHINE M.16x350 mm. | 1
set22381 | 1010110206 | BOLT,MACHINE M.16x400 mm. | 1
set22381 | 1010180100 | WASHER,PLAIN,SQUARE,LARGE 52x52x4.5 mm.HOLE DIA. 18 MM. TIS.258 | 5
set22381 | 1010180201 | WASHER,SQUARE,CURVED 60x60x5 mm.HOLE DIA. 22 mm. | 3
set22381 | 1010180300 | WASHER LOCK SPRING SIZE 12 MM. GENERAL PURPOSE TIS 259 | 1
set22381 | 1010200001 | BRACE,FLAT,FOR CROSSARM 30x6x760 mm. | 2
set22382 | 1000110001 | CROSSARM,PRESTRESSED CONCRETE,SPUN,H.T. 100X100X2,500 MM. | 1
set22382 | 1010100002 | WIRE,STEEL STRANDED 25 sq.mm.TIS.404 | 2
set22382 | 1010110200 | BOLT,MACHINE M.16x130 mm. | 2
set22382 | 1010110205 | BOLT,MACHINE M.16x350 mm. | 1
set22382 | 1010110206 | BOLT,MACHINE M.16x400 mm. | 1
set22382 | 1010180100 | WASHER,PLAIN,SQUARE,LARGE 52x52x4.5 mm.HOLE DIA. 18 MM. TIS.258 | 5
set22382 | 1010180201 | WASHER,SQUARE,CURVED 60x60x5 mm.HOLE DIA. 22 mm. | 3
set22382 | 1010180300 | WASHER LOCK SPRING SIZE 12 MM. GENERAL PURPOSE TIS 259 | 1
set22382 | 1010200001 | BRACE,FLAT,FOR CROSSARM 30x6x760 mm. | 2
set22383 | 1000110004 | CROSSARM,PRESTRESSED CONCRETE,SPUN(FOR DEAD-ENDING) 120X120X2,50 | 2
set22383 | 1010110201 | BOLT,MACHINE M.16x170 mm. | 2
set22383 | 1010110209 | BOLT MACHINE M.16X600 MM. | 1
set22383 | 1010180100 | WASHER,PLAIN,SQUARE,LARGE 52x52x4.5 mm.HOLE DIA. 18 MM. TIS.258 | 8
set22383 | 1010200001 | BRACE,FLAT,FOR CROSSARM 30x6x760 mm. | 2
set22386 | 1000110004 | CROSSARM,PRESTRESSED CONCRETE,SPUN(FOR DEAD-ENDING) 120X120X2,50 | 2
set22386 | 1010100002 | WIRE,STEEL STRANDED 25 sq.mm.TIS.404 | 2
set22386 | 1010110201 | BOLT,MACHINE M.16x170 mm. | 4
set22386 | 1010110205 | BOLT,MACHINE M.16x350 mm. | 1
set22386 | 1010130003 | BOLT,DOUBLE ARMING,ROUND EYE M.16x600 mm. | 3
set22386 | 1010180100 | WASHER,PLAIN,SQUARE,LARGE 52x52x4.5 mm.HOLE DIA. 18 MM. TIS.258 | 14
set22386 | 1010200001 | BRACE,FLAT,FOR CROSSARM 30x6x760 mm. | 4
set22386 | 1010230000 | CLAMP,SINGLE U-BOLT,M.8 (WIRE ROPE CLIP) | 2
set22386 | 1030020000 | INSULATOR,SUSPENSION TYPE A (CLASS 52-1)TIS.354 | 9
set22486 | 1010000302 | STEEL CHANNEL, 150x75x6.5 MM. 4,500 MM.LONG | 2
set22486 | 1010100002 | WIRE,STEEL STRANDED 25 sq.mm.TIS.404 | 4
set22486 | 1010110202 | BOLT,MACHINE M.16x200 mm. | 4
set22486 | 1010110206 | BOLT,MACHINE M.16x400 mm. | 1
set22486 | 1010110207 | BOLT,MACHINE M.16x450 mm. | 1
set22486 | 1010130001 | BOLT,DOUBLE ARMING,ROUND EYE M.16x450 mm. | 8
set22486 | 1010180100 | WASHER,PLAIN,SQUARE,LARGE 52x52x4.5 mm.HOLE DIA. 18 MM. TIS.258 | 38
set22486 | 1010200007 | BRACE,ANGLE STEEL 50x50x6 mm. 1,800 mm.WIDE 450 mm.DROP | 2
set22486 | 1030020000 | INSULATOR,SUSPENSION TYPE A (CLASS 52-1)TIS.354 | 18
set23001 | 1000040001 | ANCHOR,PLATE,REINFORCED CONCRETE 550X550X150 MM. | 1
set23001 | 1010100004 | WIRE,STEEL STRANDED 50/7 sq.mm.TIS.404 | 16
set23001 | 1010180100 | WASHER,PLAIN,SQUARE,LARGE 52x52x4.5 mm.HOLE DIA. 18 MM. TIS.258 | 1
set23001 | 1010210000 | ROD,ANCHOR,ROUND EYE M.16, 2,000 mm.LONG | 1
set23001 | 1010210201 | BOLT,STRAND EYE,SINGLE 45 DEGREE M.16x250 mm. | 1
set23001 | 1010210304 | THIMBLE,GUY,FOR STEEL WIRE 50-95 sq.mm. | 1
set23001 | 1010230000 | CLAMP,SINGLE U-BOLT,M.8 (WIRE ROPE CLIP) | 6
set23001 | 1030030103 | INSULATOR,STRAIN,TYPE D (CLASS 54-4)TIS.280 | 1
set23002 | 1000040001 | ANCHOR,PLATE,REINFORCED CONCRETE 550X550X150 MM. | 1
set23002 | 1010100006 | WIRE,STEEL STRANDED 95 sq.mm.TIS.404 | 16
set23002 | 1010180100 | WASHER,PLAIN,SQUARE,LARGE 52x52x4.5 mm.HOLE DIA. 18 MM. TIS.258 | 1
set23002 | 1010210000 | ROD,ANCHOR,ROUND EYE M.16, 2,000 mm.LONG | 1
set23002 | 1010210201 | BOLT,STRAND EYE,SINGLE 45 DEGREE M.16x250 mm. | 1
set23002 | 1010210304 | THIMBLE,GUY,FOR STEEL WIRE 50-95 sq.mm. | 1
set23002 | 1010230001 | CLAMP,DOUBLE U-BOLT,M.16 (WIRE ROPE CLIP) | 4
set23002 | 1030030103 | INSULATOR,STRAIN,TYPE D (CLASS 54-4)TIS.280 | 1
set23003 | 1000040001 | ANCHOR,PLATE,REINFORCED CONCRETE 550X550X150 MM. | 1
set23003 | 1010100004 | WIRE,STEEL STRANDED 50/7 sq.mm.TIS.404 | 18
set23003 | 1010180100 | WASHER,PLAIN,SQUARE,LARGE 52x52x4.5 mm.HOLE DIA. 18 MM. TIS.258 | 1
set23003 | 1010210000 | ROD,ANCHOR,ROUND EYE M.16, 2,000 mm.LONG | 1
set23003 | 1010210201 | BOLT,STRAND EYE,SINGLE 45 DEGREE M.16x250 mm. | 1
set23003 | 1010210304 | THIMBLE,GUY,FOR STEEL WIRE 50-95 sq.mm. | 1
set23003 | 1010230000 | CLAMP,SINGLE U-BOLT,M.8 (WIRE ROPE CLIP) | 6
set23003 | 1030030103 | INSULATOR,STRAIN,TYPE D (CLASS 54-4)TIS.280 | 2
set23004 | 1000040001 | ANCHOR,PLATE,REINFORCED CONCRETE 550X550X150 MM. | 1
set23004 | 1010100006 | WIRE,STEEL STRANDED 95 sq.mm.TIS.404 | 18
set23004 | 1010180100 | WASHER,PLAIN,SQUARE,LARGE 52x52x4.5 mm.HOLE DIA. 18 MM. TIS.258 | 1
set23004 | 1010210000 | ROD,ANCHOR,ROUND EYE M.16, 2,000 mm.LONG | 1
set23004 | 1010210201 | BOLT,STRAND EYE,SINGLE 45 DEGREE M.16x250 mm. | 1
set23004 | 1010210304 | THIMBLE,GUY,FOR STEEL WIRE 50-95 sq.mm. | 1
set23004 | 1010230001 | CLAMP,DOUBLE U-BOLT,M.16 (WIRE ROPE CLIP) | 4
set23004 | 1030030103 | INSULATOR,STRAIN,TYPE D (CLASS 54-4)TIS.280 | 2
set23005 | 1000040003 | ANCHOR, PLATE, REINFORCED CONCRETE 600 X 600 X 180 MM. | 1
set23005 | 1010100006 | WIRE,STEEL STRANDED 95 sq.mm.TIS.404 | 16
set23005 | 1010180100 | WASHER,PLAIN,SQUARE,LARGE 52x52x4.5 mm.HOLE DIA. 18 MM. TIS.258 | 1
set23005 | 1010210000 | ROD,ANCHOR,ROUND EYE M.16, 2,000 mm.LONG | 1
set23005 | 1010210201 | BOLT,STRAND EYE,SINGLE 45 DEGREE M.16x250 mm. | 1
set23005 | 1010210304 | THIMBLE,GUY,FOR STEEL WIRE 50-95 sq.mm. | 1
set23005 | 1010230001 | CLAMP,DOUBLE U-BOLT,M.16 (WIRE ROPE CLIP) | 4
set23005 | 1030030103 | INSULATOR,STRAIN,TYPE D (CLASS 54-4)TIS.280 | 1
set23006 | 1000040003 | ANCHOR, PLATE, REINFORCED CONCRETE 600 X 600 X 180 MM. | 1
set23006 | 1010100006 | WIRE,STEEL STRANDED 95 sq.mm.TIS.404 | 18
set23006 | 1010180100 | WASHER,PLAIN,SQUARE,LARGE 52x52x4.5 mm.HOLE DIA. 18 MM. TIS.258 | 1
set23006 | 1010210000 | ROD,ANCHOR,ROUND EYE M.16, 2,000 mm.LONG | 1
set23006 | 1010210202 | BOLT,STRAND EYE,SINGLE 45 DEGREE M.16X350 MM. | 1
set23006 | 1010210304 | THIMBLE,GUY,FOR STEEL WIRE 50-95 sq.mm. | 1
set23006 | 1010230001 | CLAMP,DOUBLE U-BOLT,M.16 (WIRE ROPE CLIP) | 4
set23006 | 1030030103 | INSULATOR,STRAIN,TYPE D (CLASS 54-4)TIS.280 | 1
set23007 | 1000040003 | ANCHOR, PLATE, REINFORCED CONCRETE 600 X 600 X 180 MM. | 1
set23007 | 1010100006 | WIRE,STEEL STRANDED 95 sq.mm.TIS.404 | 17
set23007 | 1010180100 | WASHER,PLAIN,SQUARE,LARGE 52x52x4.5 mm.HOLE DIA. 18 MM. TIS.258 | 1
set23007 | 1010210000 | ROD,ANCHOR,ROUND EYE M.16, 2,000 mm.LONG | 1
set23007 | 1010210201 | BOLT,STRAND EYE,SINGLE 45 DEGREE M.16x250 mm. | 1
set23007 | 1010210304 | THIMBLE,GUY,FOR STEEL WIRE 50-95 sq.mm. | 1
set23007 | 1010230001 | CLAMP,DOUBLE U-BOLT,M.16 (WIRE ROPE CLIP) | 4
set23007 | 1030030103 | INSULATOR,STRAIN,TYPE D (CLASS 54-4)TIS.280 | 2
set23008 | 1000040003 | ANCHOR, PLATE, REINFORCED CONCRETE 600 X 600 X 180 MM. | 1
set23008 | 1010100006 | WIRE,STEEL STRANDED 95 sq.mm.TIS.404 | 19
set23008 | 1010180100 | WASHER,PLAIN,SQUARE,LARGE 52x52x4.5 mm.HOLE DIA. 18 MM. TIS.258 | 1
set23008 | 1010210000 | ROD,ANCHOR,ROUND EYE M.16, 2,000 mm.LONG | 1
set23008 | 1010210202 | BOLT,STRAND EYE,SINGLE 45 DEGREE M.16X350 MM. | 1
set23008 | 1010210304 | THIMBLE,GUY,FOR STEEL WIRE 50-95 sq.mm. | 1
set23008 | 1010230001 | CLAMP,DOUBLE U-BOLT,M.16 (WIRE ROPE CLIP) | 4
set23008 | 1030030103 | INSULATOR,STRAIN,TYPE D (CLASS 54-4)TIS.280 | 2
set23019 | 1010100004 | WIRE,STEEL STRANDED 50/7 sq.mm.TIS.404 | 15
set23019 | 1010140001 | BOLT, ROUNG EYE M 16X200 MM. | 1
set23019 | 1010140002 | BOLT,ROUND EYE M.16x250 mm. | 1
set23019 | 1010180100 | WASHER,PLAIN,SQUARE,LARGE 52x52x4.5 mm.HOLE DIA. 18 MM. TIS.258 | 3
set23019 | 1010210304 | THIMBLE,GUY,FOR STEEL WIRE 50-95 sq.mm. | 2
set23019 | 1010230000 | CLAMP,SINGLE U-BOLT,M.8 (WIRE ROPE CLIP) | 6
set23019 | 1030030103 | INSULATOR,STRAIN,TYPE D (CLASS 54-4)TIS.280 | 1
set23020 | 1010100006 | WIRE,STEEL STRANDED 95 sq.mm.TIS.404 | 15
set23020 | 1010140001 | BOLT, ROUNG EYE M 16X200 MM. | 1
set23020 | 1010140002 | BOLT,ROUND EYE M.16x250 mm. | 1
set23020 | 1010180100 | WASHER,PLAIN,SQUARE,LARGE 52x52x4.5 mm.HOLE DIA. 18 MM. TIS.258 | 3
set23020 | 1010210304 | THIMBLE,GUY,FOR STEEL WIRE 50-95 sq.mm. | 2
set23020 | 1010230001 | CLAMP,DOUBLE U-BOLT,M.16 (WIRE ROPE CLIP) | 4
set23020 | 1030030103 | INSULATOR,STRAIN,TYPE D (CLASS 54-4)TIS.280 | 1
set23021 | 1010100004 | WIRE,STEEL STRANDED 50/7 sq.mm.TIS.404 | 15
set23021 | 1010140001 | BOLT, ROUNG EYE M 16X200 MM. | 1
set23021 | 1010180001 | NUT,EYE M.16 DIN 582 | 1
set23021 | 1010180100 | WASHER,PLAIN,SQUARE,LARGE 52x52x4.5 mm.HOLE DIA. 18 MM. TIS.258 | 1
set23021 | 1010210304 | THIMBLE,GUY,FOR STEEL WIRE 50-95 sq.mm. | 2
set23021 | 1010230000 | CLAMP,SINGLE U-BOLT,M.8 (WIRE ROPE CLIP) | 6
set23021 | 1030030103 | INSULATOR,STRAIN,TYPE D (CLASS 54-4)TIS.280 | 1
set23022 | 1010100006 | WIRE,STEEL STRANDED 95 sq.mm.TIS.404 | 15
set23022 | 1010110206 | BOLT,MACHINE M.16x400 mm. | 1
set23022 | 1010140001 | BOLT, ROUNG EYE M 16X200 MM. | 1
set23022 | 1010180001 | NUT,EYE M.16 DIN 582 | 1
set23022 | 1010180100 | WASHER,PLAIN,SQUARE,LARGE 52x52x4.5 mm.HOLE DIA. 18 MM. TIS.258 | 1
set23022 | 1010210304 | THIMBLE,GUY,FOR STEEL WIRE 50-95 sq.mm. | 2
set23022 | 1010230001 | CLAMP,DOUBLE U-BOLT,M.16 (WIRE ROPE CLIP) | 4
set23022 | 1030030103 | INSULATOR,STRAIN,TYPE D (CLASS 54-4)TIS.280 | 1
set23031 | 1010110203 | BOLT,MACHINE M.16x250 mm. | 1
set23031 | 1010180100 | WASHER,PLAIN,SQUARE,LARGE 52x52x4.5 mm.HOLE DIA. 18 MM. TIS.258 | 1
set23031 | 1010210100 | SET OF SIDEWALK GUY ARM FOR PIPE 50 mm.(2"), 2,500 mm. LONG | 1
set23032 | 1010110205 | BOLT,MACHINE M.16x350 mm. | 1
set23032 | 1010180100 | WASHER,PLAIN,SQUARE,LARGE 52x52x4.5 mm.HOLE DIA. 18 MM. TIS.258 | 1
set23032 | 1010210101 | SET OF SIDEWALK GUY ARM FOR PIPE 80 mm.(3"), 3,000 mm. LONG | 1
set23045 | 1000040001 | ANCHOR,PLATE,REINFORCED CONCRETE 550X550X150 MM. | 2
set23045 | 1010100004 | WIRE,STEEL STRANDED 50/7 sq.mm.TIS.404 | 32
set23045 | 1010110203 | BOLT,MACHINE M.16x250 mm. | 1
set23045 | 1010210000 | ROD,ANCHOR,ROUND EYE M.16, 2,000 mm.LONG | 2
set23045 | 1010210300 | ANGLE GUY ATTACHMENT 30 DEGREE. | 2
set23045 | 1010210304 | THIMBLE,GUY,FOR STEEL WIRE 50-95 sq.mm. | 2
set23045 | 1010230000 | CLAMP,SINGLE U-BOLT,M.8 (WIRE ROPE CLIP) | 12
set23045 | 1030030103 | INSULATOR,STRAIN,TYPE D (CLASS 54-4)TIS.280 | 2
set23065 | 1000040001 | ANCHOR,PLATE,REINFORCED CONCRETE 550X550X150 MM. | 2
set23065 | 1010100006 | WIRE,STEEL STRANDED 95 sq.mm.TIS.404 | 32
set23065 | 1010110204 | BOLT,MACHINE M.16x300 mm. | 1
set23065 | 1010210000 | ROD,ANCHOR,ROUND EYE M.16, 2,000 mm.LONG | 2
set23065 | 1010210300 | ANGLE GUY ATTACHMENT 30 DEGREE. | 2
set23065 | 1010210304 | THIMBLE,GUY,FOR STEEL WIRE 50-95 sq.mm. | 2
set23065 | 1010230001 | CLAMP,DOUBLE U-BOLT,M.16 (WIRE ROPE CLIP) | 12
set23065 | 1030030103 | INSULATOR,STRAIN,TYPE D (CLASS 54-4)TIS.280 | 2
set23066 | 1000040003 | ANCHOR, PLATE, REINFORCED CONCRETE 600 X 600 X 180 MM. | 2
set23066 | 1010100004 | WIRE,STEEL STRANDED 50/7 sq.mm.TIS.404 | 32
set23066 | 1010110203 | BOLT,MACHINE M.16x250 mm. | 1
set23066 | 1010210000 | ROD,ANCHOR,ROUND EYE M.16, 2,000 mm.LONG | 2
set23066 | 1010210300 | ANGLE GUY ATTACHMENT 30 DEGREE. | 2
set23066 | 1010210304 | THIMBLE,GUY,FOR STEEL WIRE 50-95 sq.mm. | 2
set23066 | 1010230000 | CLAMP,SINGLE U-BOLT,M.8 (WIRE ROPE CLIP) | 12
set23066 | 1030030103 | INSULATOR,STRAIN,TYPE D (CLASS 54-4)TIS.280 | 2
set23067 | 1000040003 | ANCHOR, PLATE, REINFORCED CONCRETE 600 X 600 X 180 MM. | 2
set23067 | 1010100004 | WIRE,STEEL STRANDED 50/7 sq.mm.TIS.404 | 36
set23067 | 1010110204 | BOLT,MACHINE M.16x300 mm. | 1
set23067 | 1010210000 | ROD,ANCHOR,ROUND EYE M.16, 2,000 mm.LONG | 2
set23067 | 1010210300 | ANGLE GUY ATTACHMENT 30 DEGREE. | 2
set23067 | 1010210304 | THIMBLE,GUY,FOR STEEL WIRE 50-95 sq.mm. | 2
set23067 | 1010230000 | CLAMP,SINGLE U-BOLT,M.8 (WIRE ROPE CLIP) | 12
set23067 | 1030030103 | INSULATOR,STRAIN,TYPE D (CLASS 54-4)TIS.280 | 2
set23068 | 1000040003 | ANCHOR, PLATE, REINFORCED CONCRETE 600 X 600 X 180 MM. | 2
set23068 | 1010100006 | WIRE,STEEL STRANDED 95 sq.mm.TIS.404 | 32
set23068 | 1010110203 | BOLT,MACHINE M.16x250 mm. | 1
set23068 | 1010210000 | ROD,ANCHOR,ROUND EYE M.16, 2,000 mm.LONG | 2
set23068 | 1010210300 | ANGLE GUY ATTACHMENT 30 DEGREE. | 2
set23068 | 1010210304 | THIMBLE,GUY,FOR STEEL WIRE 50-95 sq.mm. | 2
set23068 | 1010230001 | CLAMP,DOUBLE U-BOLT,M.16 (WIRE ROPE CLIP) | 8
set23068 | 1030030103 | INSULATOR,STRAIN,TYPE D (CLASS 54-4)TIS.280 | 2
set23069 | 1000040003 | ANCHOR, PLATE, REINFORCED CONCRETE 600 X 600 X 180 MM. | 2
set23069 | 1010100006 | WIRE,STEEL STRANDED 95 sq.mm.TIS.404 | 32
set23069 | 1010110204 | BOLT,MACHINE M.16x300 mm. | 1
set23069 | 1010210000 | ROD,ANCHOR,ROUND EYE M.16, 2,000 mm.LONG | 2
set23069 | 1010210300 | ANGLE GUY ATTACHMENT 30 DEGREE. | 2
set23069 | 1010210304 | THIMBLE,GUY,FOR STEEL WIRE 50-95 sq.mm. | 2
set23069 | 1010230001 | CLAMP,DOUBLE U-BOLT,M.16 (WIRE ROPE CLIP) | 8
set23069 | 1030030103 | INSULATOR,STRAIN,TYPE D (CLASS 54-4)TIS.280 | 2
set23070 | 1000040001 | ANCHOR,PLATE,REINFORCED CONCRETE 550X550X150 MM. | 1
set23070 | 1010100004 | WIRE,STEEL STRANDED 50/7 sq.mm.TIS.404 | 18
set23070 | 1010210000 | ROD,ANCHOR,ROUND EYE M.16, 2,000 mm.LONG | 1
set23070 | 1010210300 | ANGLE GUY ATTACHMENT 30 DEGREE. | 1
set23070 | 1010210304 | THIMBLE,GUY,FOR STEEL WIRE 50-95 sq.mm. | 1
set23070 | 1010230000 | CLAMP,SINGLE U-BOLT,M.8 (WIRE ROPE CLIP) | 8
set23071 | 1000040001 | ANCHOR,PLATE,REINFORCED CONCRETE 550X550X150 MM. | 1
set23071 | 1010100004 | WIRE,STEEL STRANDED 50/7 sq.mm.TIS.404 | 18
set23071 | 1010210000 | ROD,ANCHOR,ROUND EYE M.16, 2,000 mm.LONG | 1
set23071 | 1010210300 | ANGLE GUY ATTACHMENT 30 DEGREE. | 1
set23071 | 1010210304 | THIMBLE,GUY,FOR STEEL WIRE 50-95 sq.mm. | 1
set23071 | 1010230000 | CLAMP,SINGLE U-BOLT,M.8 (WIRE ROPE CLIP) | 3
set23071 | 1030030103 | INSULATOR,STRAIN,TYPE D (CLASS 54-4)TIS.280 | 2
set23072 | 1000040001 | ANCHOR,PLATE,REINFORCED CONCRETE 550X550X150 MM. | 1
set23072 | 1010100004 | WIRE,STEEL STRANDED 50/7 sq.mm.TIS.404 | 20
set23072 | 1010210000 | ROD,ANCHOR,ROUND EYE M.16, 2,000 mm.LONG | 1
set23072 | 1010210300 | ANGLE GUY ATTACHMENT 30 DEGREE. | 1
set23072 | 1010210304 | THIMBLE,GUY,FOR STEEL WIRE 50-95 sq.mm. | 1
set23072 | 1010230000 | CLAMP,SINGLE U-BOLT,M.8 (WIRE ROPE CLIP) | 3
set23072 | 1030030103 | INSULATOR,STRAIN,TYPE D (CLASS 54-4)TIS.280 | 3
set23073 | 1000040001 | ANCHOR,PLATE,REINFORCED CONCRETE 550X550X150 MM. | 1
set23073 | 1010100004 | WIRE,STEEL STRANDED 50/7 sq.mm.TIS.404 | 34
set23073 | 1010180100 | WASHER,PLAIN,SQUARE,LARGE 52x52x4.5 mm.HOLE DIA. 18 MM. TIS.258 | 1
set23073 | 1010210003 | ROD,ANCHOR,DOUBLE STRAND EYE,M.20, 2,500 mm.LONG | 1
set23073 | 1010210201 | BOLT,STRAND EYE,SINGLE 45 DEGREE M.16x250 mm. | 1
set23073 | 1010210300 | ANGLE GUY ATTACHMENT 30 DEGREE. | 1
set23073 | 1010230000 | CLAMP,SINGLE U-BOLT,M.8 (WIRE ROPE CLIP) | 11
set23073 | 1030030103 | INSULATOR,STRAIN,TYPE D (CLASS 54-4)TIS.280 | 1
set23074 | 1000040001 | ANCHOR,PLATE,REINFORCED CONCRETE 550X550X150 MM. | 1
set23074 | 1010100004 | WIRE,STEEL STRANDED 50/7 sq.mm.TIS.404 | 18
set23074 | 1010100006 | WIRE,STEEL STRANDED 95 sq.mm.TIS.404 | 16
set23074 | 1010180100 | WASHER,PLAIN,SQUARE,LARGE 52x52x4.5 mm.HOLE DIA. 18 MM. TIS.258 | 1
set23074 | 1010210003 | ROD,ANCHOR,DOUBLE STRAND EYE,M.20, 2,500 mm.LONG | 1
set23074 | 1010210201 | BOLT,STRAND EYE,SINGLE 45 DEGREE M.16x250 mm. | 1
set23074 | 1010210300 | ANGLE GUY ATTACHMENT 30 DEGREE. | 1
set23074 | 1010230000 | CLAMP,SINGLE U-BOLT,M.8 (WIRE ROPE CLIP) | 8
set23074 | 1010230001 | CLAMP,DOUBLE U-BOLT,M.16 (WIRE ROPE CLIP) | 2
set23074 | 1030030103 | INSULATOR,STRAIN,TYPE D (CLASS 54-4)TIS.280 | 1
set23075 | 1000040001 | ANCHOR,PLATE,REINFORCED CONCRETE 550X550X150 MM. | 1
set23075 | 1010100004 | WIRE,STEEL STRANDED 50/7 sq.mm.TIS.404 | 34
set23075 | 1010180100 | WASHER,PLAIN,SQUARE,LARGE 52x52x4.5 mm.HOLE DIA. 18 MM. TIS.258 | 1
set23075 | 1010210003 | ROD,ANCHOR,DOUBLE STRAND EYE,M.20, 2,500 mm.LONG | 1
set23075 | 1010210201 | BOLT,STRAND EYE,SINGLE 45 DEGREE M.16x250 mm. | 1
set23075 | 1010210300 | ANGLE GUY ATTACHMENT 30 DEGREE. | 1
set23075 | 1010230000 | CLAMP,SINGLE U-BOLT,M.8 (WIRE ROPE CLIP) | 6
set23075 | 1030030103 | INSULATOR,STRAIN,TYPE D (CLASS 54-4)TIS.280 | 3
set23076 | 1000040001 | ANCHOR,PLATE,REINFORCED CONCRETE 550X550X150 MM. | 1
set23076 | 1010100004 | WIRE,STEEL STRANDED 50/7 sq.mm.TIS.404 | 18
set23076 | 1010100006 | WIRE,STEEL STRANDED 95 sq.mm.TIS.404 | 16
set23076 | 1010180100 | WASHER,PLAIN,SQUARE,LARGE 52x52x4.5 mm.HOLE DIA. 18 MM. TIS.258 | 1
set23076 | 1010210003 | ROD,ANCHOR,DOUBLE STRAND EYE,M.20, 2,500 mm.LONG | 1
set23076 | 1010210201 | BOLT,STRAND EYE,SINGLE 45 DEGREE M.16x250 mm. | 1
set23076 | 1010210300 | ANGLE GUY ATTACHMENT 30 DEGREE. | 1
set23076 | 1010230000 | CLAMP,SINGLE U-BOLT,M.8 (WIRE ROPE CLIP) | 3
set23076 | 1010230001 | CLAMP,DOUBLE U-BOLT,M.16 (WIRE ROPE CLIP) | 2
set23076 | 1030030103 | INSULATOR,STRAIN,TYPE D (CLASS 54-4)TIS.280 | 3
set23077 | 1000040001 | ANCHOR,PLATE,REINFORCED CONCRETE 550X550X150 MM. | 1
set23077 | 1010100004 | WIRE,STEEL STRANDED 50/7 sq.mm.TIS.404 | 38
set23077 | 1010180100 | WASHER,PLAIN,SQUARE,LARGE 52x52x4.5 mm.HOLE DIA. 18 MM. TIS.258 | 1
set23077 | 1010210003 | ROD,ANCHOR,DOUBLE STRAND EYE,M.20, 2,500 mm.LONG | 1
set23077 | 1010210201 | BOLT,STRAND EYE,SINGLE 45 DEGREE M.16x250 mm. | 1
set23077 | 1010210300 | ANGLE GUY ATTACHMENT 30 DEGREE. | 1
set23077 | 1010230000 | CLAMP,SINGLE U-BOLT,M.8 (WIRE ROPE CLIP) | 6
set23077 | 1030030103 | INSULATOR,STRAIN,TYPE D (CLASS 54-4)TIS.280 | 4
set23078 | 1000040001 | ANCHOR,PLATE,REINFORCED CONCRETE 550X550X150 MM. | 1
set23078 | 1010100004 | WIRE,STEEL STRANDED 50/7 sq.mm.TIS.404 | 20
set23078 | 1010100006 | WIRE,STEEL STRANDED 95 sq.mm.TIS.404 | 18
set23078 | 1010180100 | WASHER,PLAIN,SQUARE,LARGE 52x52x4.5 mm.HOLE DIA. 18 MM. TIS.258 | 1
set23078 | 1010210003 | ROD,ANCHOR,DOUBLE STRAND EYE,M.20, 2,500 mm.LONG | 1
set23078 | 1010210201 | BOLT,STRAND EYE,SINGLE 45 DEGREE M.16x250 mm. | 1
set23078 | 1010210300 | ANGLE GUY ATTACHMENT 30 DEGREE. | 1
set23078 | 1010230000 | CLAMP,SINGLE U-BOLT,M.8 (WIRE ROPE CLIP) | 3
set23078 | 1010230001 | CLAMP,DOUBLE U-BOLT,M.16 (WIRE ROPE CLIP) | 2
set23078 | 1030030103 | INSULATOR,STRAIN,TYPE D (CLASS 54-4)TIS.280 | 4
set23079 | 1000040003 | ANCHOR, PLATE, REINFORCED CONCRETE 600 X 600 X 180 MM. | 2
set23079 | 1010100006 | WIRE,STEEL STRANDED 95 sq.mm.TIS.404 | 34
set23079 | 1010110203 | BOLT,MACHINE M.16x250 mm. | 1
set23079 | 1010210000 | ROD,ANCHOR,ROUND EYE M.16, 2,000 mm.LONG | 2
set23079 | 1010210300 | ANGLE GUY ATTACHMENT 30 DEGREE. | 2
set23079 | 1010210304 | THIMBLE,GUY,FOR STEEL WIRE 50-95 sq.mm. | 2
set23079 | 1010230001 | CLAMP,DOUBLE U-BOLT,M.16 (WIRE ROPE CLIP) | 8
set23079 | 1030030103 | INSULATOR,STRAIN,TYPE D (CLASS 54-4)TIS.280 | 4
set23080 | 1000040003 | ANCHOR, PLATE, REINFORCED CONCRETE 600 X 600 X 180 MM. | 2
set23080 | 1010100006 | WIRE,STEEL STRANDED 95 sq.mm.TIS.404 | 34
set23080 | 1010110203 | BOLT,MACHINE M.16x250 mm. | 1
set23080 | 1010210000 | ROD,ANCHOR,ROUND EYE M.16, 2,000 mm.LONG | 2
set23080 | 1010210300 | ANGLE GUY ATTACHMENT 30 DEGREE. | 2
set23080 | 1010210304 | THIMBLE,GUY,FOR STEEL WIRE 50-95 sq.mm. | 2
set23080 | 1010230001 | CLAMP,DOUBLE U-BOLT,M.16 (WIRE ROPE CLIP) | 8
set23080 | 1030030103 | INSULATOR,STRAIN,TYPE D (CLASS 54-4)TIS.280 | 4
set23081 | 1000040003 | ANCHOR, PLATE, REINFORCED CONCRETE 600 X 600 X 180 MM. | 1
set23081 | 1010100004 | WIRE,STEEL STRANDED 50/7 sq.mm.TIS.404 | 18
set23081 | 1010100006 | WIRE,STEEL STRANDED 95 sq.mm.TIS.404 | 16
set23081 | 1010180100 | WASHER,PLAIN,SQUARE,LARGE 52x52x4.5 mm.HOLE DIA. 18 MM. TIS.258 | 1
set23081 | 1010210003 | ROD,ANCHOR,DOUBLE STRAND EYE,M.20, 2,500 mm.LONG | 1
set23081 | 1010210201 | BOLT,STRAND EYE,SINGLE 45 DEGREE M.16x250 mm. | 1
set23081 | 1010210300 | ANGLE GUY ATTACHMENT 30 DEGREE. | 1
set23081 | 1010230000 | CLAMP,SINGLE U-BOLT,M.8 (WIRE ROPE CLIP) | 8
set23081 | 1010230001 | CLAMP,DOUBLE U-BOLT,M.16 (WIRE ROPE CLIP) | 4
set23081 | 1030030103 | INSULATOR,STRAIN,TYPE D (CLASS 54-4)TIS.280 | 1
set23082 | 1000040003 | ANCHOR, PLATE, REINFORCED CONCRETE 600 X 600 X 180 MM. | 1
set23082 | 1010100004 | WIRE,STEEL STRANDED 50/7 sq.mm.TIS.404 | 20
set23082 | 1010100006 | WIRE,STEEL STRANDED 95 sq.mm.TIS.404 | 18
set23082 | 1010180100 | WASHER,PLAIN,SQUARE,LARGE 52x52x4.5 mm.HOLE DIA. 18 MM. TIS.258 | 1
set23082 | 1010210003 | ROD,ANCHOR,DOUBLE STRAND EYE,M.20, 2,500 mm.LONG | 1
set23082 | 1010210202 | BOLT,STRAND EYE,SINGLE 45 DEGREE M.16X350 MM. | 1
set23082 | 1010210300 | ANGLE GUY ATTACHMENT 30 DEGREE. | 1
set23082 | 1010230000 | CLAMP,SINGLE U-BOLT,M.8 (WIRE ROPE CLIP) | 8
set23082 | 1010230001 | CLAMP,DOUBLE U-BOLT,M.16 (WIRE ROPE CLIP) | 4
set23082 | 1030030103 | INSULATOR,STRAIN,TYPE D (CLASS 54-4)TIS.280 | 1
set23083 | 1000040003 | ANCHOR, PLATE, REINFORCED CONCRETE 600 X 600 X 180 MM. | 1
set23083 | 1010100004 | WIRE,STEEL STRANDED 50/7 sq.mm.TIS.404 | 18
set23083 | 1010100006 | WIRE,STEEL STRANDED 95 sq.mm.TIS.404 | 16
set23083 | 1010180100 | WASHER,PLAIN,SQUARE,LARGE 52x52x4.5 mm.HOLE DIA. 18 MM. TIS.258 | 1
set23083 | 1010210003 | ROD,ANCHOR,DOUBLE STRAND EYE,M.20, 2,500 mm.LONG | 1
set23083 | 1010210201 | BOLT,STRAND EYE,SINGLE 45 DEGREE M.16x250 mm. | 1
set23083 | 1010210300 | ANGLE GUY ATTACHMENT 30 DEGREE. | 1
set23083 | 1010230000 | CLAMP,SINGLE U-BOLT,M.8 (WIRE ROPE CLIP) | 6
set23083 | 1010230001 | CLAMP,DOUBLE U-BOLT,M.16 (WIRE ROPE CLIP) | 4
set23083 | 1030030103 | INSULATOR,STRAIN,TYPE D (CLASS 54-4)TIS.280 | 3
set23084 | 1000040003 | ANCHOR, PLATE, REINFORCED CONCRETE 600 X 600 X 180 MM. | 1
set23084 | 1010100004 | WIRE,STEEL STRANDED 50/7 sq.mm.TIS.404 | 21
set23084 | 1010100006 | WIRE,STEEL STRANDED 95 sq.mm.TIS.404 | 19
set23084 | 1010180100 | WASHER,PLAIN,SQUARE,LARGE 52x52x4.5 mm.HOLE DIA. 18 MM. TIS.258 | 1
set23084 | 1010210003 | ROD,ANCHOR,DOUBLE STRAND EYE,M.20, 2,500 mm.LONG | 1
set23084 | 1010210202 | BOLT,STRAND EYE,SINGLE 45 DEGREE M.16X350 MM. | 1
set23084 | 1010210300 | ANGLE GUY ATTACHMENT 30 DEGREE. | 1
set23084 | 1010230000 | CLAMP,SINGLE U-BOLT,M.8 (WIRE ROPE CLIP) | 6
set23084 | 1010230001 | CLAMP,DOUBLE U-BOLT,M.16 (WIRE ROPE CLIP) | 4
set23084 | 1030030103 | INSULATOR,STRAIN,TYPE D (CLASS 54-4)TIS.280 | 4
set23085 | 1000040003 | ANCHOR, PLATE, REINFORCED CONCRETE 600 X 600 X 180 MM. | 1
set23085 | 1010100004 | WIRE,STEEL STRANDED 50/7 sq.mm.TIS.404 | 18
set23085 | 1010100006 | WIRE,STEEL STRANDED 95 sq.mm.TIS.404 | 17
set23085 | 1010180100 | WASHER,PLAIN,SQUARE,LARGE 52x52x4.5 mm.HOLE DIA. 18 MM. TIS.258 | 1
set23085 | 1010210003 | ROD,ANCHOR,DOUBLE STRAND EYE,M.20, 2,500 mm.LONG | 1
set23085 | 1010210201 | BOLT,STRAND EYE,SINGLE 45 DEGREE M.16x250 mm. | 1
set23085 | 1010210300 | ANGLE GUY ATTACHMENT 30 DEGREE. | 1
set23085 | 1010230000 | CLAMP,SINGLE U-BOLT,M.8 (WIRE ROPE CLIP) | 6
set23085 | 1010230001 | CLAMP,DOUBLE U-BOLT,M.16 (WIRE ROPE CLIP) | 4
set23085 | 1030030103 | INSULATOR,STRAIN,TYPE D (CLASS 54-4)TIS.280 | 4
set23086 | 1000040003 | ANCHOR, PLATE, REINFORCED CONCRETE 600 X 600 X 180 MM. | 1
set23086 | 1010100004 | WIRE,STEEL STRANDED 50/7 sq.mm.TIS.404 | 19
set23086 | 1010100006 | WIRE,STEEL STRANDED 95 sq.mm.TIS.404 | 17
set23086 | 1010180100 | WASHER,PLAIN,SQUARE,LARGE 52x52x4.5 mm.HOLE DIA. 18 MM. TIS.258 | 1
set23086 | 1010210003 | ROD,ANCHOR,DOUBLE STRAND EYE,M.20, 2,500 mm.LONG | 1
set23086 | 1010210201 | BOLT,STRAND EYE,SINGLE 45 DEGREE M.16x250 mm. | 1
set23086 | 1010210300 | ANGLE GUY ATTACHMENT 30 DEGREE. | 1
set23086 | 1010230000 | CLAMP,SINGLE U-BOLT,M.8 (WIRE ROPE CLIP) | 6
set23086 | 1010230001 | CLAMP,DOUBLE U-BOLT,M.16 (WIRE ROPE CLIP) | 4
set23086 | 1030030103 | INSULATOR,STRAIN,TYPE D (CLASS 54-4)TIS.280 | 5
set24001 | 1000110001 | CROSSARM,PRESTRESSED CONCRETE,SPUN,H.T. 100X100X2,500 MM. | 2
set24001 | 1010110200 | BOLT,MACHINE M.16x130 mm. | 2
set24001 | 1010110202 | BOLT,MACHINE M.16x200 mm. | 1
set24001 | 1010110206 | BOLT,MACHINE M.16x400 mm. | 1
set24001 | 1010120000 | BOLT,DOUBLE ARMING,M.16x400 mm. | 1
set24001 | 1010180100 | WASHER,PLAIN,SQUARE,LARGE 52x52x4.5 mm.HOLE DIA. 18 MM. TIS.258 | 13
set24001 | 1010180301 | WASHER,LOCK,SPRING,SIZE 16 mm.,GENERAL PURPOSE,TIS.259 | 1
set24001 | 1010200001 | BRACE,FLAT,FOR CROSSARM 30x6x760 mm. | 2
set24002 | 1000110001 | CROSSARM,PRESTRESSED CONCRETE,SPUN,H.T. 100X100X2,500 MM. | 1
set24002 | 1010110200 | BOLT,MACHINE M.16x130 mm. | 2
set24002 | 1010110202 | BOLT,MACHINE M.16x200 mm. | 1
set24002 | 1010110204 | BOLT,MACHINE M.16x300 mm. | 1
set24002 | 1010180100 | WASHER,PLAIN,SQUARE,LARGE 52x52x4.5 mm.HOLE DIA. 18 MM. TIS.258 | 5
set24002 | 1010180301 | WASHER,LOCK,SPRING,SIZE 16 mm.,GENERAL PURPOSE,TIS.259 | 1
set24002 | 1010200001 | BRACE,FLAT,FOR CROSSARM 30x6x760 mm. | 2
set24003 | 1010100004 | WIRE,STEEL STRANDED 50/7 sq.mm.TIS.404 | 14
set24003 | 1010220002 | ROD,GROUND,60x60x5 mm. 2 m.LONG | 1
set24003 | 1010230000 | CLAMP,SINGLE U-BOLT,M.8 (WIRE ROPE CLIP) | 2
set24003 | 1030020000 | INSULATOR,SUSPENSION TYPE A (CLASS 52-1)TIS.354 | 18
set24003 | 1040070001 | SWITCH,LOAD INTERRUPTER,TRIPLE POLE 22 KV.600 A. 40 KV. | 1
set24004 | 1010180201 | WASHER,SQUARE,CURVED 60x60x5 mm.HOLE DIA. 22 mm. | 0
set24004 | 1030000001 | INSULATOR,PIN TYPE,TYPE B (CLASS 56-2) TIS.279 | 1
set24004 | 1030100000 | PIN,INSULATOR,22 KV.SHANK 140 MM.,LEAD HEAD 35 MM.(1 3/8") | 1
set24005 | 1010050201 | BEAM STEEL,SQUARE TUBE 100X100X3.2 MM.2.0 M.LONG FOR SF6 SWITCH | 1
set24005 | 1010110200 | BOLT,MACHINE M.16x130 mm. | 3
set24005 | 1010110202 | BOLT,MACHINE M.16x200 mm. | 1
set24005 | 1010110204 | BOLT,MACHINE M.16x300 mm. | 1
set24005 | 1010180100 | WASHER,PLAIN,SQUARE,LARGE 52x52x4.5 mm.HOLE DIA. 18 MM. TIS.258 | 3
set24005 | 1010180301 | WASHER,LOCK,SPRING,SIZE 16 mm.,GENERAL PURPOSE,TIS.259 | 1
set24005 | 1010200001 | BRACE,FLAT,FOR CROSSARM 30x6x760 mm. | 2
set24005 | 1020070003 | CABLE,AL,COMPACT STRANDED,PVC-INSULATED,750 V. 75 DEG.C, 70 SQ.MM. TIS.293 | 6
set24005 | 1020180003 | ELECTRICAL SPLICING TAPE,FOR H.T.AERIAL CABLE,SIZE 3/4"X30' | 4
set24005 | 1020180004 | TAPE,ELECTRICAL,SILICONE RUBBER,SELF-FUSING,ROLL SIZE 25.4 MMX9 M. | 1
set24005 | 1040070005 | SWITCH,SF6,LOAD BREAK,3 PHASE 22 kV., 400 A. | 1
set24005 | 9090010001 | STEEL,ANGLE, 65X65X6 MM,250 MM. LONG | 1
set24006 | 1000110004 | CROSSARM,PRESTRESSED CONCRETE,SPUN(FOR DEAD-ENDING) 120X120X2,50 | 2
set24006 | 1000120005 | CROSSARM,STEEL SQUARE TUBING 100x100x3.2 MM.2,500 MM. LONG | 2
set24006 | 1010100004 | WIRE,STEEL STRANDED 50/7 sq.mm.TIS.404 | 32
set24006 | 1010110200 | BOLT,MACHINE M.16x130 mm. | 4
set24006 | 1010110201 | BOLT,MACHINE M.16x170 mm. | 2
set24006 | 1010110203 | BOLT,MACHINE M.16x250 mm. | 2
set24006 | 1010110205 | BOLT,MACHINE M.16x350 mm. | 2
set24006 | 1010110207 | BOLT,MACHINE M.16x450 mm. | 1
set24006 | 1010130002 | BOLT,DOUBLE ARMING,ROUND EYE M.16x500 mm. | 3
set24006 | 1010180001 | NUT,EYE M.16 DIN 582 | 3
set24006 | 1010180100 | WASHER,PLAIN,SQUARE,LARGE 52x52x4.5 mm.HOLE DIA. 18 MM. TIS.258 | 13
set24006 | 1010180301 | WASHER,LOCK,SPRING,SIZE 16 mm.,GENERAL PURPOSE,TIS.259 | 1
set24006 | 1010200001 | BRACE,FLAT,FOR CROSSARM 30x6x760 mm. | 6
set24006 | 1010220002 | ROD,GROUND,60x60x5 mm. 2 m.LONG | 2
set24006 | 1010230000 | CLAMP,SINGLE U-BOLT,M.8 (WIRE ROPE CLIP) | 14
set24006 | 1020070004 | CABLE,AL,COMPACT STRANDED,PVC-INSULATED,750 V. 75 DEG.C, 95 SQ.MM. TIS.293 | 9
set24006 | 1020180003 | ELECTRICAL SPLICING TAPE,FOR H.T.AERIAL CABLE,SIZE 3/4"X30' | 8
set24006 | 1020180004 | TAPE,ELECTRICAL,SILICONE RUBBER,SELF-FUSING,ROLL SIZE 25.4 MMX9 M. | 5
set24006 | 1020300103 | CONNECTOR,PARALLEL GROOVE,TRIPLE BOLT,AL,AL-ALLOY AND ACSR 70-185 SQ.MM. | 10
set24006 | 1030020000 | INSULATOR,SUSPENSION TYPE A (CLASS 52-1)TIS.354 | 18
set24006 | 1030110004 | CLAMP,STRAIN,STRAIGHT TYPE,FOR AL 185 sq.mm. | 6
set24006 | 1040000003 | LIGHTING ARRESTER 24-26 KV.10 KA. | 6
set24006 | 1040070009 | SWITCH,SF.6 LOAD BREAK,REMOTE CONTROLLED, 3 PHASE,22 KV. 600 A. | 1
set24006 | 1040070305 | CONTROL UNIT AUTOMATIC REMOTE CONTROLLED,FOR SF.6 LOAD BREAK SWITCH | 1
set24006 | 1060020005 | TRANSFORMER,VOLTAGE,1 PHASE,DRY,OUTDOOR,RATIO 22 KV. 110 V. 300 VA. | 2
set24006 | 1080040002 | CONDUIT,PVC,RIGID,DIA. 20x4000 mm.TIS.216 | 2
set24006 | 9090011007 | WELDING POWDER, ST. WIRE 50 SQ.MM. TO GD | 4
set24007 | 1000010004 | POLE,CONCRETE, 12 M.LONG | 1
set24007 | 1000110001 | CROSSARM,PRESTRESSED CONCRETE,SPUN,H.T. 100X100X2,500 MM. | 1
set24007 | 1000110002 | CROSSARM,PRESTRESSED CONCRETE,SPUN,H.T. 120X120X3,000 MM. | 1
set24007 | 1000110004 | CROSSARM,PRESTRESSED CONCRETE,SPUN(FOR DEAD-ENDING) 120X120X2,50 | 2
set24007 | 1000120005 | CROSSARM,STEEL SQUARE TUBING 100x100x3.2 MM.2,500 MM. LONG | 1
set24007 | 1010100000 | WIRE,STEEL SOLID DIA. 4.0 mm.TIS.71 | 3.5
set24007 | 1010100002 | WIRE,STEEL STRANDED 25 sq.mm.TIS.404 | 3
set24007 | 1010100004 | WIRE,STEEL STRANDED 50/7 sq.mm.TIS.404 | 49
set24007 | 1010110200 | BOLT,MACHINE M.16x130 mm. | 5
set24007 | 1010110201 | BOLT,MACHINE M.16x170 mm. | 4
set24007 | 1010110202 | BOLT,MACHINE M.16x200 mm. | 2
set24007 | 1010110203 | BOLT,MACHINE M.16x250 mm. | 2
set24007 | 1010110204 | BOLT,MACHINE M.16x300 mm. | 4
set24007 | 1010110206 | BOLT,MACHINE M.16x400 mm. | 6
set24007 | 1010130000 | BOLT,DOUBLE ARMING,ROUND EYE M.16x400 mm. | 2
set24007 | 1010130001 | BOLT,DOUBLE ARMING,ROUND EYE M.16x450 mm. | 3
set24007 | 1010180001 | NUT,EYE M.16 DIN 582 | 3
set24007 | 1010180100 | WASHER,PLAIN,SQUARE,LARGE 52x52x4.5 mm.HOLE DIA. 18 MM. TIS.258 | 39
set24007 | 1010180201 | WASHER,SQUARE,CURVED 60x60x5 mm.HOLE DIA. 22 mm. | 3
set24007 | 1010180301 | WASHER,LOCK,SPRING,SIZE 16 mm.,GENERAL PURPOSE,TIS.259 | 3
set24007 | 1010200001 | BRACE,FLAT,FOR CROSSARM 30x6x760 mm. | 6
set24007 | 1010200002 | BRACE,FLAT,FOR CROSSARM 40x6x1,000 mm. | 2
set24007 | 1010210304 | THIMBLE,GUY,FOR STEEL WIRE 50-95 sq.mm. | 2
set24007 | 1010220002 | ROD,GROUND,60x60x5 mm. 2 m.LONG | 3
set24007 | 1010230000 | CLAMP,SINGLE U-BOLT,M.8 (WIRE ROPE CLIP) | 36
set24007 | 1020070002 | CABLE,AL,COMPACT STRANDED,PVC-INSULATED,750 V. 75 DEG.C, 50 SQ.MM. TIS.293 | 10
set24007 | 1020070004 | CABLE,AL,COMPACT STRANDED,PVC-INSULATED,750 V. 75 DEG.C, 95 SQ.MM. TIS.293 | 6
set24007 | 1020180003 | ELECTRICAL SPLICING TAPE,FOR H.T.AERIAL CABLE,SIZE 3/4"X30' | 8
set24007 | 1020180004 | TAPE,ELECTRICAL,SILICONE RUBBER,SELF-FUSING,ROLL SIZE 25.4 MMX9 M. | 5
set24007 | 1020200000 | TAPE,ARMOR,AL 1x10 mm. | 2
set24007 | 1020200002 | TIE WIRE,AL 4 mm. | 4
set24007 | 1020300102 | CONNECTOR,PARALLEL GROOVE,DOUBLE BOLT,AL,AL-ALLOY AND ACSR 25-95 SQ.MM. | 2
set24007 | 1020300103 | CONNECTOR,PARALLEL GROOVE,TRIPLE BOLT,AL,AL-ALLOY AND ACSR 70-185 SQ.MM. | 6
set24007 | 1020330102 | HOTLINE CLAMP,PIERCING TYPE FOR MAIN LINE PIC.22-33 KV. 50-185 SQ.MM. TAP LINE AL-CONDUCTOR 25-50 SQ.MM. | 2
set24007 | 1030000002 | INSULATOR,PIN TYPE,TYPE C (CLASS 56-3)TIS.279 | 3
set24007 | 1030020002 | INSULATOR,SUSPENSION TYPE D (CLASS 52-4)TIS.354 | 18
set24007 | 1030100001 | PIN,INSULATOR,33 KV.SHANK 165 MM.LEAD HEAD 35 MM.(1 3/8") | 3
set24007 | 1030110002 | CLAMP,STRAIN,STRAIGHT TYPE,AL 120 sq.mm.ACSR 95 sq.m | 6
set24007 | 1040000100 | S.A. 30 KV. 5 KA. | 2
set24007 | 1040000101 | LIGHTNING ARRESTER,30 KV.10 KA. | 6
set24007 | 1040010100 | CUT-OUT,FUSE,OPEN TYPE,SINGLE ISULATOR,DROPOUT 33 KV. 100 A. | 2
set24007 | 1040030100 | FUSE LINK 33 kV. 1 A.EEI-NEMA TYPE K OR HIGH SURGE TYPE | 2
set24007 | 1040070107 | SWITCH,SF.6 LOAD BREAK,REMOTE CONTROLLED,3 PHASE 33 KV. 400 A. | 1
set24007 | 1040070305 | CONTROL UNIT AUTOMATIC REMOTE CONTROLLED,FOR SF.6 LOAD BREAK SWITCH | 1
set24007 | 1060020104 | TRANSFORMER,VOLTAGE 1 PHASE,OUTDOOR,RATIO 33,000/230 V. 5 KVA. | 1
set24007 | 1060100000 | CABLE PLATE, SIZE 2X20X20 CM. | 1
set24007 | 1060100001 | METER PLATE, SIZE 2X20X60 CM. | 2
set24007 | 1080040001 | CONDUIT,PVC,RIGID,DIA. 20x2500 mm.TIS.216 | 1
set24007 | 1080040002 | CONDUIT,PVC,RIGID,DIA. 20x4000 mm.TIS.216 | 3
set24007 | 9090011007 | WELDING POWDER, ST. WIRE 50 SQ.MM. TO GD | 7
set24008 | 1000010004 | POLE,CONCRETE, 12 M.LONG | 1
set24008 | 1000110001 | CROSSARM,PRESTRESSED CONCRETE,SPUN,H.T. 100X100X2,500 MM. | 2
set24008 | 1000110004 | CROSSARM,PRESTRESSED CONCRETE,SPUN(FOR DEAD-ENDING) 120X120X2,50 | 2
set24008 | 1000120005 | CROSSARM,STEEL SQUARE TUBING 100x100x3.2 MM.2,500 MM. LONG | 1
set24008 | 1010100000 | WIRE,STEEL SOLID DIA. 4.0 mm.TIS.71 | 3.5
set24008 | 1010100002 | WIRE,STEEL STRANDED 25 sq.mm.TIS.404 | 3
set24008 | 1010100004 | WIRE,STEEL STRANDED 50/7 sq.mm.TIS.404 | 49
set24008 | 1010110200 | BOLT,MACHINE M.16x130 mm. | 7
set24008 | 1010110201 | BOLT,MACHINE M.16x170 mm. | 2
set24008 | 1010110202 | BOLT,MACHINE M.16x200 mm. | 2
set24008 | 1010110203 | BOLT,MACHINE M.16x250 mm. | 2
set24008 | 1010110204 | BOLT,MACHINE M.16x300 mm. | 4
set24008 | 1010110206 | BOLT,MACHINE M.16x400 mm. | 6
set24008 | 1010130000 | BOLT,DOUBLE ARMING,ROUND EYE M.16x400 mm. | 2
set24008 | 1010130001 | BOLT,DOUBLE ARMING,ROUND EYE M.16x450 mm. | 3
set24008 | 1010180001 | NUT,EYE M.16 DIN 582 | 3
set24008 | 1010180100 | WASHER,PLAIN,SQUARE,LARGE 52x52x4.5 mm.HOLE DIA. 18 MM. TIS.258 | 39
set24008 | 1010180201 | WASHER,SQUARE,CURVED 60x60x5 mm.HOLE DIA. 22 mm. | 3
set24008 | 1010180301 | WASHER,LOCK,SPRING,SIZE 16 mm.,GENERAL PURPOSE,TIS.259 | 3
set24008 | 1010200001 | BRACE,FLAT,FOR CROSSARM 30x6x760 mm. | 8
set24008 | 1010210304 | THIMBLE,GUY,FOR STEEL WIRE 50-95 sq.mm. | 2
set24008 | 1010220002 | ROD,GROUND,60x60x5 mm. 2 m.LONG | 3
set24008 | 1010230000 | CLAMP,SINGLE U-BOLT,M.8 (WIRE ROPE CLIP) | 36
set24008 | 1020070002 | CABLE,AL,COMPACT STRANDED,PVC-INSULATED,750 V. 75 DEG.C, 50 SQ.MM. TIS.293 | 10
set24008 | 1020070004 | CABLE,AL,COMPACT STRANDED,PVC-INSULATED,750 V. 75 DEG.C, 95 SQ.MM. TIS.293 | 6
set24008 | 1020180003 | ELECTRICAL SPLICING TAPE,FOR H.T.AERIAL CABLE,SIZE 3/4"X30' | 8
set24008 | 1020180004 | TAPE,ELECTRICAL,SILICONE RUBBER,SELF-FUSING,ROLL SIZE 25.4 MMX9 M. | 5
set24008 | 1020200000 | TAPE,ARMOR,AL 1x10 mm. | 2
set24008 | 1020200002 | TIE WIRE,AL 4 mm. | 4
set24008 | 1020300102 | CONNECTOR,PARALLEL GROOVE,DOUBLE BOLT,AL,AL-ALLOY AND ACSR 25-95 SQ.MM. | 2
set24008 | 1020300103 | CONNECTOR,PARALLEL GROOVE,TRIPLE BOLT,AL,AL-ALLOY AND ACSR 70-185 SQ.MM. | 6
set24008 | 1020330102 | HOTLINE CLAMP,PIERCING TYPE FOR MAIN LINE PIC.22-33 KV. 50-185 SQ.MM. TAP LINE AL-CONDUCTOR 25-50 SQ.MM. | 2
set24008 | 1030000001 | INSULATOR,PIN TYPE,TYPE B (CLASS 56-2) TIS.279 | 3
set24008 | 1030020000 | INSULATOR,SUSPENSION TYPE A (CLASS 52-1)TIS.354 | 18
set24008 | 1030100000 | PIN,INSULATOR,22 KV.SHANK 140 MM.,LEAD HEAD 35 MM.(1 3/8") | 3
set24008 | 1030110002 | CLAMP,STRAIN,STRAIGHT TYPE,AL 120 sq.mm.ACSR 95 sq.m | 6
set24008 | 1040000000 | S.A.,21 KV. 5 KA. | 2
set24008 | 1040000003 | LIGHTING ARRESTER 24-26 KV.10 KA. | 6
set24008 | 1040010002 | CUT-OUT,FUSE,OPEN TYPE,SINGLE INSULATOR DROPUOT 22 KV. 100 A. 12 KA. ASYM | 2
set24008 | 1040030000 | FUSE LINK 22 kV. 1 A.EEI-NEMA TYPE K OR HIGH SURGE TYPE | 2
set24008 | 1040070009 | SWITCH,SF.6 LOAD BREAK,REMOTE CONTROLLED, 3 PHASE,22 KV. 600 A. | 1
set24008 | 1040070305 | CONTROL UNIT AUTOMATIC REMOTE CONTROLLED,FOR SF.6 LOAD BREAK SWITCH | 1
set24008 | 1060020006 | TRANSFORMER,VOLTAGE 1 PHASE,OUTDOOR,RATIO 22,000/230 V., 5 KVA. | 1
set24008 | 1060100000 | CABLE PLATE, SIZE 2X20X20 CM. | 1
set24008 | 1060100001 | METER PLATE, SIZE 2X20X60 CM. | 2
set24008 | 1080040001 | CONDUIT,PVC,RIGID,DIA. 20x2500 mm.TIS.216 | 1
set24008 | 1080040002 | CONDUIT,PVC,RIGID,DIA. 20x4000 mm.TIS.216 | 3
set24008 | 9090011007 | WELDING POWDER, ST. WIRE 50 SQ.MM. TO GD | 7
set24009 | 1000110004 | CROSSARM,PRESTRESSED CONCRETE,SPUN(FOR DEAD-ENDING) 120X120X2,50 | 2
set24009 | 1010050201 | BEAM STEEL,SQUARE TUBE 100X100X3.2 MM.2.0 M.LONG FOR SF6 SWITCH | 1
set24009 | 1010100004 | WIRE,STEEL STRANDED 50/7 sq.mm.TIS.404 | 39
set24009 | 1010110200 | BOLT,MACHINE M.16x130 mm. | 3
set24009 | 1010110201 | BOLT,MACHINE M.16x170 mm. | 2
set24009 | 1010110203 | BOLT,MACHINE M.16x250 mm. | 4
set24009 | 1010110205 | BOLT,MACHINE M.16x350 mm. | 6
set24009 | 1010130002 | BOLT,DOUBLE ARMING,ROUND EYE M.16x500 mm. | 3
set24009 | 1010180001 | NUT,EYE M.16 DIN 582 | 3
set24009 | 1010180100 | WASHER,PLAIN,SQUARE,LARGE 52x52x4.5 mm.HOLE DIA. 18 MM. TIS.258 | 25
set24009 | 1010180301 | WASHER,LOCK,SPRING,SIZE 16 mm.,GENERAL PURPOSE,TIS.259 | 1
set24009 | 1010200001 | BRACE,FLAT,FOR CROSSARM 30x6x760 mm. | 4
set24009 | 1010220002 | ROD,GROUND,60x60x5 mm. 2 m.LONG | 2
set24009 | 1010230000 | CLAMP,SINGLE U-BOLT,M.8 (WIRE ROPE CLIP) | 15
set24009 | 1020070004 | CABLE,AL,COMPACT STRANDED,PVC-INSULATED,750 V. 75 DEG.C, 95 SQ.MM. TIS.293 | 12
set24009 | 1020180003 | ELECTRICAL SPLICING TAPE,FOR H.T.AERIAL CABLE,SIZE 3/4"X30' | 8
set24009 | 1020180004 | TAPE,ELECTRICAL,SILICONE RUBBER,SELF-FUSING,ROLL SIZE 25.4 MMX9 M. | 5
set24009 | 1020200000 | TAPE,ARMOR,AL 1x10 mm. | 1
set24009 | 1020300103 | CONNECTOR,PARALLEL GROOVE,TRIPLE BOLT,AL,AL-ALLOY AND ACSR 70-185 SQ.MM. | 6
set24009 | 1020330006 | HOTLINE BAIL-CLAMP,MAIN 70-185 SQ.MM. | 3
set24009 | 1020330104 | HOTLINE CLAMP,MAIN35-185,TAP50-185SQ.MM. | 3
set24009 | 1030020000 | INSULATOR,SUSPENSION TYPE A (CLASS 52-1)TIS.354 | 18
set24009 | 1030110004 | CLAMP,STRAIN,STRAIGHT TYPE,FOR AL 185 sq.mm. | 6
set24009 | 1040000001 | LIGHTNING ARRESTER,20-21 KV.10 KA. | 6
set24009 | 1040070009 | SWITCH,SF.6 LOAD BREAK,REMOTE CONTROLLED, 3 PHASE,22 KV. 600 A. | 1
set24009 | 1040070305 | CONTROL UNIT AUTOMATIC REMOTE CONTROLLED,FOR SF.6 LOAD BREAK SWITCH | 1
set24009 | 1060020050 | TRANSFORMER,VOLTAGE,3 PHASE OUTDOOR RATIO22,000/110 V. 10 VA.-220 V. 500 VA. | 1
set24009 | 1060100000 | CABLE PLATE, SIZE 2X20X20 CM. | 2
set24009 | 1060100001 | METER PLATE, SIZE 2X20X60 CM. | 1
set24009 | 1080040002 | CONDUIT,PVC,RIGID,DIA. 20x4000 mm.TIS.216 | 2
set24009 | 9090010035 | คอมปาวด์ช่วยการสัมผัสทางไฟฟ้า | 0.5
set24009 | 9090011007 | WELDING POWDER, ST. WIRE 50 SQ.MM. TO GD | 4
set24101 | 1000010004 | POLE,CONCRETE, 12 M.LONG | 1
set24101 | 1000110001 | CROSSARM,PRESTRESSED CONCRETE,SPUN,H.T. 100X100X2,500 MM. | 4
set24101 | 1000110004 | CROSSARM,PRESTRESSED CONCRETE,SPUN(FOR DEAD-ENDING) 120X120X2,50 | 2
set24101 | 1010100004 | WIRE,STEEL STRANDED 50/7 sq.mm.TIS.404 | 42
set24101 | 1010110200 | BOLT,MACHINE M.16x130 mm. | 4
set24101 | 1010110201 | BOLT,MACHINE M.16x170 mm. | 2
set24101 | 1010110202 | BOLT,MACHINE M.16x200 mm. | 2
set24101 | 1010110203 | BOLT,MACHINE M.16x250 mm. | 8
set24101 | 1010110204 | BOLT,MACHINE M.16x300 mm. | 1
set24101 | 1010110206 | BOLT,MACHINE M.16x400 mm. | 2
set24101 | 1010120001 | BOLT,DOUBLE ARMING,M.16x450 mm. | 4
set24101 | 1010130001 | BOLT,DOUBLE ARMING,ROUND EYE M.16x450 mm. | 3
set24101 | 1010180001 | NUT,EYE M.16 DIN 582 | 3
set24101 | 1010180100 | WASHER,PLAIN,SQUARE,LARGE 52x52x4.5 mm.HOLE DIA. 18 MM. TIS.258 | 55
set24101 | 1010180301 | WASHER,LOCK,SPRING,SIZE 16 mm.,GENERAL PURPOSE,TIS.259 | 2
set24101 | 1010200001 | BRACE,FLAT,FOR CROSSARM 30x6x760 mm. | 6
set24101 | 1010220002 | ROD,GROUND,60x60x5 mm. 2 m.LONG | 2
set24101 | 1010230000 | CLAMP,SINGLE U-BOLT,M.8 (WIRE ROPE CLIP) | 13
set24101 | 1020050000 | CABLE,AERIAL,AL 22 kV. 1x50 sq.mm. | 3
set24101 | 1020070004 | CABLE,AL,COMPACT STRANDED,PVC-INSULATED,750 V. 75 DEG.C, 95 SQ.MM. TIS.293 | 6
set24101 | 1020180001 | TAPE,ELECTRICAL,PVC.PLASTIC,OUTDOOR TYPE,ROLL SIZE 0.18X19X10,000 MM. TIS.386 | 5
set24101 | 1020180003 | ELECTRICAL SPLICING TAPE,FOR H.T.AERIAL CABLE,SIZE 3/4"X30' | 9
set24101 | 1020200000 | TAPE,ARMOR,AL 1x10 mm. | 1.5
set24101 | 1020200002 | TIE WIRE,AL 4 mm. | 0.5
set24101 | 1020300103 | CONNECTOR,PARALLEL GROOVE,TRIPLE BOLT,AL,AL-ALLOY AND ACSR 70-185 SQ.MM. | 20
set24101 | 1020420106 | CABLE LUG,NEMA HOLE,COMPRESSION TYPE,AL 185 SQ.MM. | 18
set24101 | 1030020000 | INSULATOR,SUSPENSION TYPE A (CLASS 52-1)TIS.354 | 18
set24101 | 1030110004 | CLAMP,STRAIN,STRAIGHT TYPE,FOR AL 185 sq.mm. | 6
set24101 | 1040000001 | LIGHTNING ARRESTER,20-21 KV.10 KA. | 6
set24101 | 1040050000 | SWITCH,DISCONNECTING,SINGLE POLE 22 KV. 600 A.DISTRIBUTION CLASS | 9
set24101 | 1040080003 | RECLOSER,3 PHASE,22 KV.560 A.12 KA.(ELECTRONIC) | 1
set24101 | 1040080300 | RECLOSER,HANGER,FOR DOUBLE-POLE MOUNTING | 1
set24101 | 1040080302 | CONTROL UNIT,AUTOMATIC,FOR ELECTRONIC RECLOSER | 1
set24101 | 1040080303 | TRANSFORMER,0.5 KVA.,1 PHASE 22 KV.FOR POWER SUPPLY OF ELECTRONIC RECLOSER CONTROL UNIT | 1
set24101 | 1060100002 | METER PLATE, SIZE 2X20X120 CM. | 1
set24101 | 1080040001 | CONDUIT,PVC,RIGID,DIA. 20x2500 mm.TIS.216 | 2
set24101 | 9090010035 | คอมปาวด์ช่วยการสัมผัสทางไฟฟ้า | 1
set24101 | 9090011007 | WELDING POWDER, ST. WIRE 50 SQ.MM. TO GD | 7
set24102 | 1000110004 | CROSSARM,PRESTRESSED CONCRETE,SPUN(FOR DEAD-ENDING) 120X120X2,50 | 2
set24102 | 1010100004 | WIRE,STEEL STRANDED 50/7 sq.mm.TIS.404 | 20
set24102 | 1010110201 | BOLT,MACHINE M.16x170 mm. | 2
set24102 | 1010110203 | BOLT,MACHINE M.16x250 mm. | 5
set24102 | 1010110205 | BOLT,MACHINE M.16x350 mm. | 6
set24102 | 1010130002 | BOLT,DOUBLE ARMING,ROUND EYE M.16x500 mm. | 3
set24102 | 1010180001 | NUT,EYE M.16 DIN 582 | 3
set24102 | 1010180100 | WASHER,PLAIN,SQUARE,LARGE 52x52x4.5 mm.HOLE DIA. 18 MM. TIS.258 | 26
set24102 | 1010180301 | WASHER,LOCK,SPRING,SIZE 16 mm.,GENERAL PURPOSE,TIS.259 | 1
set24102 | 1010200001 | BRACE,FLAT,FOR CROSSARM 30x6x760 mm. | 2
set24102 | 1010220002 | ROD,GROUND,60x60x5 mm. 2 m.LONG | 1
set24102 | 1010230000 | CLAMP,SINGLE U-BOLT,M.8 (WIRE ROPE CLIP) | 11
set24102 | 1020050004 | CABLE,AERIAL,AL 22 kV. 1x185 sq.mm. | 9
set24102 | 1020070004 | CABLE,AL,COMPACT STRANDED,PVC-INSULATED,750 V. 75 DEG.C, 95 SQ.MM. TIS.293 | 12
set24102 | 1020180001 | TAPE,ELECTRICAL,PVC.PLASTIC,OUTDOOR TYPE,ROLL SIZE 0.18X19X10,000 MM. TIS.386 | 2
set24102 | 1020180003 | ELECTRICAL SPLICING TAPE,FOR H.T.AERIAL CABLE,SIZE 3/4"X30' | 4
set24102 | 1020200000 | TAPE,ARMOR,AL 1x10 mm. | 0.5
set24102 | 1020300103 | CONNECTOR,PARALLEL GROOVE,TRIPLE BOLT,AL,AL-ALLOY AND ACSR 70-185 SQ.MM. | 15
set24102 | 1020420106 | CABLE LUG,NEMA HOLE,COMPRESSION TYPE,AL 185 SQ.MM. | 6
set24102 | 1030020000 | INSULATOR,SUSPENSION TYPE A (CLASS 52-1)TIS.354 | 18
set24102 | 1030110004 | CLAMP,STRAIN,STRAIGHT TYPE,FOR AL 185 sq.mm. | 6
set24102 | 1040000001 | LIGHTNING ARRESTER,20-21 KV.10 KA. | 6
set24102 | 1040073015 | VT.1P.O/D 22,000/230 V.REC.500 VA. | 1
set24102 | 1040080004 | RECLOSER, 3 PHASE 22 KV. 630 A. 12 KA. (SOLID) ( พร้อมประกอบอุปกรณ์รหัส 1040080302, 1040073015) | 1
set24102 | 1040080302 | CONTROL UNIT,AUTOMATIC,FOR ELECTRONIC RECLOSER | 1
set24102 | 1060100000 | CABLE PLATE, SIZE 2X20X20 CM. | 2
set24102 | 1060100001 | METER PLATE, SIZE 2X20X60 CM. | 1
set24102 | 1060100002 | METER PLATE, SIZE 2X20X120 CM. | 1
set24102 | 1080040002 | CONDUIT,PVC,RIGID,DIA. 20x4000 mm.TIS.216 | 2
set24102 | 9090011007 | WELDING POWDER, ST. WIRE 50 SQ.MM. TO GD | 1
set24201 | 1010030200 | ST. PLATE, SINGLE STUB FOR 12.00 M POLE | 2
set24201 | 1010110500 | BOLT, MACHINE, HEXAGON, M.24X2S0 MM. | 4
set24201 | 1010180102 | WASHER,PLAIN,SQUARE, 72X72X6 MM. | 8
set24201 | 1010180303 | WASHER,LOCK,SPRING,SIZE 24 MM.,TIS.259 | 4
set24202 | 1010030201 | ST. PLATE, SINGLE SlUB FOR 12.20 M POLE | 2
set24202 | 1010110500 | BOLT, MACHINE, HEXAGON, M.24X2S0 MM. | 4
set24202 | 1010180102 | WASHER,PLAIN,SQUARE, 72X72X6 MM. | 8
set24202 | 1010180303 | WASHER,LOCK,SPRING,SIZE 24 MM.,TIS.259 | 4
set24203 | 1010030202 | ST. PLATE, SINGLE STUB FOR 14.00 M POLE | 2
set24203 | 1010110500 | BOLT, MACHINE, HEXAGON, M.24X2S0 MM. | 4
set24203 | 1010180102 | WASHER,PLAIN,SQUARE, 72X72X6 MM. | 8
set24203 | 1010180303 | WASHER,LOCK,SPRING,SIZE 24 MM.,TIS.259 | 4
set24204 | 1010030203 | ST. PLATE, SINGLE STUB FOR 14.30 M POLE | 2
set24204 | 1010110500 | BOLT, MACHINE, HEXAGON, M.24X2S0 MM. | 4
set24204 | 1010180102 | WASHER,PLAIN,SQUARE, 72X72X6 MM. | 8
set24204 | 1010180303 | WASHER,LOCK,SPRING,SIZE 24 MM.,TIS.259 | 4
set24205 | 1010030204 | ST. PLATE, SINGLE STUB FOR 16.00 M POLE | 2
set24205 | 1010110500 | BOLT, MACHINE, HEXAGON, M.24X2S0 MM. | 4
set24205 | 1010180102 | WASHER,PLAIN,SQUARE, 72X72X6 MM. | 8
set24205 | 1010180303 | WASHER,LOCK,SPRING,SIZE 24 MM.,TIS.259 | 4
set24206 | 1010030300 | ST. PLATE, DOUBLE STUB FOR 12.00 M POLE | 2
set24206 | 1010110500 | BOLT, MACHINE, HEXAGON, M.24X2S0 MM. | 4
set24206 | 1010180102 | WASHER,PLAIN,SQUARE, 72X72X6 MM. | 8
set24206 | 1010180303 | WASHER,LOCK,SPRING,SIZE 24 MM.,TIS.259 | 4
set24207 | 1010030301 | ST. PLATE, DOUBLE STUB FOR 12.20 M POLE | 2
set24207 | 1010110500 | BOLT, MACHINE, HEXAGON, M.24X2S0 MM. | 4
set24207 | 1010180102 | WASHER,PLAIN,SQUARE, 72X72X6 MM. | 8
set24207 | 1010180303 | WASHER,LOCK,SPRING,SIZE 24 MM.,TIS.259 | 4
set24208 | 1010030302 | ST. PLATE, DOUBLE STUB FOR 14.00 M POLE | 2
set24208 | 1010110500 | BOLT, MACHINE, HEXAGON, M.24X2S0 MM. | 4
set24208 | 1010180102 | WASHER,PLAIN,SQUARE, 72X72X6 MM. | 8
set24208 | 1010180303 | WASHER,LOCK,SPRING,SIZE 24 MM.,TIS.259 | 4
set24209 | 1010030303 | ST. PLATE, DOUBLE STUB FOR 14.30 M POLE | 2
set24209 | 1010110500 | BOLT, MACHINE, HEXAGON, M.24X2S0 MM. | 4
set24209 | 1010180102 | WASHER,PLAIN,SQUARE, 72X72X6 MM. | 8
set24209 | 1010180303 | WASHER,LOCK,SPRING,SIZE 24 MM.,TIS.259 | 4
set24210 | 1010030304 | ST. PLATE. DOUBLE S11JS FOR 16.00 M POLE | 2
set24210 | 1010110500 | BOLT, MACHINE, HEXAGON, M.24X2S0 MM. | 4
set24210 | 1010180102 | WASHER,PLAIN,SQUARE, 72X72X6 MM. | 8
set24210 | 1010180303 | WASHER,LOCK,SPRING,SIZE 24 MM.,TIS.259 | 4
set24211 | 9040020014 | STEEL 9 MM.,10 M.LONG | 7
set24211 | 9090010037 | CONCRETE 1/2/4 | 0.81
set24212 | 9040020014 | STEEL 9 MM.,10 M.LONG | 9
set24212 | 9090010037 | CONCRETE 1/2/4 | 1.13
set25201 | 1000110001 | CROSSARM,PRESTRESSED CONCRETE,SPUN,H.T. 100X100X2,500 MM. | 1
set25201 | 1010010003 | STEEL ANGLE,OVERHEAD GROUND WIRE BAYONET 65x65x6 MM. 2,250 MM. LONG | 1
set25201 | 1010100000 | WIRE,STEEL SOLID DIA. 4.0 mm.TIS.71 | 3.5
set25201 | 1010100002 | WIRE,STEEL STRANDED 25 sq.mm.TIS.404 | 0.5
set25201 | 1010110200 | BOLT,MACHINE M.16x130 mm. | 2
set25201 | 1010110202 | BOLT,MACHINE M.16x200 mm. | 1
set25201 | 1010110203 | BOLT,MACHINE M.16x250 mm. | 2
set25201 | 1010110204 | BOLT,MACHINE M.16x300 mm. | 1
set25201 | 1010180100 | WASHER,PLAIN,SQUARE,LARGE 52x52x4.5 mm.HOLE DIA. 18 MM. TIS.258 | 7
set25201 | 1010180201 | WASHER,SQUARE,CURVED 60x60x5 mm.HOLE DIA. 22 mm. | 3
set25201 | 1010180301 | WASHER,LOCK,SPRING,SIZE 16 mm.,GENERAL PURPOSE,TIS.259 | 1
set25201 | 1010200001 | BRACE,FLAT,FOR CROSSARM 30x6x760 mm. | 2
set25201 | 1010230000 | CLAMP,SINGLE U-BOLT,M.8 (WIRE ROPE CLIP) | 2
set25201 | 1010230205 | GROUND WIRE CLAMP,J.1152 | 1
set25201 | 1030000001 | INSULATOR,PIN TYPE,TYPE B (CLASS 56-2) TIS.279 | 3
set25201 | 1030100000 | PIN,INSULATOR,22 KV.SHANK 140 MM.,LEAD HEAD 35 MM.(1 3/8") | 3
set25202 | 1000110001 | CROSSARM,PRESTRESSED CONCRETE,SPUN,H.T. 100X100X2,500 MM. | 2
set25202 | 1010010002 | STEEL ANGLE,OVERHEAD GROUND WIRE CORNER BAYONET 65X65X6 MM. 2,250 MM. AND 2,100 MM.LONG | 1
set25202 | 1010100000 | WIRE,STEEL SOLID DIA. 4.0 mm.TIS.71 | 6.5
set25202 | 1010100002 | WIRE,STEEL STRANDED 25 sq.mm.TIS.404 | 0.5
set25202 | 1010110100 | BOLT,MATCHINE M.12X35 MM. | 2
set25202 | 1010110200 | BOLT,MACHINE M.16x130 mm. | 2
set25202 | 1010110202 | BOLT,MACHINE M.16x200 mm. | 1
set25202 | 1010110203 | BOLT,MACHINE M.16x250 mm. | 2
set25202 | 1010110206 | BOLT,MACHINE M.16x400 mm. | 1
set25202 | 1010120001 | BOLT,DOUBLE ARMING,M.16x450 mm. | 2
set25202 | 1010180100 | WASHER,PLAIN,SQUARE,LARGE 52x52x4.5 mm.HOLE DIA. 18 MM. TIS.258 | 13
set25202 | 1010180201 | WASHER,SQUARE,CURVED 60x60x5 mm.HOLE DIA. 22 mm. | 6
set25202 | 1010180301 | WASHER,LOCK,SPRING,SIZE 16 mm.,GENERAL PURPOSE,TIS.259 | 1
set25202 | 1010200001 | BRACE,FLAT,FOR CROSSARM 30x6x760 mm. | 2
set25202 | 1010230000 | CLAMP,SINGLE U-BOLT,M.8 (WIRE ROPE CLIP) | 2
set25202 | 1010230205 | GROUND WIRE CLAMP,J.1152 | 1
set25202 | 1030000001 | INSULATOR,PIN TYPE,TYPE B (CLASS 56-2) TIS.279 | 6
set25202 | 1030100000 | PIN,INSULATOR,22 KV.SHANK 140 MM.,LEAD HEAD 35 MM.(1 3/8") | 6
set25203 | 1000110003 | CROSSARM,PRESTRESSED CONCRETE,SPUN(FOR DEAD-ENDING) 120X120X2,000 | 2
set25203 | 1010010002 | STEEL ANGLE,OVERHEAD GROUND WIRE CORNER BAYONET 65X65X6 MM. 2,250 MM. AND 2,100 MM.LONG | 1
set25203 | 1010100002 | WIRE,STEEL STRANDED 25 sq.mm.TIS.404 | 0.5
set25203 | 1010110100 | BOLT,MATCHINE M.12X35 MM. | 2
set25203 | 1010110201 | BOLT,MACHINE M.16x170 mm. | 2
set25203 | 1010110202 | BOLT,MACHINE M.16x200 mm. | 1
set25203 | 1010110203 | BOLT,MACHINE M.16x250 mm. | 2
set25203 | 1010130001 | BOLT,DOUBLE ARMING,ROUND EYE M.16x450 mm. | 3
set25203 | 1010180001 | NUT,EYE M.16 DIN 582 | 3
set25203 | 1010180100 | WASHER,PLAIN,SQUARE,LARGE 52x52x4.5 mm.HOLE DIA. 18 MM. TIS.258 | 13
set25203 | 1010180300 | WASHER LOCK SPRING SIZE 12 MM. GENERAL PURPOSE TIS 259 | 2
set25203 | 1010200001 | BRACE,FLAT,FOR CROSSARM 30x6x760 mm. | 2
set25203 | 1010230000 | CLAMP,SINGLE U-BOLT,M.8 (WIRE ROPE CLIP) | 2
set25203 | 1010230205 | GROUND WIRE CLAMP,J.1152 | 1
set25203 | 1030000001 | INSULATOR,PIN TYPE,TYPE B (CLASS 56-2) TIS.279 | 3
set25203 | 1030020000 | INSULATOR,SUSPENSION TYPE A (CLASS 52-1)TIS.354 | 18
set25203 | 1030100000 | PIN,INSULATOR,22 KV.SHANK 140 MM.,LEAD HEAD 35 MM.(1 3/8") | 3
set25204 | 1000110003 | CROSSARM,PRESTRESSED CONCRETE,SPUN(FOR DEAD-ENDING) 120X120X2,000 | 2
set25204 | 1010110201 | BOLT,MACHINE M.16x170 mm. | 2
set25204 | 1010110203 | BOLT,MACHINE M.16x250 mm. | 1
set25204 | 1010130002 | BOLT,DOUBLE ARMING,ROUND EYE M.16x500 mm. | 3
set25204 | 1010180001 | NUT,EYE M.16 DIN 582 | 3
set25204 | 1010180100 | WASHER,PLAIN,SQUARE,LARGE 52x52x4.5 mm.HOLE DIA. 18 MM. TIS.258 | 13
set25204 | 1010200001 | BRACE,FLAT,FOR CROSSARM 30x6x760 mm. | 2
set25204 | 1010230000 | CLAMP,SINGLE U-BOLT,M.8 (WIRE ROPE CLIP) | 3
set25204 | 1010230201 | GROUND WIRE SUPPORT AND CLAMP,FOR CONCRETE POLE | 1
set25204 | 1030000001 | INSULATOR,PIN TYPE,TYPE B (CLASS 56-2) TIS.279 | 3
set25204 | 1030020000 | INSULATOR,SUSPENSION TYPE A (CLASS 52-1)TIS.354 | 18
set25204 | 1030100000 | PIN,INSULATOR,22 KV.SHANK 140 MM.,LEAD HEAD 35 MM.(1 3/8") | 3
set25205 | 1000110003 | CROSSARM,PRESTRESSED CONCRETE,SPUN(FOR DEAD-ENDING) 120X120X2,000 | 2
set25205 | 1010000100 | STEEL CHANNEL, 100x50x5 mm. 2,250 MM.LONG | 1
set25205 | 1010100002 | WIRE,STEEL STRANDED 25 sq.mm.TIS.404 | 0.5
set25205 | 1010110201 | BOLT,MACHINE M.16x170 mm. | 4
set25205 | 1010110202 | BOLT,MACHINE M.16x200 mm. | 1
set25205 | 1010110203 | BOLT,MACHINE M.16x250 mm. | 3
set25205 | 1010130001 | BOLT,DOUBLE ARMING,ROUND EYE M.16x450 mm. | 3
set25205 | 1010140001 | BOLT, ROUNG EYE M 16X200 MM. | 1
set25205 | 1010180100 | WASHER,PLAIN,SQUARE,LARGE 52x52x4.5 mm.HOLE DIA. 18 MM. TIS.258 | 18
set25205 | 1010200001 | BRACE,FLAT,FOR CROSSARM 30x6x760 mm. | 4
set25205 | 1010210304 | THIMBLE,GUY,FOR STEEL WIRE 50-95 sq.mm. | 1
set25205 | 1010230000 | CLAMP,SINGLE U-BOLT,M.8 (WIRE ROPE CLIP) | 4
set25205 | 1030020000 | INSULATOR,SUSPENSION TYPE A (CLASS 52-1)TIS.354 | 9
set25206 | 1000110003 | CROSSARM,PRESTRESSED CONCRETE,SPUN(FOR DEAD-ENDING) 120X120X2,000 | 2
set25206 | 1010110201 | BOLT,MACHINE M.16x170 mm. | 4
set25206 | 1010110203 | BOLT,MACHINE M.16x250 mm. | 1
set25206 | 1010130002 | BOLT,DOUBLE ARMING,ROUND EYE M.16x500 mm. | 3
set25206 | 1010140001 | BOLT, ROUNG EYE M 16X200 MM. | 1
set25206 | 1010180100 | WASHER,PLAIN,SQUARE,LARGE 52x52x4.5 mm.HOLE DIA. 18 MM. TIS.258 | 15
set25206 | 1010200001 | BRACE,FLAT,FOR CROSSARM 30x6x760 mm. | 4
set25206 | 1010210304 | THIMBLE,GUY,FOR STEEL WIRE 50-95 sq.mm. | 1
set25206 | 1010230000 | CLAMP,SINGLE U-BOLT,M.8 (WIRE ROPE CLIP) | 4
set25206 | 1030020000 | INSULATOR,SUSPENSION TYPE A (CLASS 52-1)TIS.354 | 9
set25207 | 1000110003 | CROSSARM,PRESTRESSED CONCRETE,SPUN(FOR DEAD-ENDING) 120X120X2,000 | 2
set25207 | 1010000100 | STEEL CHANNEL, 100x50x5 mm. 2,250 MM.LONG | 1
set25207 | 1010100002 | WIRE,STEEL STRANDED 25 sq.mm.TIS.404 | 0.5
set25207 | 1010110201 | BOLT,MACHINE M.16x170 mm. | 2
set25207 | 1010110202 | BOLT,MACHINE M.16x200 mm. | 1
set25207 | 1010110203 | BOLT,MACHINE M.16x250 mm. | 4
set25207 | 1010130001 | BOLT,DOUBLE ARMING,ROUND EYE M.16x450 mm. | 3
set25207 | 1010140001 | BOLT, ROUNG EYE M 16X200 MM. | 1
set25207 | 1010180001 | NUT,EYE M.16 DIN 582 | 4
set25207 | 1010180100 | WASHER,PLAIN,SQUARE,LARGE 52x52x4.5 mm.HOLE DIA. 18 MM. TIS.258 | 18
set25207 | 1010200001 | BRACE,FLAT,FOR CROSSARM 30x6x760 mm. | 4
set25207 | 1010210304 | THIMBLE,GUY,FOR STEEL WIRE 50-95 sq.mm. | 2
set25207 | 1010230000 | CLAMP,SINGLE U-BOLT,M.8 (WIRE ROPE CLIP) | 8
set25207 | 1030000001 | INSULATOR,PIN TYPE,TYPE B (CLASS 56-2) TIS.279 | 3
set25207 | 1030020000 | INSULATOR,SUSPENSION TYPE A (CLASS 52-1)TIS.354 | 18
set25207 | 1030100000 | PIN,INSULATOR,22 KV.SHANK 140 MM.,LEAD HEAD 35 MM.(1 3/8") | 3
set25208 | 1000110003 | CROSSARM,PRESTRESSED CONCRETE,SPUN(FOR DEAD-ENDING) 120X120X2,000 | 2
set25208 | 1010110201 | BOLT,MACHINE M.16x170 mm. | 2
set25208 | 1010110203 | BOLT,MACHINE M.16x250 mm. | 1
set25208 | 1010130002 | BOLT,DOUBLE ARMING,ROUND EYE M.16x500 mm. | 3
set25208 | 1010140001 | BOLT, ROUNG EYE M 16X200 MM. | 1
set25208 | 1010180001 | NUT,EYE M.16 DIN 582 | 4
set25208 | 1010180100 | WASHER,PLAIN,SQUARE,LARGE 52x52x4.5 mm.HOLE DIA. 18 MM. TIS.258 | 15
set25208 | 1010200001 | BRACE,FLAT,FOR CROSSARM 30x6x760 mm. | 4
set25208 | 1010210304 | THIMBLE,GUY,FOR STEEL WIRE 50-95 sq.mm. | 2
set25208 | 1010230000 | CLAMP,SINGLE U-BOLT,M.8 (WIRE ROPE CLIP) | 6
set25208 | 1030000001 | INSULATOR,PIN TYPE,TYPE B (CLASS 56-2) TIS.279 | 3
set25208 | 1030020000 | INSULATOR,SUSPENSION TYPE A (CLASS 52-1)TIS.354 | 18
set25208 | 1030100000 | PIN,INSULATOR,22 KV.SHANK 140 MM.,LEAD HEAD 35 MM.(1 3/8") | 3
set25209 | 1010180001 | NUT,EYE M.16 DIN 582 | 4
set25209 | 1010210304 | THIMBLE,GUY,FOR STEEL WIRE 50-95 sq.mm. | 1
set25209 | 1010230000 | CLAMP,SINGLE U-BOLT,M.8 (WIRE ROPE CLIP) | 2
set25209 | 1030000001 | INSULATOR,PIN TYPE,TYPE B (CLASS 56-2) TIS.279 | 3
set25209 | 1030020000 | INSULATOR,SUSPENSION TYPE A (CLASS 52-1)TIS.354 | 9
set25209 | 1030100000 | PIN,INSULATOR,22 KV.SHANK 140 MM.,LEAD HEAD 35 MM.(1 3/8") | 3
set25210 | 1010180001 | NUT,EYE M.16 DIN 582 | 4
set25210 | 1010210304 | THIMBLE,GUY,FOR STEEL WIRE 50-95 sq.mm. | 1
set25210 | 1010230000 | CLAMP,SINGLE U-BOLT,M.8 (WIRE ROPE CLIP) | 4
set25210 | 1030000001 | INSULATOR,PIN TYPE,TYPE B (CLASS 56-2) TIS.279 | 3
set25210 | 1030020000 | INSULATOR,SUSPENSION TYPE A (CLASS 52-1)TIS.354 | 9
set25210 | 1030100000 | PIN,INSULATOR,22 KV.SHANK 140 MM.,LEAD HEAD 35 MM.(1 3/8") | 3
set25221 | 1010000106 | STEEL CHANNEL,100X50X5 MM.2,500 MM.LONG | 1
set25221 | 1010010003 | STEEL ANGLE,OVERHEAD GROUND WIRE BAYONET 65x65x6 MM. 2,250 MM. LONG | 1
set25221 | 1010100002 | WIRE,STEEL STRANDED 25 sq.mm.TIS.404 | 0.5
set25221 | 1010110202 | BOLT,MACHINE M.16x200 mm. | 2
set25221 | 1010110203 | BOLT,MACHINE M.16x250 mm. | 2
set25221 | 1010110400 | BOLT,MACHINE, HEXAGON, M.16X75 MM. | 2
set25221 | 1010180100 | WASHER,PLAIN,SQUARE,LARGE 52x52x4.5 mm.HOLE DIA. 18 MM. TIS.258 | 5
set25221 | 1010200001 | BRACE,FLAT,FOR CROSSARM 30x6x760 mm. | 2
set25221 | 1010230000 | CLAMP,SINGLE U-BOLT,M.8 (WIRE ROPE CLIP) | 2
set25221 | 1010230205 | GROUND WIRE CLAMP,J.1152 | 1
set25221 | 1030000001 | INSULATOR,PIN TYPE,TYPE B (CLASS 56-2) TIS.279 | 3
set25221 | 1030100000 | PIN,INSULATOR,22 KV.SHANK 140 MM.,LEAD HEAD 35 MM.(1 3/8") | 3
set25222 | 1010000106 | STEEL CHANNEL,100X50X5 MM.2,500 MM.LONG | 1
set25222 | 1010010002 | STEEL ANGLE,OVERHEAD GROUND WIRE CORNER BAYONET 65X65X6 MM. 2,250 MM. AND 2,100 MM.LONG | 1
set25222 | 1010100002 | WIRE,STEEL STRANDED 25 sq.mm.TIS.404 | 0.5
set25222 | 1010110100 | BOLT,MATCHINE M.12X35 MM. | 2
set25222 | 1010110202 | BOLT,MACHINE M.16x200 mm. | 2
set25222 | 1010110203 | BOLT,MACHINE M.16x250 mm. | 2
set25222 | 1010110400 | BOLT,MACHINE, HEXAGON, M.16X75 MM. | 2
set25222 | 1010180100 | WASHER,PLAIN,SQUARE,LARGE 52x52x4.5 mm.HOLE DIA. 18 MM. TIS.258 | 3
set25222 | 1010180301 | WASHER,LOCK,SPRING,SIZE 16 mm.,GENERAL PURPOSE,TIS.259 | 1
set25222 | 1010200001 | BRACE,FLAT,FOR CROSSARM 30x6x760 mm. | 2
set25222 | 1010230000 | CLAMP,SINGLE U-BOLT,M.8 (WIRE ROPE CLIP) | 2
set25222 | 1010230205 | GROUND WIRE CLAMP,J.1152 | 1
set25222 | 1030000001 | INSULATOR,PIN TYPE,TYPE B (CLASS 56-2) TIS.279 | 3
set25222 | 1030100000 | PIN,INSULATOR,22 KV.SHANK 140 MM.,LEAD HEAD 35 MM.(1 3/8") | 3
set25223 | 1010000100 | STEEL CHANNEL, 100x50x5 mm. 2,250 MM.LONG | 1
set25223 | 1010000202 | STEEL CHANNEL,125X65X6 MM.2,500 MM.LONG | 2
set25223 | 1010100002 | WIRE,STEEL STRANDED 25 sq.mm.TIS.404 | 0.5
set25223 | 1010110203 | BOLT,MACHINE M.16x250 mm. | 4
set25223 | 1010110400 | BOLT,MACHINE, HEXAGON, M.16X75 MM. | 4
set25223 | 1010140001 | BOLT, ROUNG EYE M 16X200 MM. | 1
set25223 | 1010180100 | WASHER,PLAIN,SQUARE,LARGE 52x52x4.5 mm.HOLE DIA. 18 MM. TIS.258 | 14
set25223 | 1010200001 | BRACE,FLAT,FOR CROSSARM 30x6x760 mm. | 4
set25223 | 1010210304 | THIMBLE,GUY,FOR STEEL WIRE 50-95 sq.mm. | 1
set25223 | 1010230000 | CLAMP,SINGLE U-BOLT,M.8 (WIRE ROPE CLIP) | 4
set25223 | 1030020000 | INSULATOR,SUSPENSION TYPE A (CLASS 52-1)TIS.354 | 9
set25227 | 1010000100 | STEEL CHANNEL, 100x50x5 mm. 2,250 MM.LONG | 1
set25227 | 1010000202 | STEEL CHANNEL,125X65X6 MM.2,500 MM.LONG | 2
set25227 | 1010100002 | WIRE,STEEL STRANDED 25 sq.mm.TIS.404 | 0.5
set25227 | 1010110203 | BOLT,MACHINE M.16x250 mm. | 4
set25227 | 1010110400 | BOLT,MACHINE, HEXAGON, M.16X75 MM. | 2
set25227 | 1010140001 | BOLT, ROUNG EYE M 16X200 MM. | 1
set25227 | 1010150050 | BOLT,OVAL FULL THREAD M.16X250 MM. | 3
set25227 | 1010180001 | NUT,EYE M.16 DIN 582 | 4
set25227 | 1010180100 | WASHER,PLAIN,SQUARE,LARGE 52x52x4.5 mm.HOLE DIA. 18 MM. TIS.258 | 18
set25227 | 1010200001 | BRACE,FLAT,FOR CROSSARM 30x6x760 mm. | 4
set25227 | 1010210304 | THIMBLE,GUY,FOR STEEL WIRE 50-95 sq.mm. | 2
set25227 | 1010230000 | CLAMP,SINGLE U-BOLT,M.8 (WIRE ROPE CLIP) | 8
set25227 | 1030000001 | INSULATOR,PIN TYPE,TYPE B (CLASS 56-2) TIS.279 | 3
set25227 | 1030020000 | INSULATOR,SUSPENSION TYPE A (CLASS 52-1)TIS.354 | 18
set25227 | 1030100000 | PIN,INSULATOR,22 KV.SHANK 140 MM.,LEAD HEAD 35 MM.(1 3/8") | 3
set25231 | 1000110001 | CROSSARM,PRESTRESSED CONCRETE,SPUN,H.T. 100X100X2,500 MM. | 1
set25231 | 1010010003 | STEEL ANGLE,OVERHEAD GROUND WIRE BAYONET 65x65x6 MM. 2,250 MM. LONG | 1
set25231 | 1010100000 | WIRE,STEEL SOLID DIA. 4.0 mm.TIS.71 | 3.5
set25231 | 1010100002 | WIRE,STEEL STRANDED 25 sq.mm.TIS.404 | 0.5
set25231 | 1010110200 | BOLT,MACHINE M.16x130 mm. | 1
set25231 | 1010110203 | BOLT,MACHINE M.16x250 mm. | 3
set25231 | 1010110204 | BOLT,MACHINE M.16x300 mm. | 1
set25231 | 1010180100 | WASHER,PLAIN,SQUARE,LARGE 52x52x4.5 mm.HOLE DIA. 18 MM. TIS.258 | 6
set25231 | 1010180201 | WASHER,SQUARE,CURVED 60x60x5 mm.HOLE DIA. 22 mm. | 3
set25231 | 1010180301 | WASHER,LOCK,SPRING,SIZE 16 mm.,GENERAL PURPOSE,TIS.259 | 1
set25231 | 1010200004 | BRACE,ALLEY ARM 40x40x5 mm. 2,120 mm.LONG | 1
set25231 | 1010230000 | CLAMP,SINGLE U-BOLT,M.8 (WIRE ROPE CLIP) | 2
set25231 | 1010230205 | GROUND WIRE CLAMP,J.1152 | 1
set25231 | 1030000001 | INSULATOR,PIN TYPE,TYPE B (CLASS 56-2) TIS.279 | 3
set25231 | 1030100000 | PIN,INSULATOR,22 KV.SHANK 140 MM.,LEAD HEAD 35 MM.(1 3/8") | 3
set25232 | 1000110001 | CROSSARM,PRESTRESSED CONCRETE,SPUN,H.T. 100X100X2,500 MM. | 2
set25232 | 1010010002 | STEEL ANGLE,OVERHEAD GROUND WIRE CORNER BAYONET 65X65X6 MM. 2,250 MM. AND 2,100 MM.LONG | 1
set25232 | 1010100000 | WIRE,STEEL SOLID DIA. 4.0 mm.TIS.71 | 6.5
set25232 | 1010100002 | WIRE,STEEL STRANDED 25 sq.mm.TIS.404 | 0.5
set25232 | 1010110100 | BOLT,MATCHINE M.12X35 MM. | 2
set25232 | 1010110200 | BOLT,MACHINE M.16x130 mm. | 1
set25232 | 1010110203 | BOLT,MACHINE M.16x250 mm. | 3
set25232 | 1010110206 | BOLT,MACHINE M.16x400 mm. | 1
set25232 | 1010120001 | BOLT,DOUBLE ARMING,M.16x450 mm. | 2
set25232 | 1010180100 | WASHER,PLAIN,SQUARE,LARGE 52x52x4.5 mm.HOLE DIA. 18 MM. TIS.258 | 14
set25232 | 1010180201 | WASHER,SQUARE,CURVED 60x60x5 mm.HOLE DIA. 22 mm. | 6
set25232 | 1010180300 | WASHER LOCK SPRING SIZE 12 MM. GENERAL PURPOSE TIS 259 | 2
set25232 | 1010180301 | WASHER,LOCK,SPRING,SIZE 16 mm.,GENERAL PURPOSE,TIS.259 | 1
set25232 | 1010200004 | BRACE,ALLEY ARM 40x40x5 mm. 2,120 mm.LONG | 1
set25232 | 1010230000 | CLAMP,SINGLE U-BOLT,M.8 (WIRE ROPE CLIP) | 2
set25232 | 1010230205 | GROUND WIRE CLAMP,J.1152 | 1
set25232 | 1030000001 | INSULATOR,PIN TYPE,TYPE B (CLASS 56-2) TIS.279 | 6
set25232 | 1030100000 | PIN,INSULATOR,22 KV.SHANK 140 MM.,LEAD HEAD 35 MM.(1 3/8") | 6
set25241 | 1010000106 | STEEL CHANNEL,100X50X5 MM.2,500 MM.LONG | 1
set25241 | 1010010003 | STEEL ANGLE,OVERHEAD GROUND WIRE BAYONET 65x65x6 MM. 2,250 MM. LONG | 1
set25241 | 1010100002 | WIRE,STEEL STRANDED 25 sq.mm.TIS.404 | 0.5
set25241 | 1010110202 | BOLT,MACHINE M.16x200 mm. | 1
set25241 | 1010110203 | BOLT,MACHINE M.16x250 mm. | 2
set25241 | 1010110400 | BOLT,MACHINE, HEXAGON, M.16X75 MM. | 1
set25241 | 1010180100 | WASHER,PLAIN,SQUARE,LARGE 52x52x4.5 mm.HOLE DIA. 18 MM. TIS.258 | 5
set25241 | 1010200004 | BRACE,ALLEY ARM 40x40x5 mm. 2,120 mm.LONG | 1
set25241 | 1010230000 | CLAMP,SINGLE U-BOLT,M.8 (WIRE ROPE CLIP) | 2
set25241 | 1010230205 | GROUND WIRE CLAMP,J.1152 | 1
set25241 | 1030000001 | INSULATOR,PIN TYPE,TYPE B (CLASS 56-2) TIS.279 | 3
set25241 | 1030100000 | PIN,INSULATOR,22 KV.SHANK 140 MM.,LEAD HEAD 35 MM.(1 3/8") | 3
set25242 | 1010000106 | STEEL CHANNEL,100X50X5 MM.2,500 MM.LONG | 1
set25242 | 1010010002 | STEEL ANGLE,OVERHEAD GROUND WIRE CORNER BAYONET 65X65X6 MM. 2,250 MM. AND 2,100 MM.LONG | 1
set25242 | 1010100002 | WIRE,STEEL STRANDED 25 sq.mm.TIS.404 | 0.5
set25242 | 1010110100 | BOLT,MATCHINE M.12X35 MM. | 2
set25242 | 1010110202 | BOLT,MACHINE M.16x200 mm. | 1
set25242 | 1010110203 | BOLT,MACHINE M.16x250 mm. | 2
set25242 | 1010110400 | BOLT,MACHINE, HEXAGON, M.16X75 MM. | 1
set25242 | 1010180100 | WASHER,PLAIN,SQUARE,LARGE 52x52x4.5 mm.HOLE DIA. 18 MM. TIS.258 | 3
set25242 | 1010180300 | WASHER LOCK SPRING SIZE 12 MM. GENERAL PURPOSE TIS 259 | 2
set25242 | 1010200004 | BRACE,ALLEY ARM 40x40x5 mm. 2,120 mm.LONG | 1
set25242 | 1010230000 | CLAMP,SINGLE U-BOLT,M.8 (WIRE ROPE CLIP) | 2
set25242 | 1010230205 | GROUND WIRE CLAMP,J.1152 | 1
set25242 | 1030000001 | INSULATOR,PIN TYPE,TYPE B (CLASS 56-2) TIS.279 | 3
set25242 | 1030100000 | PIN,INSULATOR,22 KV.SHANK 140 MM.,LEAD HEAD 35 MM.(1 3/8") | 3
set25251 | 1010010003 | STEEL ANGLE,OVERHEAD GROUND WIRE BAYONET 65x65x6 MM. 2,250 MM. LONG | 1
set25251 | 1010100002 | WIRE,STEEL STRANDED 25 sq.mm.TIS.404 | 2.4
set25251 | 1010110203 | BOLT,MACHINE M.16x250 mm. | 2
set25251 | 1010180100 | WASHER,PLAIN,SQUARE,LARGE 52x52x4.5 mm.HOLE DIA. 18 MM. TIS.258 | 2
set25251 | 1010230000 | CLAMP,SINGLE U-BOLT,M.8 (WIRE ROPE CLIP) | 1
set25251 | 1010230012 | CLAMP, DOUBLE BOLTS, ST. WIRE 25 SQ.MM. | 2
set25251 | 1010230205 | GROUND WIRE CLAMP,J.1152 | 1
set25252 | 1010010002 | STEEL ANGLE,OVERHEAD GROUND WIRE CORNER BAYONET 65X65X6 MM. 2,250 MM. AND 2,100 MM.LONG | 1
set25252 | 1010100002 | WIRE,STEEL STRANDED 25 sq.mm.TIS.404 | 2.5
set25252 | 1010110100 | BOLT,MATCHINE M.12X35 MM. | 2
set25252 | 1010110203 | BOLT,MACHINE M.16x250 mm. | 2
set25252 | 1010180300 | WASHER LOCK SPRING SIZE 12 MM. GENERAL PURPOSE TIS 259 | 2
set25252 | 1010230000 | CLAMP,SINGLE U-BOLT,M.8 (WIRE ROPE CLIP) | 5
set25252 | 1010230205 | GROUND WIRE CLAMP,J.1152 | 1
set25253 | 1010100002 | WIRE,STEEL STRANDED 25 sq.mm.TIS.404 | 2.5
set25253 | 1010230000 | CLAMP,SINGLE U-BOLT,M.8 (WIRE ROPE CLIP) | 3
set25253 | 1010230201 | GROUND WIRE SUPPORT AND CLAMP,FOR CONCRETE POLE | 1
set25254 | 1010010002 | STEEL ANGLE,OVERHEAD GROUND WIRE CORNER BAYONET 65X65X6 MM. 2,250 MM. AND 2,100 MM.LONG | 1
set25254 | 1010100002 | WIRE,STEEL STRANDED 25 sq.mm.TIS.404 | 2.5
set25254 | 1010110100 | BOLT,MATCHINE M.12X35 MM. | 2
set25254 | 1010110203 | BOLT,MACHINE M.16x250 mm. | 2
set25254 | 1010180300 | WASHER LOCK SPRING SIZE 12 MM. GENERAL PURPOSE TIS 259 | 2
set25254 | 1010230000 | CLAMP,SINGLE U-BOLT,M.8 (WIRE ROPE CLIP) | 5
set25254 | 1010230205 | GROUND WIRE CLAMP,J.1152 | 1
set25255 | 1010140001 | BOLT, ROUNG EYE M 16X200 MM. | 1
set25255 | 1010180100 | WASHER,PLAIN,SQUARE,LARGE 52x52x4.5 mm.HOLE DIA. 18 MM. TIS.258 | 2
set25255 | 1010210304 | THIMBLE,GUY,FOR STEEL WIRE 50-95 sq.mm. | 1
set25255 | 1010230000 | CLAMP,SINGLE U-BOLT,M.8 (WIRE ROPE CLIP) | 4
set25256 | 1010000100 | STEEL CHANNEL, 100x50x5 mm. 2,250 MM.LONG | 1
set25256 | 1010100002 | WIRE,STEEL STRANDED 25 sq.mm.TIS.404 | 2.5
set25256 | 1010110203 | BOLT,MACHINE M.16x250 mm. | 3
set25256 | 1010140001 | BOLT, ROUNG EYE M 16X200 MM. | 1
set25256 | 1010180100 | WASHER,PLAIN,SQUARE,LARGE 52x52x4.5 mm.HOLE DIA. 18 MM. TIS.258 | 4
set25256 | 1010210304 | THIMBLE,GUY,FOR STEEL WIRE 50-95 sq.mm. | 1
set25256 | 1010230000 | CLAMP,SINGLE U-BOLT,M.8 (WIRE ROPE CLIP) | 1
set25256 | 1010230012 | CLAMP, DOUBLE BOLTS, ST. WIRE 25 SQ.MM. | 2
set25257 | 1010100002 | WIRE,STEEL STRANDED 25 sq.mm.TIS.404 | 2.5
set25257 | 1010140001 | BOLT, ROUNG EYE M 16X200 MM. | 1
set25257 | 1010180001 | NUT,EYE M.16 DIN 582 | 1
set25257 | 1010180100 | WASHER,PLAIN,SQUARE,LARGE 52x52x4.5 mm.HOLE DIA. 18 MM. TIS.258 | 2
set25257 | 1010210304 | THIMBLE,GUY,FOR STEEL WIRE 50-95 sq.mm. | 2
set25257 | 1010230000 | CLAMP,SINGLE U-BOLT,M.8 (WIRE ROPE CLIP) | 8
set25258 | 1010000100 | STEEL CHANNEL, 100x50x5 mm. 2,250 MM.LONG | 1
set25258 | 1010100002 | WIRE,STEEL STRANDED 25 sq.mm.TIS.404 | 2.5
set25258 | 1010110203 | BOLT,MACHINE M.16x250 mm. | 3
set25258 | 1010140001 | BOLT, ROUNG EYE M 16X200 MM. | 1
set25258 | 1010180001 | NUT,EYE M.16 DIN 582 | 1
set25258 | 1010180100 | WASHER,PLAIN,SQUARE,LARGE 52x52x4.5 mm.HOLE DIA. 18 MM. TIS.258 | 5
set25258 | 1010210304 | THIMBLE,GUY,FOR STEEL WIRE 50-95 sq.mm. | 2
set25258 | 1010230000 | CLAMP,SINGLE U-BOLT,M.8 (WIRE ROPE CLIP) | 1
set25258 | 1010230012 | CLAMP, DOUBLE BOLTS, ST. WIRE 25 SQ.MM. | 4
set25259 | 1010140001 | BOLT, ROUNG EYE M 16X200 MM. | 1
set25259 | 1010140002 | BOLT,ROUND EYE M.16x250 mm. | 1
set25259 | 1010180100 | WASHER,PLAIN,SQUARE,LARGE 52x52x4.5 mm.HOLE DIA. 18 MM. TIS.258 | 4
set25259 | 1010210304 | THIMBLE,GUY,FOR STEEL WIRE 50-95 sq.mm. | 2
set25259 | 1010230000 | CLAMP,SINGLE U-BOLT,M.8 (WIRE ROPE CLIP) | 8
set25260 | 1010000100 | STEEL CHANNEL, 100x50x5 mm. 2,250 MM.LONG | 2
set25260 | 1010050003 | PIPE,STEEL,SIZE 20,TYPE 2, 180 MM.LONG TIS.277 BUT WITHOUT THREADED END | 2
set25260 | 1010100002 | WIRE,STEEL STRANDED 25 sq.mm.TIS.404 | 4
set25260 | 1010110203 | BOLT,MACHINE M.16x250 mm. | 4
set25260 | 1010140001 | BOLT, ROUNG EYE M 16X200 MM. | 1
set25260 | 1010140002 | BOLT,ROUND EYE M.16x250 mm. | 1
set25260 | 1010180100 | WASHER,PLAIN,SQUARE,LARGE 52x52x4.5 mm.HOLE DIA. 18 MM. TIS.258 | 2
set25260 | 1010210304 | THIMBLE,GUY,FOR STEEL WIRE 50-95 sq.mm. | 2
set25260 | 1010230000 | CLAMP,SINGLE U-BOLT,M.8 (WIRE ROPE CLIP) | 2
set25260 | 1010230012 | CLAMP, DOUBLE BOLTS, ST. WIRE 25 SQ.MM. | 3
set25261 | 1010000100 | STEEL CHANNEL, 100x50x5 mm. 2,250 MM.LONG | 2
set25261 | 1010050004 | PIPE,STEEL,SIZE 20,TYPE 2,200 MM.LONG TIS.277 BUT WITHOUT THREADED END | 2
set25261 | 1010100002 | WIRE,STEEL STRANDED 25 sq.mm.TIS.404 | 4
set25261 | 1010110203 | BOLT,MACHINE M.16x250 mm. | 4
set25261 | 1010140001 | BOLT, ROUNG EYE M 16X200 MM. | 1
set25261 | 1010140002 | BOLT,ROUND EYE M.16x250 mm. | 1
set25261 | 1010180100 | WASHER,PLAIN,SQUARE,LARGE 52x52x4.5 mm.HOLE DIA. 18 MM. TIS.258 | 2
set25261 | 1010210304 | THIMBLE,GUY,FOR STEEL WIRE 50-95 sq.mm. | 2
set25261 | 1010230000 | CLAMP,SINGLE U-BOLT,M.8 (WIRE ROPE CLIP) | 9
set25262 | 1010000100 | STEEL CHANNEL, 100x50x5 mm. 2,250 MM.LONG | 1
set25262 | 1010100002 | WIRE,STEEL STRANDED 25 sq.mm.TIS.404 | 2.4
set25262 | 1010110203 | BOLT,MACHINE M.16x250 mm. | 2
set25262 | 1010180100 | WASHER,PLAIN,SQUARE,LARGE 52x52x4.5 mm.HOLE DIA. 18 MM. TIS.258 | 2
set25262 | 1010230000 | CLAMP,SINGLE U-BOLT,M.8 (WIRE ROPE CLIP) | 1
set25262 | 1010230012 | CLAMP, DOUBLE BOLTS, ST. WIRE 25 SQ.MM. | 2
set25262 | 1010230205 | GROUND WIRE CLAMP,J.1152 | 1
set25263 | 1010010003 | STEEL ANGLE,OVERHEAD GROUND WIRE BAYONET 65x65x6 MM. 2,250 MM. LONG | 1
set25263 | 1010100002 | WIRE,STEEL STRANDED 25 sq.mm.TIS.404 | 2.4
set25263 | 1010110202 | BOLT,MACHINE M.16x200 mm. | 2
set25263 | 1010180100 | WASHER,PLAIN,SQUARE,LARGE 52x52x4.5 mm.HOLE DIA. 18 MM. TIS.258 | 2
set25263 | 1010230000 | CLAMP,SINGLE U-BOLT,M.8 (WIRE ROPE CLIP) | 1
set25263 | 1010230012 | CLAMP, DOUBLE BOLTS, ST. WIRE 25 SQ.MM. | 2
set25263 | 1010230205 | GROUND WIRE CLAMP,J.1152 | 1
set25264 | 1010010003 | STEEL ANGLE,OVERHEAD GROUND WIRE BAYONET 65x65x6 MM. 2,250 MM. LONG | 1
set25264 | 1010100002 | WIRE,STEEL STRANDED 25 sq.mm.TIS.404 | 2.4
set25264 | 1010110204 | BOLT,MACHINE M.16x300 mm. | 2
set25264 | 1010180100 | WASHER,PLAIN,SQUARE,LARGE 52x52x4.5 mm.HOLE DIA. 18 MM. TIS.258 | 2
set25264 | 1010230000 | CLAMP,SINGLE U-BOLT,M.8 (WIRE ROPE CLIP) | 1
set25264 | 1010230012 | CLAMP, DOUBLE BOLTS, ST. WIRE 25 SQ.MM. | 2
set25264 | 1010230205 | GROUND WIRE CLAMP,J.1152 | 1
set25265 | 1010000100 | STEEL CHANNEL, 100x50x5 mm. 2,250 MM.LONG | 1
set25265 | 1010100002 | WIRE,STEEL STRANDED 25 sq.mm.TIS.404 | 2.4
set25265 | 1010110202 | BOLT,MACHINE M.16x200 mm. | 2
set25265 | 1010180100 | WASHER,PLAIN,SQUARE,LARGE 52x52x4.5 mm.HOLE DIA. 18 MM. TIS.258 | 2
set25265 | 1010230000 | CLAMP,SINGLE U-BOLT,M.8 (WIRE ROPE CLIP) | 1
set25265 | 1010230012 | CLAMP, DOUBLE BOLTS, ST. WIRE 25 SQ.MM. | 2
set25265 | 1010230205 | GROUND WIRE CLAMP,J.1152 | 1
set25266 | 1010000100 | STEEL CHANNEL, 100x50x5 mm. 2,250 MM.LONG | 1
set25266 | 1010100002 | WIRE,STEEL STRANDED 25 sq.mm.TIS.404 | 2.4
set25266 | 1010110204 | BOLT,MACHINE M.16x300 mm. | 2
set25266 | 1010180100 | WASHER,PLAIN,SQUARE,LARGE 52x52x4.5 mm.HOLE DIA. 18 MM. TIS.258 | 2
set25266 | 1010230000 | CLAMP,SINGLE U-BOLT,M.8 (WIRE ROPE CLIP) | 1
set25266 | 1010230012 | CLAMP, DOUBLE BOLTS, ST. WIRE 25 SQ.MM. | 2
set25266 | 1010230205 | GROUND WIRE CLAMP,J.1152 | 1
set26001 | 1000110001 | CROSSARM,PRESTRESSED CONCRETE,SPUN,H.T. 100X100X2,500 MM. | 4
set26001 | 1000110004 | CROSSARM,PRESTRESSED CONCRETE,SPUN(FOR DEAD-ENDING) 120X120X2,50 | 2
set26001 | 1010060015 | CONDUIT STEEL GUARD, 22 kV,33 kV, FOR CONCRETE POLE 12 m. ,14 m., DWG. NO. SA1-015/31028 (สำหรับท่อร้อยสายขึ้นเสาระบบ 22-33 kV.) | 1
set26001 | 1010100004 | WIRE,STEEL STRANDED 50/7 sq.mm.TIS.404 | 25
set26001 | 1010110200 | BOLT,MACHINE M.16x130 mm. | 6
set26001 | 1010110201 | BOLT,MACHINE M.16x170 mm. | 4
set26001 | 1010110203 | BOLT,MACHINE M.16x250 mm. | 2
set26001 | 1010110204 | BOLT,MACHINE M.16x300 mm. | 1
set26001 | 1010110205 | BOLT,MACHINE M.16x350 mm. | 2
set26001 | 1010110207 | BOLT,MACHINE M.16x450 mm. | 1
set26001 | 1010120001 | BOLT,DOUBLE ARMING,M.16x450 mm. | 2
set26001 | 1010130001 | BOLT,DOUBLE ARMING,ROUND EYE M.16x450 mm. | 3
set26001 | 1010180100 | WASHER,PLAIN,SQUARE,LARGE 52x52x4.5 mm.HOLE DIA. 18 MM. TIS.258 | 34
set26001 | 1010200001 | BRACE,FLAT,FOR CROSSARM 30x6x760 mm. | 8
set26001 | 1010220002 | ROD,GROUND,60x60x5 mm. 2 m.LONG | 1
set26001 | 1010230000 | CLAMP,SINGLE U-BOLT,M.8 (WIRE ROPE CLIP) | 7
set26001 | 1020050004 | CABLE,AERIAL,AL 22 kV. 1x185 sq.mm. | 15
set26001 | 1020150007 | CABLE,TERMINATION KITS,FOR OUTDOOR 22 KV.1X240 SQ.MM | 3
set26001 | 1020270009 | CABLE GRIP, CLOSED MESH, FOR SUPPORTING THREE(3) UNDERGROUND CABLE TOGETHER, ZISE 240 sq.mm. 22&33 kV | 1
set26001 | 1030020000 | INSULATOR,SUSPENSION TYPE A (CLASS 52-1)TIS.354 | 9
set26001 | 1040000001 | LIGHTNING ARRESTER,20-21 KV.10 KA. | 3
set26001 | 1040050001 | SWITCH,DISCONNECTING,SINGLE POLE,22 KV.600 A.40 KA.STATION CLASS | 3
set26001 | 1080040001 | CONDUIT,PVC,RIGID,DIA. 20x2500 mm.TIS.216 | 1
set26001 | 1080050013 | CONDUIT,HDPE PN 6.3 SIZE 160 MM. TIS.982 | 1
set26002 | 1000110001 | CROSSARM,PRESTRESSED CONCRETE,SPUN,H.T. 100X100X2,500 MM. | 5
set26002 | 1000110004 | CROSSARM,PRESTRESSED CONCRETE,SPUN(FOR DEAD-ENDING) 120X120X2,50 | 2
set26002 | 1010060015 | CONDUIT STEEL GUARD, 22 kV,33 kV, FOR CONCRETE POLE 12 m. ,14 m., DWG. NO. SA1-015/31028 (สำหรับท่อร้อยสายขึ้นเสาระบบ 22-33 kV.) | 1
set26002 | 1010100004 | WIRE,STEEL STRANDED 50/7 sq.mm.TIS.404 | 25
set26002 | 1010110200 | BOLT,MACHINE M.16x130 mm. | 8
set26002 | 1010110201 | BOLT,MACHINE M.16x170 mm. | 7
set26002 | 1010110203 | BOLT,MACHINE M.16x250 mm. | 2
set26002 | 1010110204 | BOLT,MACHINE M.16x300 mm. | 2
set26002 | 1010110205 | BOLT,MACHINE M.16x350 mm. | 2
set26002 | 1010110206 | BOLT,MACHINE M.16x400 mm. | 1
set26002 | 1010110207 | BOLT,MACHINE M.16x450 mm. | 1
set26002 | 1010120002 | BOLT,DOUBLE ARMING,M.16x500 mm. | 2
set26002 | 1010130001 | BOLT,DOUBLE ARMING,ROUND EYE M.16x450 mm. | 3
set26002 | 1010180100 | WASHER,PLAIN,SQUARE,LARGE 52x52x4.5 mm.HOLE DIA. 18 MM. TIS.258 | 42
set26002 | 1010200001 | BRACE,FLAT,FOR CROSSARM 30x6x760 mm. | 10
set26002 | 1010200002 | BRACE,FLAT,FOR CROSSARM 40x6x1,000 mm. | 2
set26002 | 1010220002 | ROD,GROUND,60x60x5 mm. 2 m.LONG | 1
set26002 | 1010230000 | CLAMP,SINGLE U-BOLT,M.8 (WIRE ROPE CLIP) | 7
set26002 | 1020050004 | CABLE,AERIAL,AL 22 kV. 1x185 sq.mm. | 21
set26002 | 1020150007 | CABLE,TERMINATION KITS,FOR OUTDOOR 22 KV.1X240 SQ.MM | 3
set26002 | 1020270009 | CABLE GRIP, CLOSED MESH, FOR SUPPORTING THREE(3) UNDERGROUND CABLE TOGETHER, ZISE 240 sq.mm. 22&33 kV | 1
set26002 | 1030000001 | INSULATOR,PIN TYPE,TYPE B (CLASS 56-2) TIS.279 | 3
set26002 | 1030020000 | INSULATOR,SUSPENSION TYPE A (CLASS 52-1)TIS.354 | 9
set26002 | 1030100000 | PIN,INSULATOR,22 KV.SHANK 140 MM.,LEAD HEAD 35 MM.(1 3/8") | 3
set26002 | 1040000001 | LIGHTNING ARRESTER,20-21 KV.10 KA. | 3
set26002 | 1040050001 | SWITCH,DISCONNECTING,SINGLE POLE,22 KV.600 A.40 KA.STATION CLASS | 3
set26002 | 1080040001 | CONDUIT,PVC,RIGID,DIA. 20x2500 mm.TIS.216 | 1
set26002 | 1080050013 | CONDUIT,HDPE PN 6.3 SIZE 160 MM. TIS.982 | 1
set26003 | 1000110001 | CROSSARM,PRESTRESSED CONCRETE,SPUN,H.T. 100X100X2,500 MM. | 4
set26003 | 1000110004 | CROSSARM,PRESTRESSED CONCRETE,SPUN(FOR DEAD-ENDING) 120X120X2,50 | 2
set26003 | 1010060015 | CONDUIT STEEL GUARD, 22 kV,33 kV, FOR CONCRETE POLE 12 m. ,14 m., DWG. NO. SA1-015/31028 (สำหรับท่อร้อยสายขึ้นเสาระบบ 22-33 kV.) | 1
set26003 | 1010100004 | WIRE,STEEL STRANDED 50/7 sq.mm.TIS.404 | 25
set26003 | 1010110200 | BOLT,MACHINE M.16x130 mm. | 6
set26003 | 1010110201 | BOLT,MACHINE M.16x170 mm. | 3
set26003 | 1010110203 | BOLT,MACHINE M.16x250 mm. | 3
set26003 | 1010110204 | BOLT,MACHINE M.16x300 mm. | 1
set26003 | 1010110205 | BOLT,MACHINE M.16x350 mm. | 2
set26003 | 1010110206 | BOLT,MACHINE M.16x400 mm. | 0
set26003 | 1010110207 | BOLT,MACHINE M.16x450 mm. | 1
set26003 | 1010120001 | BOLT,DOUBLE ARMING,M.16x450 mm. | 2
set26003 | 1010130001 | BOLT,DOUBLE ARMING,ROUND EYE M.16x450 mm. | 1
set26003 | 1010180100 | WASHER,PLAIN,SQUARE,LARGE 52x52x4.5 mm.HOLE DIA. 18 MM. TIS.258 | 35
set26003 | 1010200001 | BRACE,FLAT,FOR CROSSARM 30x6x760 mm. | 8
set26003 | 1010220002 | ROD,GROUND,60x60x5 mm. 2 m.LONG | 1
set26003 | 1010230000 | CLAMP,SINGLE U-BOLT,M.8 (WIRE ROPE CLIP) | 7
set26003 | 1020050004 | CABLE,AERIAL,AL 22 kV. 1x185 sq.mm. | 15
set26003 | 1020150007 | CABLE,TERMINATION KITS,FOR OUTDOOR 22 KV.1X240 SQ.MM | 3
set26003 | 1020270009 | CABLE GRIP, CLOSED MESH, FOR SUPPORTING THREE(3) UNDERGROUND CABLE TOGETHER, ZISE 240 sq.mm. 22&33 kV | 1
set26003 | 1030020000 | INSULATOR,SUSPENSION TYPE A (CLASS 52-1)TIS.354 | 9
set26003 | 1040000001 | LIGHTNING ARRESTER,20-21 KV.10 KA. | 3
set26003 | 1040050001 | SWITCH,DISCONNECTING,SINGLE POLE,22 KV.600 A.40 KA.STATION CLASS | 3
set26003 | 1080040001 | CONDUIT,PVC,RIGID,DIA. 20x2500 mm.TIS.216 | 1
set26003 | 1080050013 | CONDUIT,HDPE PN 6.3 SIZE 160 MM. TIS.982 | 1
set26004 | 1000110001 | CROSSARM,PRESTRESSED CONCRETE,SPUN,H.T. 100X100X2,500 MM. | 4
set26004 | 1000110004 | CROSSARM,PRESTRESSED CONCRETE,SPUN(FOR DEAD-ENDING) 120X120X2,50 | 2
set26004 | 1010060015 | CONDUIT STEEL GUARD, 22 kV,33 kV, FOR CONCRETE POLE 12 m. ,14 m., DWG. NO. SA1-015/31028 (สำหรับท่อร้อยสายขึ้นเสาระบบ 22-33 kV.) | 1
set26004 | 1010100004 | WIRE,STEEL STRANDED 50/7 sq.mm.TIS.404 | 25
set26004 | 1010110200 | BOLT,MACHINE M.16x130 mm. | 4
set26004 | 1010110201 | BOLT,MACHINE M.16x170 mm. | 4
set26004 | 1010110203 | BOLT,MACHINE M.16x250 mm. | 3
set26004 | 1010110204 | BOLT,MACHINE M.16x300 mm. | 2
set26004 | 1010110205 | BOLT,MACHINE M.16x350 mm. | 1
set26004 | 1010110206 | BOLT,MACHINE M.16x400 mm. | 1
set26004 | 1010110207 | BOLT,MACHINE M.16x450 mm. | 1
set26004 | 1010120002 | BOLT,DOUBLE ARMING,M.16x500 mm. | 2
set26004 | 1010130001 | BOLT,DOUBLE ARMING,ROUND EYE M.16x450 mm. | 3
set26004 | 1010180100 | WASHER,PLAIN,SQUARE,LARGE 52x52x4.5 mm.HOLE DIA. 18 MM. TIS.258 | 30
set26004 | 1010200001 | BRACE,FLAT,FOR CROSSARM 30x6x760 mm. | 8
set26004 | 1010220002 | ROD,GROUND,60x60x5 mm. 2 m.LONG | 1
set26004 | 1010230000 | CLAMP,SINGLE U-BOLT,M.8 (WIRE ROPE CLIP) | 7
set26004 | 1020050004 | CABLE,AERIAL,AL 22 kV. 1x185 sq.mm. | 15
set26004 | 1020150007 | CABLE,TERMINATION KITS,FOR OUTDOOR 22 KV.1X240 SQ.MM | 3
set26004 | 1020270009 | CABLE GRIP, CLOSED MESH, FOR SUPPORTING THREE(3) UNDERGROUND CABLE TOGETHER, ZISE 240 sq.mm. 22&33 kV | 1
set26004 | 1030020000 | INSULATOR,SUSPENSION TYPE A (CLASS 52-1)TIS.354 | 9
set26004 | 1040000001 | LIGHTNING ARRESTER,20-21 KV.10 KA. | 3
set26004 | 1040050001 | SWITCH,DISCONNECTING,SINGLE POLE,22 KV.600 A.40 KA.STATION CLASS | 3
set26004 | 1080040001 | CONDUIT,PVC,RIGID,DIA. 20x2500 mm.TIS.216 | 1
set26004 | 1080050013 | CONDUIT,HDPE PN 6.3 SIZE 160 MM. TIS.982 | 1
set30001 | 1000110000 | CROSSARM,PRESTRESSED CONCRETE, 100X100X1,500 MM. | 1
set30001 | 1010100000 | WIRE,STEEL SOLID DIA. 4.0 mm.TIS.71 | 0.1
set30001 | 1010100002 | WIRE,STEEL STRANDED 25 sq.mm.TIS.404 | 1.5
set30001 | 1010110200 | BOLT,MACHINE M.16x130 mm. | 2
set30001 | 1010110202 | BOLT,MACHINE M.16x200 mm. | 1
set30001 | 1010110204 | BOLT,MACHINE M.16x300 mm. | 1
set30001 | 1010180100 | WASHER,PLAIN,SQUARE,LARGE 52x52x4.5 mm.HOLE DIA. 18 MM. TIS.258 | 5
set30001 | 1010180201 | WASHER,SQUARE,CURVED 60x60x5 mm.HOLE DIA. 22 mm. | 1
set30001 | 1010180301 | WASHER,LOCK,SPRING,SIZE 16 mm.,GENERAL PURPOSE,TIS.259 | 1
set30001 | 1010200001 | BRACE,FLAT,FOR CROSSARM 30x6x760 mm. | 2
set30001 | 1010230000 | CLAMP,SINGLE U-BOLT,M.8 (WIRE ROPE CLIP) | 3
set30001 | 1010230201 | GROUND WIRE SUPPORT AND CLAMP,FOR CONCRETE POLE | 1
set30001 | 1030000002 | INSULATOR,PIN TYPE,TYPE C (CLASS 56-3)TIS.279 | 1
set30001 | 1030100001 | PIN,INSULATOR,33 KV.SHANK 165 MM.LEAD HEAD 35 MM.(1 3/8") | 1
set30002 | 1000110000 | CROSSARM,PRESTRESSED CONCRETE, 100X100X1,500 MM. | 2
set30002 | 1010100000 | WIRE,STEEL SOLID DIA. 4.0 mm.TIS.71 | 0.2
set30002 | 1010100002 | WIRE,STEEL STRANDED 25 sq.mm.TIS.404 | 1.5
set30002 | 1010110200 | BOLT,MACHINE M.16x130 mm. | 2
set30002 | 1010110202 | BOLT,MACHINE M.16x200 mm. | 1
set30002 | 1010110207 | BOLT,MACHINE M.16x450 mm. | 1
set30002 | 1010120001 | BOLT,DOUBLE ARMING,M.16x450 mm. | 2
set30002 | 1010180100 | WASHER,PLAIN,SQUARE,LARGE 52x52x4.5 mm.HOLE DIA. 18 MM. TIS.258 | 13
set30002 | 1010180201 | WASHER,SQUARE,CURVED 60x60x5 mm.HOLE DIA. 22 mm. | 2
set30002 | 1010180301 | WASHER,LOCK,SPRING,SIZE 16 mm.,GENERAL PURPOSE,TIS.259 | 1
set30002 | 1010200001 | BRACE,FLAT,FOR CROSSARM 30x6x760 mm. | 2
set30002 | 1010230000 | CLAMP,SINGLE U-BOLT,M.8 (WIRE ROPE CLIP) | 3
set30002 | 1010230201 | GROUND WIRE SUPPORT AND CLAMP,FOR CONCRETE POLE | 1
set30002 | 1030000002 | INSULATOR,PIN TYPE,TYPE C (CLASS 56-3)TIS.279 | 2
set30002 | 1030100001 | PIN,INSULATOR,33 KV.SHANK 165 MM.LEAD HEAD 35 MM.(1 3/8") | 2
set30003 | 1000110000 | CROSSARM,PRESTRESSED CONCRETE, 100X100X1,500 MM. | 1
set30003 | 1010100000 | WIRE,STEEL SOLID DIA. 4.0 mm.TIS.71 | 0.1
set30003 | 1010100002 | WIRE,STEEL STRANDED 25 sq.mm.TIS.404 | 1.5
set30003 | 1010110200 | BOLT,MACHINE M.16x130 mm. | 2
set30003 | 1010110202 | BOLT,MACHINE M.16x200 mm. | 1
set30003 | 1010140001 | BOLT, ROUNG EYE M 16X200 MM. | 1
set30003 | 1010140003 | BOLT,ROUND EYE M.16x300 mm. | 1
set30003 | 1010180001 | NUT,EYE M.16 DIN 582 | 2
set30003 | 1010180100 | WASHER,PLAIN,SQUARE,LARGE 52x52x4.5 mm.HOLE DIA. 18 MM. TIS.258 | 7
set30003 | 1010180201 | WASHER,SQUARE,CURVED 60x60x5 mm.HOLE DIA. 22 mm. | 1
set30003 | 1010180301 | WASHER,LOCK,SPRING,SIZE 16 mm.,GENERAL PURPOSE,TIS.259 | 1
set30003 | 1010200001 | BRACE,FLAT,FOR CROSSARM 30x6x760 mm. | 2
set30003 | 1010210304 | THIMBLE,GUY,FOR STEEL WIRE 50-95 sq.mm. | 2
set30003 | 1010230000 | CLAMP,SINGLE U-BOLT,M.8 (WIRE ROPE CLIP) | 8
set30003 | 1030000002 | INSULATOR,PIN TYPE,TYPE C (CLASS 56-3)TIS.279 | 1
set30003 | 1030020002 | INSULATOR,SUSPENSION TYPE D (CLASS 52-4)TIS.354 | 6
set30003 | 1030100001 | PIN,INSULATOR,33 KV.SHANK 165 MM.LEAD HEAD 35 MM.(1 3/8") | 1
set30004 | 1010140002 | BOLT,ROUND EYE M.16x250 mm. | 2
set30004 | 1010180100 | WASHER,PLAIN,SQUARE,LARGE 52x52x4.5 mm.HOLE DIA. 18 MM. TIS.258 | 4
set30004 | 1010210304 | THIMBLE,GUY,FOR STEEL WIRE 50-95 sq.mm. | 1
set30004 | 1010230000 | CLAMP,SINGLE U-BOLT,M.8 (WIRE ROPE CLIP) | 4
set30004 | 1030020002 | INSULATOR,SUSPENSION TYPE D (CLASS 52-4)TIS.354 | 3
set30005 | 1000110000 | CROSSARM,PRESTRESSED CONCRETE, 100X100X1,500 MM. | 1
set30005 | 1010100000 | WIRE,STEEL SOLID DIA. 4.0 mm.TIS.71 | 0.1
set30005 | 1010100002 | WIRE,STEEL STRANDED 25 sq.mm.TIS.404 | 1.5
set30005 | 1010110200 | BOLT,MACHINE M.16x130 mm. | 2
set30005 | 1010110203 | BOLT,MACHINE M.16x250 mm. | 1
set30005 | 1010140001 | BOLT, ROUNG EYE M 16X200 MM. | 1
set30005 | 1010140003 | BOLT,ROUND EYE M.16x300 mm. | 1
set30005 | 1010180001 | NUT,EYE M.16 DIN 582 | 1
set30005 | 1010180100 | WASHER,PLAIN,SQUARE,LARGE 52x52x4.5 mm.HOLE DIA. 18 MM. TIS.258 | 7
set30005 | 1010180201 | WASHER,SQUARE,CURVED 60x60x5 mm.HOLE DIA. 22 mm. | 1
set30005 | 1010180301 | WASHER,LOCK,SPRING,SIZE 16 mm.,GENERAL PURPOSE,TIS.259 | 1
set30005 | 1010200001 | BRACE,FLAT,FOR CROSSARM 30x6x760 mm. | 2
set30005 | 1010210304 | THIMBLE,GUY,FOR STEEL WIRE 50-95 sq.mm. | 2
set30005 | 1010230000 | CLAMP,SINGLE U-BOLT,M.8 (WIRE ROPE CLIP) | 8
set30005 | 1030000002 | INSULATOR,PIN TYPE,TYPE C (CLASS 56-3)TIS.279 | 1
set30005 | 1030020002 | INSULATOR,SUSPENSION TYPE D (CLASS 52-4)TIS.354 | 3
set30005 | 1030100001 | PIN,INSULATOR,33 KV.SHANK 165 MM.LEAD HEAD 35 MM.(1 3/8") | 1
set30006 | 1000110000 | CROSSARM,PRESTRESSED CONCRETE, 100X100X1,500 MM. | 1
set30006 | 1010100000 | WIRE,STEEL SOLID DIA. 4.0 mm.TIS.71 | 0.2
set30006 | 1010110200 | BOLT,MACHINE M.16x130 mm. | 2
set30006 | 1010110203 | BOLT,MACHINE M.16x250 mm. | 1
set30006 | 1010110205 | BOLT,MACHINE M.16x350 mm. | 1
set30006 | 1010180100 | WASHER,PLAIN,SQUARE,LARGE 52x52x4.5 mm.HOLE DIA. 18 MM. TIS.258 | 5
set30006 | 1010180201 | WASHER,SQUARE,CURVED 60x60x5 mm.HOLE DIA. 22 mm. | 1
set30006 | 1010180301 | WASHER,LOCK,SPRING,SIZE 16 mm.,GENERAL PURPOSE,TIS.259 | 1
set30006 | 1010200001 | BRACE,FLAT,FOR CROSSARM 30x6x760 mm. | 2
set30006 | 1010230000 | CLAMP,SINGLE U-BOLT,M.8 (WIRE ROPE CLIP) | 6
set30006 | 1010230201 | GROUND WIRE SUPPORT AND CLAMP,FOR CONCRETE POLE | 1
set30006 | 1020310001 | CONNECTOR,DEAD END,AL 50-70 sq.mm. | 1
set30006 | 1030000002 | INSULATOR,PIN TYPE,TYPE C (CLASS 56-3)TIS.279 | 1
set30006 | 1030100001 | PIN,INSULATOR,33 KV.SHANK 165 MM.LEAD HEAD 35 MM.(1 3/8") | 1
set30007 | 1000110000 | CROSSARM,PRESTRESSED CONCRETE, 100X100X1,500 MM. | 2
set30007 | 1010100000 | WIRE,STEEL SOLID DIA. 4.0 mm.TIS.71 | 0.25
set30007 | 1010110200 | BOLT,MACHINE M.16x130 mm. | 2
set30007 | 1010110203 | BOLT,MACHINE M.16x250 mm. | 1
set30007 | 1010110207 | BOLT,MACHINE M.16x450 mm. | 1
set30007 | 1010120001 | BOLT,DOUBLE ARMING,M.16x450 mm. | 2
set30007 | 1010180100 | WASHER,PLAIN,SQUARE,LARGE 52x52x4.5 mm.HOLE DIA. 18 MM. TIS.258 | 11
set30007 | 1010180201 | WASHER,SQUARE,CURVED 60x60x5 mm.HOLE DIA. 22 mm. | 1
set30007 | 1010180301 | WASHER,LOCK,SPRING,SIZE 16 mm.,GENERAL PURPOSE,TIS.259 | 1
set30007 | 1010200001 | BRACE,FLAT,FOR CROSSARM 30x6x760 mm. | 2
set30007 | 1010230000 | CLAMP,SINGLE U-BOLT,M.8 (WIRE ROPE CLIP) | 6
set30007 | 1010230201 | GROUND WIRE SUPPORT AND CLAMP,FOR CONCRETE POLE | 1
set30007 | 1020310001 | CONNECTOR,DEAD END,AL 50-70 sq.mm. | 1
set30007 | 1030000002 | INSULATOR,PIN TYPE,TYPE C (CLASS 56-3)TIS.279 | 1
set30007 | 1030100001 | PIN,INSULATOR,33 KV.SHANK 165 MM.LEAD HEAD 35 MM.(1 3/8") | 1
set30008 | 1000110000 | CROSSARM,PRESTRESSED CONCRETE, 100X100X1,500 MM. | 1
set30008 | 1010100000 | WIRE,STEEL SOLID DIA. 4.0 mm.TIS.71 | 0.13
set30008 | 1010100002 | WIRE,STEEL STRANDED 25 sq.mm.TIS.404 | 1.5
set30008 | 1010110201 | BOLT,MACHINE M.16x170 mm. | 1
set30008 | 1010110202 | BOLT,MACHINE M.16x200 mm. | 1
set30008 | 1010110204 | BOLT,MACHINE M.16x300 mm. | 1
set30008 | 1010180100 | WASHER,PLAIN,SQUARE,LARGE 52x52x4.5 mm.HOLE DIA. 18 MM. TIS.258 | 4
set30008 | 1010180201 | WASHER,SQUARE,CURVED 60x60x5 mm.HOLE DIA. 22 mm. | 1
set30008 | 1010180301 | WASHER,LOCK,SPRING,SIZE 16 mm.,GENERAL PURPOSE,TIS.259 | 1
set30008 | 1010200001 | BRACE,FLAT,FOR CROSSARM 30x6x760 mm. | 2
set30008 | 1010230000 | CLAMP,SINGLE U-BOLT,M.8 (WIRE ROPE CLIP) | 3
set30008 | 1010230201 | GROUND WIRE SUPPORT AND CLAMP,FOR CONCRETE POLE | 1
set30008 | 1030000002 | INSULATOR,PIN TYPE,TYPE C (CLASS 56-3)TIS.279 | 1
set30008 | 1030100001 | PIN,INSULATOR,33 KV.SHANK 165 MM.LEAD HEAD 35 MM.(1 3/8") | 1
set30009 | 1000110000 | CROSSARM,PRESTRESSED CONCRETE, 100X100X1,500 MM. | 2
set30009 | 1010100000 | WIRE,STEEL SOLID DIA. 4.0 mm.TIS.71 | 1.15
set30009 | 1010100002 | WIRE,STEEL STRANDED 25 sq.mm.TIS.404 | 1.5
set30009 | 1010110200 | BOLT,MACHINE M.16x130 mm. | 2
set30009 | 1010110202 | BOLT,MACHINE M.16x200 mm. | 1
set30009 | 1010110207 | BOLT,MACHINE M.16x450 mm. | 1
set30009 | 1010120001 | BOLT,DOUBLE ARMING,M.16x450 mm. | 1
set30009 | 1010180100 | WASHER,PLAIN,SQUARE,LARGE 52x52x4.5 mm.HOLE DIA. 18 MM. TIS.258 | 12
set30009 | 1010180201 | WASHER,SQUARE,CURVED 60x60x5 mm.HOLE DIA. 22 mm. | 2
set30009 | 1010180301 | WASHER,LOCK,SPRING,SIZE 16 mm.,GENERAL PURPOSE,TIS.259 | 1
set30009 | 1010200001 | BRACE,FLAT,FOR CROSSARM 30x6x760 mm. | 2
set30009 | 1010230000 | CLAMP,SINGLE U-BOLT,M.8 (WIRE ROPE CLIP) | 3
set30009 | 1010230201 | GROUND WIRE SUPPORT AND CLAMP,FOR CONCRETE POLE | 1
set30009 | 1030000002 | INSULATOR,PIN TYPE,TYPE C (CLASS 56-3)TIS.279 | 2
set30009 | 1030100001 | PIN,INSULATOR,33 KV.SHANK 165 MM.LEAD HEAD 35 MM.(1 3/8") | 2
set30010 | 1000110000 | CROSSARM,PRESTRESSED CONCRETE, 100X100X1,500 MM. | 2
set30010 | 1010110201 | BOLT,MACHINE M.16x170 mm. | 1
set30010 | 1010110202 | BOLT,MACHINE M.16x200 mm. | 1
set30010 | 1010110207 | BOLT,MACHINE M.16x450 mm. | 1
set30010 | 1010130001 | BOLT,DOUBLE ARMING,ROUND EYE M.16x450 mm. | 1
set30010 | 1010140001 | BOLT, ROUNG EYE M 16X200 MM. | 1
set30010 | 1010180100 | WASHER,PLAIN,SQUARE,LARGE 52x52x4.5 mm.HOLE DIA. 18 MM. TIS.258 | 10
set30010 | 1010180301 | WASHER,LOCK,SPRING,SIZE 16 mm.,GENERAL PURPOSE,TIS.259 | 1
set30010 | 1010200001 | BRACE,FLAT,FOR CROSSARM 30x6x760 mm. | 2
set30010 | 1010210304 | THIMBLE,GUY,FOR STEEL WIRE 50-95 sq.mm. | 1
set30010 | 1010230000 | CLAMP,SINGLE U-BOLT,M.8 (WIRE ROPE CLIP) | 4
set30010 | 1030020002 | INSULATOR,SUSPENSION TYPE D (CLASS 52-4)TIS.354 | 3
set30101 | 1000110002 | CROSSARM,PRESTRESSED CONCRETE,SPUN,H.T. 120X120X3,000 MM. | 1
set30101 | 1010010003 | STEEL ANGLE,OVERHEAD GROUND WIRE BAYONET 65x65x6 MM. 2,250 MM. LONG | 1
set30101 | 1010100000 | WIRE,STEEL SOLID DIA. 4.0 mm.TIS.71 | 0.1
set30101 | 1010110201 | BOLT,MACHINE M.16x170 mm. | 2
set30101 | 1010110202 | BOLT,MACHINE M.16x200 mm. | 1
set30101 | 1010110203 | BOLT,MACHINE M.16x250 mm. | 2
set30101 | 1010110205 | BOLT,MACHINE M.16x350 mm. | 1
set30101 | 1010180100 | WASHER,PLAIN,SQUARE,LARGE 52x52x4.5 mm.HOLE DIA. 18 MM. TIS.258 | 7
set30101 | 1010180201 | WASHER,SQUARE,CURVED 60x60x5 mm.HOLE DIA. 22 mm. | 1
set30101 | 1010180301 | WASHER,LOCK,SPRING,SIZE 16 mm.,GENERAL PURPOSE,TIS.259 | 1
set30101 | 1010200002 | BRACE,FLAT,FOR CROSSARM 40x6x1,000 mm. | 2
set30101 | 1010230000 | CLAMP,SINGLE U-BOLT,M.8 (WIRE ROPE CLIP) | 2
set30101 | 1010230205 | GROUND WIRE CLAMP,J.1152 | 1
set30101 | 1030000002 | INSULATOR,PIN TYPE,TYPE C (CLASS 56-3)TIS.279 | 1
set30101 | 1030100001 | PIN,INSULATOR,33 KV.SHANK 165 MM.LEAD HEAD 35 MM.(1 3/8") | 1
set30102 | 1000110002 | CROSSARM,PRESTRESSED CONCRETE,SPUN,H.T. 120X120X3,000 MM. | 1
set30102 | 1010000100 | STEEL CHANNEL, 100x50x5 mm. 2,250 MM.LONG | 1
set30102 | 1010100000 | WIRE,STEEL SOLID DIA. 4.0 mm.TIS.71 | 0.1
set30102 | 1010110201 | BOLT,MACHINE M.16x170 mm. | 2
set30102 | 1010110202 | BOLT,MACHINE M.16x200 mm. | 1
set30102 | 1010110205 | BOLT,MACHINE M.16x350 mm. | 3
set30102 | 1010180100 | WASHER,PLAIN,SQUARE,LARGE 52x52x4.5 mm.HOLE DIA. 18 MM. TIS.258 | 7
set30102 | 1010180201 | WASHER,SQUARE,CURVED 60x60x5 mm.HOLE DIA. 22 mm. | 1
set30102 | 1010180301 | WASHER,LOCK,SPRING,SIZE 16 mm.,GENERAL PURPOSE,TIS.259 | 1
set30102 | 1010200002 | BRACE,FLAT,FOR CROSSARM 40x6x1,000 mm. | 2
set30102 | 1010230000 | CLAMP,SINGLE U-BOLT,M.8 (WIRE ROPE CLIP) | 2
set30102 | 1010230205 | GROUND WIRE CLAMP,J.1152 | 1
set30102 | 1030000002 | INSULATOR,PIN TYPE,TYPE C (CLASS 56-3)TIS.279 | 1
set30102 | 1030100001 | PIN,INSULATOR,33 KV.SHANK 165 MM.LEAD HEAD 35 MM.(1 3/8") | 1
set30103 | 1000110002 | CROSSARM,PRESTRESSED CONCRETE,SPUN,H.T. 120X120X3,000 MM. | 2
set30103 | 1010000100 | STEEL CHANNEL, 100x50x5 mm. 2,250 MM.LONG | 1
set30103 | 1010100000 | WIRE,STEEL SOLID DIA. 4.0 mm.TIS.71 | 0.15
set30103 | 1010110201 | BOLT,MACHINE M.16x170 mm. | 2
set30103 | 1010110202 | BOLT,MACHINE M.16x200 mm. | 1
set30103 | 1010110205 | BOLT,MACHINE M.16x350 mm. | 2
set30103 | 1010110207 | BOLT,MACHINE M.16x450 mm. | 1
set30103 | 1010120001 | BOLT,DOUBLE ARMING,M.16x450 mm. | 2
set30103 | 1010180100 | WASHER,PLAIN,SQUARE,LARGE 52x52x4.5 mm.HOLE DIA. 18 MM. TIS.258 | 15
set30103 | 1010180201 | WASHER,SQUARE,CURVED 60x60x5 mm.HOLE DIA. 22 mm. | 2
set30103 | 1010180301 | WASHER,LOCK,SPRING,SIZE 16 mm.,GENERAL PURPOSE,TIS.259 | 1
set30103 | 1010200002 | BRACE,FLAT,FOR CROSSARM 40x6x1,000 mm. | 2
set30103 | 1010230000 | CLAMP,SINGLE U-BOLT,M.8 (WIRE ROPE CLIP) | 2
set30103 | 1010230205 | GROUND WIRE CLAMP,J.1152 | 1
set30103 | 1030000002 | INSULATOR,PIN TYPE,TYPE C (CLASS 56-3)TIS.279 | 2
set30103 | 1030100001 | PIN,INSULATOR,33 KV.SHANK 165 MM.LEAD HEAD 35 MM.(1 3/8") | 2
set30104 | 1000110004 | CROSSARM,PRESTRESSED CONCRETE,SPUN(FOR DEAD-ENDING) 120X120X2,50 | 2
set30104 | 1010000100 | STEEL CHANNEL, 100x50x5 mm. 2,250 MM.LONG | 1
set30104 | 1010100000 | WIRE,STEEL SOLID DIA. 4.0 mm.TIS.71 | 0.1
set30104 | 1010110201 | BOLT,MACHINE M.16x170 mm. | 2
set30104 | 1010110202 | BOLT,MACHINE M.16x200 mm. | 1
set30104 | 1010110203 | BOLT,MACHINE M.16x250 mm. | 2
set30104 | 1010130001 | BOLT,DOUBLE ARMING,ROUND EYE M.16x450 mm. | 3
set30104 | 1010140001 | BOLT, ROUNG EYE M 16X200 MM. | 1
set30104 | 1010180001 | NUT,EYE M.16 DIN 582 | 2
set30104 | 1010180100 | WASHER,PLAIN,SQUARE,LARGE 52x52x4.5 mm.HOLE DIA. 18 MM. TIS.258 | 17
set30104 | 1010180201 | WASHER,SQUARE,CURVED 60x60x5 mm.HOLE DIA. 22 mm. | 1
set30104 | 1010200002 | BRACE,FLAT,FOR CROSSARM 40x6x1,000 mm. | 4
set30104 | 1010210304 | THIMBLE,GUY,FOR STEEL WIRE 50-95 sq.mm. | 2
set30104 | 1010230000 | CLAMP,SINGLE U-BOLT,M.8 (WIRE ROPE CLIP) | 8
set30104 | 1030000002 | INSULATOR,PIN TYPE,TYPE C (CLASS 56-3)TIS.279 | 1
set30104 | 1030020002 | INSULATOR,SUSPENSION TYPE D (CLASS 52-4)TIS.354 | 6
set30104 | 1030100001 | PIN,INSULATOR,33 KV.SHANK 165 MM.LEAD HEAD 35 MM.(1 3/8") | 1
set30105 | 1000110004 | CROSSARM,PRESTRESSED CONCRETE,SPUN(FOR DEAD-ENDING) 120X120X2,50 | 2
set30105 | 1010010003 | STEEL ANGLE,OVERHEAD GROUND WIRE BAYONET 65x65x6 MM. 2,250 MM. LONG | 1
set30105 | 1010110201 | BOLT,MACHINE M.16x170 mm. | 2
set30105 | 1010110202 | BOLT,MACHINE M.16x200 mm. | 1
set30105 | 1010110203 | BOLT,MACHINE M.16x250 mm. | 2
set30105 | 1010130001 | BOLT,DOUBLE ARMING,ROUND EYE M.16x450 mm. | 3
set30105 | 1010180001 | NUT,EYE M.16 DIN 582 | 1
set30105 | 1010180100 | WASHER,PLAIN,SQUARE,LARGE 52x52x4.5 mm.HOLE DIA. 18 MM. TIS.258 | 15
set30105 | 1010200002 | BRACE,FLAT,FOR CROSSARM 40x6x1,000 mm. | 2
set30105 | 1010230000 | CLAMP,SINGLE U-BOLT,M.8 (WIRE ROPE CLIP) | 2
set30105 | 1010230205 | GROUND WIRE CLAMP,J.1152 | 1
set30105 | 1030020002 | INSULATOR,SUSPENSION TYPE D (CLASS 52-4)TIS.354 | 6
set30106 | 1000110004 | CROSSARM,PRESTRESSED CONCRETE,SPUN(FOR DEAD-ENDING) 120X120X2,50 | 2
set30106 | 1010000100 | STEEL CHANNEL, 100x50x5 mm. 2,250 MM.LONG | 1
set30106 | 1010110201 | BOLT,MACHINE M.16x170 mm. | 4
set30106 | 1010110202 | BOLT,MACHINE M.16x200 mm. | 1
set30106 | 1010110203 | BOLT,MACHINE M.16x250 mm. | 2
set30106 | 1010130001 | BOLT,DOUBLE ARMING,ROUND EYE M.16x450 mm. | 3
set30106 | 1010140001 | BOLT, ROUNG EYE M 16X200 MM. | 1
set30106 | 1010180100 | WASHER,PLAIN,SQUARE,LARGE 52x52x4.5 mm.HOLE DIA. 18 MM. TIS.258 | 16
set30106 | 1010200002 | BRACE,FLAT,FOR CROSSARM 40x6x1,000 mm. | 4
set30106 | 1010210304 | THIMBLE,GUY,FOR STEEL WIRE 50-95 sq.mm. | 1
set30106 | 1010230000 | CLAMP,SINGLE U-BOLT,M.8 (WIRE ROPE CLIP) | 4
set30106 | 1030020002 | INSULATOR,SUSPENSION TYPE D (CLASS 52-4)TIS.354 | 3
set30107 | 1000110002 | CROSSARM,PRESTRESSED CONCRETE,SPUN,H.T. 120X120X3,000 MM. | 1
set30107 | 1010100000 | WIRE,STEEL SOLID DIA. 4.0 mm.TIS.71 | 0.3
set30107 | 1010110201 | BOLT,MACHINE M.16x170 mm. | 2
set30107 | 1010110203 | BOLT,MACHINE M.16x250 mm. | 1
set30107 | 1010110205 | BOLT,MACHINE M.16x350 mm. | 1
set30107 | 1010180100 | WASHER,PLAIN,SQUARE,LARGE 52x52x4.5 mm.HOLE DIA. 18 MM. TIS.258 | 5
set30107 | 1010180201 | WASHER,SQUARE,CURVED 60x60x5 mm.HOLE DIA. 22 mm. | 1
set30107 | 1010180301 | WASHER,LOCK,SPRING,SIZE 16 mm.,GENERAL PURPOSE,TIS.259 | 1
set30107 | 1010200002 | BRACE,FLAT,FOR CROSSARM 40x6x1,000 mm. | 2
set30107 | 1010230000 | CLAMP,SINGLE U-BOLT,M.8 (WIRE ROPE CLIP) | 4
set30107 | 1010230201 | GROUND WIRE SUPPORT AND CLAMP,FOR CONCRETE POLE | 1
set30107 | 1030000002 | INSULATOR,PIN TYPE,TYPE C (CLASS 56-3)TIS.279 | 1
set30107 | 1030100001 | PIN,INSULATOR,33 KV.SHANK 165 MM.LEAD HEAD 35 MM.(1 3/8") | 1
set30108 | 1000110002 | CROSSARM,PRESTRESSED CONCRETE,SPUN,H.T. 120X120X3,000 MM. | 2
set30108 | 1010100000 | WIRE,STEEL SOLID DIA. 4.0 mm.TIS.71 | 0.35
set30108 | 1010110201 | BOLT,MACHINE M.16x170 mm. | 2
set30108 | 1010110203 | BOLT,MACHINE M.16x250 mm. | 1
set30108 | 1010110208 | BOLT,MACHINE M.16x500 mm. | 1
set30108 | 1010120002 | BOLT,DOUBLE ARMING,M.16x500 mm. | 2
set30108 | 1010180100 | WASHER,PLAIN,SQUARE,LARGE 52x52x4.5 mm.HOLE DIA. 18 MM. TIS.258 | 13
set30108 | 1010180201 | WASHER,SQUARE,CURVED 60x60x5 mm.HOLE DIA. 22 mm. | 2
set30108 | 1010180301 | WASHER,LOCK,SPRING,SIZE 16 mm.,GENERAL PURPOSE,TIS.259 | 1
set30108 | 1010200002 | BRACE,FLAT,FOR CROSSARM 40x6x1,000 mm. | 2
set30108 | 1010230000 | CLAMP,SINGLE U-BOLT,M.8 (WIRE ROPE CLIP) | 4
set30108 | 1010230201 | GROUND WIRE SUPPORT AND CLAMP,FOR CONCRETE POLE | 1
set30108 | 1030000002 | INSULATOR,PIN TYPE,TYPE C (CLASS 56-3)TIS.279 | 2
set30108 | 1030100001 | PIN,INSULATOR,33 KV.SHANK 165 MM.LEAD HEAD 35 MM.(1 3/8") | 2
set30109 | 1000110004 | CROSSARM,PRESTRESSED CONCRETE,SPUN(FOR DEAD-ENDING) 120X120X2,50 | 2
set30109 | 1010100000 | WIRE,STEEL SOLID DIA. 4.0 mm.TIS.71 | 0.3
set30109 | 1010110201 | BOLT,MACHINE M.16x170 mm. | 2
set30109 | 1010110203 | BOLT,MACHINE M.16x250 mm. | 1
set30109 | 1010130002 | BOLT,DOUBLE ARMING,ROUND EYE M.16x500 mm. | 3
set30109 | 1010140001 | BOLT, ROUNG EYE M 16X200 MM. | 1
set30109 | 1010180001 | NUT,EYE M.16 DIN 582 | 2
set30109 | 1010180100 | WASHER,PLAIN,SQUARE,LARGE 52x52x4.5 mm.HOLE DIA. 18 MM. TIS.258 | 15
set30109 | 1010180201 | WASHER,SQUARE,CURVED 60x60x5 mm.HOLE DIA. 22 mm. | 1
set30109 | 1010200002 | BRACE,FLAT,FOR CROSSARM 40x6x1,000 mm. | 4
set30109 | 1010210304 | THIMBLE,GUY,FOR STEEL WIRE 50-95 sq.mm. | 2
set30109 | 1010230000 | CLAMP,SINGLE U-BOLT,M.8 (WIRE ROPE CLIP) | 6
set30109 | 1030000002 | INSULATOR,PIN TYPE,TYPE C (CLASS 56-3)TIS.279 | 1
set30109 | 1030020002 | INSULATOR,SUSPENSION TYPE D (CLASS 52-4)TIS.354 | 6
set30109 | 1030100001 | PIN,INSULATOR,33 KV.SHANK 165 MM.LEAD HEAD 35 MM.(1 3/8") | 1
set30110 | 1000110004 | CROSSARM,PRESTRESSED CONCRETE,SPUN(FOR DEAD-ENDING) 120X120X2,50 | 2
set30110 | 1010110201 | BOLT,MACHINE M.16x170 mm. | 4
set30110 | 1010110203 | BOLT,MACHINE M.16x250 mm. | 1
set30110 | 1010130002 | BOLT,DOUBLE ARMING,ROUND EYE M.16x500 mm. | 3
set30110 | 1010140001 | BOLT, ROUNG EYE M 16X200 MM. | 1
set30110 | 1010180001 | NUT,EYE M.16 DIN 582 | 2
set30110 | 1010180100 | WASHER,PLAIN,SQUARE,LARGE 52x52x4.5 mm.HOLE DIA. 18 MM. TIS.258 | 20
set30110 | 1010180301 | WASHER,LOCK,SPRING,SIZE 16 mm.,GENERAL PURPOSE,TIS.259 | 1
set30110 | 1010200002 | BRACE,FLAT,FOR CROSSARM 40x6x1,000 mm. | 2
set30110 | 1010210304 | THIMBLE,GUY,FOR STEEL WIRE 50-95 sq.mm. | 2
set30110 | 1010230000 | CLAMP,SINGLE U-BOLT,M.8 (WIRE ROPE CLIP) | 6
set30110 | 1030020002 | INSULATOR,SUSPENSION TYPE D (CLASS 52-4)TIS.354 | 6
set30111 | 1000110004 | CROSSARM,PRESTRESSED CONCRETE,SPUN(FOR DEAD-ENDING) 120X120X2,50 | 2
set30111 | 1010100000 | WIRE,STEEL SOLID DIA. 4.0 mm.TIS.71 | 0.3
set30111 | 1010110201 | BOLT,MACHINE M.16x170 mm. | 4
set30111 | 1010110203 | BOLT,MACHINE M.16x250 mm. | 1
set30111 | 1010130002 | BOLT,DOUBLE ARMING,ROUND EYE M.16x500 mm. | 3
set30111 | 1010140001 | BOLT, ROUNG EYE M 16X200 MM. | 1
set30111 | 1010180001 | NUT,EYE M.16 DIN 582 | 1
set30111 | 1010180100 | WASHER,PLAIN,SQUARE,LARGE 52x52x4.5 mm.HOLE DIA. 18 MM. TIS.258 | 16
set30111 | 1010180201 | WASHER,SQUARE,CURVED 60x60x5 mm.HOLE DIA. 22 mm. | 1
set30111 | 1010200002 | BRACE,FLAT,FOR CROSSARM 40x6x1,000 mm. | 4
set30111 | 1010210304 | THIMBLE,GUY,FOR STEEL WIRE 50-95 sq.mm. | 2
set30111 | 1010230000 | CLAMP,SINGLE U-BOLT,M.8 (WIRE ROPE CLIP) | 6
set30111 | 1030000002 | INSULATOR,PIN TYPE,TYPE C (CLASS 56-3)TIS.279 | 1
set30111 | 1030020002 | INSULATOR,SUSPENSION TYPE D (CLASS 52-4)TIS.354 | 3
set30111 | 1030100001 | PIN,INSULATOR,33 KV.SHANK 165 MM.LEAD HEAD 35 MM.(1 3/8") | 1
set30112 | 1000110004 | CROSSARM,PRESTRESSED CONCRETE,SPUN(FOR DEAD-ENDING) 120X120X2,50 | 2
set30112 | 1010110201 | BOLT,MACHINE M.16x170 mm. | 4
set30112 | 1010110203 | BOLT,MACHINE M.16x250 mm. | 1
set30112 | 1010130002 | BOLT,DOUBLE ARMING,ROUND EYE M.16x500 mm. | 3
set30112 | 1010140001 | BOLT, ROUNG EYE M 16X200 MM. | 1
set30112 | 1010180100 | WASHER,PLAIN,SQUARE,LARGE 52x52x4.5 mm.HOLE DIA. 18 MM. TIS.258 | 15
set30112 | 1010200002 | BRACE,FLAT,FOR CROSSARM 40x6x1,000 mm. | 4
set30112 | 1010210304 | THIMBLE,GUY,FOR STEEL WIRE 50-95 sq.mm. | 1
set30112 | 1010230000 | CLAMP,SINGLE U-BOLT,M.8 (WIRE ROPE CLIP) | 4
set30112 | 1030020002 | INSULATOR,SUSPENSION TYPE D (CLASS 52-4)TIS.354 | 3
set30113 | 1000110004 | CROSSARM,PRESTRESSED CONCRETE,SPUN(FOR DEAD-ENDING) 120X120X2,50 | 2
set30113 | 1010100000 | WIRE,STEEL SOLID DIA. 4.0 mm.TIS.71 | 0.2
set30113 | 1010110201 | BOLT,MACHINE M.16x170 mm. | 4
set30113 | 1010110203 | BOLT,MACHINE M.16x250 mm. | 1
set30113 | 1010130002 | BOLT,DOUBLE ARMING,ROUND EYE M.16x500 mm. | 3
set30113 | 1010140001 | BOLT, ROUNG EYE M 16X200 MM. | 1
set30113 | 1010180100 | WASHER,PLAIN,SQUARE,LARGE 52x52x4.5 mm.HOLE DIA. 18 MM. TIS.258 | 16
set30113 | 1010180201 | WASHER,SQUARE,CURVED 60x60x5 mm.HOLE DIA. 22 mm. | 1
set30113 | 1010200002 | BRACE,FLAT,FOR CROSSARM 40x6x1,000 mm. | 4
set30113 | 1010210304 | THIMBLE,GUY,FOR STEEL WIRE 50-95 sq.mm. | 1
set30113 | 1010230000 | CLAMP,SINGLE U-BOLT,M.8 (WIRE ROPE CLIP) | 6
set30113 | 1030000002 | INSULATOR,PIN TYPE,TYPE C (CLASS 56-3)TIS.279 | 1
set30113 | 1030020002 | INSULATOR,SUSPENSION TYPE D (CLASS 52-4)TIS.354 | 3
set30113 | 1030100001 | PIN,INSULATOR,33 KV.SHANK 165 MM.LEAD HEAD 35 MM.(1 3/8") | 1
set30114 | 1000110004 | CROSSARM,PRESTRESSED CONCRETE,SPUN(FOR DEAD-ENDING) 120X120X2,50 | 2
set30114 | 1010100000 | WIRE,STEEL SOLID DIA. 4.0 mm.TIS.71 | 0.2
set30114 | 1010110201 | BOLT,MACHINE M.16x170 mm. | 4
set30114 | 1010110204 | BOLT,MACHINE M.16x300 mm. | 1
set30114 | 1010130002 | BOLT,DOUBLE ARMING,ROUND EYE M.16x500 mm. | 3
set30114 | 1010140002 | BOLT,ROUND EYE M.16x250 mm. | 1
set30114 | 1010180100 | WASHER,PLAIN,SQUARE,LARGE 52x52x4.5 mm.HOLE DIA. 18 MM. TIS.258 | 16
set30114 | 1010180201 | WASHER,SQUARE,CURVED 60x60x5 mm.HOLE DIA. 22 mm. | 1
set30114 | 1010200002 | BRACE,FLAT,FOR CROSSARM 40x6x1,000 mm. | 4
set30114 | 1010210304 | THIMBLE,GUY,FOR STEEL WIRE 50-95 sq.mm. | 1
set30114 | 1010230000 | CLAMP,SINGLE U-BOLT,M.8 (WIRE ROPE CLIP) | 4
set30114 | 1030000002 | INSULATOR,PIN TYPE,TYPE C (CLASS 56-3)TIS.279 | 1
set30114 | 1030020002 | INSULATOR,SUSPENSION TYPE D (CLASS 52-4)TIS.354 | 3
set30114 | 1030100001 | PIN,INSULATOR,33 KV.SHANK 165 MM.LEAD HEAD 35 MM.(1 3/8") | 1
set30115 | 1000110002 | CROSSARM,PRESTRESSED CONCRETE,SPUN,H.T. 120X120X3,000 MM. | 1
set30115 | 1010100000 | WIRE,STEEL SOLID DIA. 4.0 mm.TIS.71 | 0.2
set30115 | 1010110201 | BOLT,MACHINE M.16x170 mm. | 2
set30115 | 1010110203 | BOLT,MACHINE M.16x250 mm. | 1
set30115 | 1010110205 | BOLT,MACHINE M.16x350 mm. | 1
set30115 | 1010140001 | BOLT, ROUNG EYE M 16X200 MM. | 1
set30115 | 1010180100 | WASHER,PLAIN,SQUARE,LARGE 52x52x4.5 mm.HOLE DIA. 18 MM. TIS.258 | 7
set30115 | 1010180201 | WASHER,SQUARE,CURVED 60x60x5 mm.HOLE DIA. 22 mm. | 1
set30115 | 1010200002 | BRACE,FLAT,FOR CROSSARM 40x6x1,000 mm. | 2
set30115 | 1010210304 | THIMBLE,GUY,FOR STEEL WIRE 50-95 sq.mm. | 1
set30115 | 1010230000 | CLAMP,SINGLE U-BOLT,M.8 (WIRE ROPE CLIP) | 6
set30115 | 1030000002 | INSULATOR,PIN TYPE,TYPE C (CLASS 56-3)TIS.279 | 1
set30115 | 1030100001 | PIN,INSULATOR,33 KV.SHANK 165 MM.LEAD HEAD 35 MM.(1 3/8") | 1
set30116 | 1010100000 | WIRE,STEEL SOLID DIA. 4.0 mm.TIS.71 | 0.1
set30116 | 1010180001 | NUT,EYE M.16 DIN 582 | 2
set30116 | 1010180201 | WASHER,SQUARE,CURVED 60x60x5 mm.HOLE DIA. 22 mm. | 1
set30116 | 1010210304 | THIMBLE,GUY,FOR STEEL WIRE 50-95 sq.mm. | 1
set30116 | 1010230000 | CLAMP,SINGLE U-BOLT,M.8 (WIRE ROPE CLIP) | 4
set30116 | 1030000002 | INSULATOR,PIN TYPE,TYPE C (CLASS 56-3)TIS.279 | 1
set30116 | 1030020002 | INSULATOR,SUSPENSION TYPE D (CLASS 52-4)TIS.354 | 3
set30116 | 1030100001 | PIN,INSULATOR,33 KV.SHANK 165 MM.LEAD HEAD 35 MM.(1 3/8") | 1
set30117 | 1010100000 | WIRE,STEEL SOLID DIA. 4.0 mm.TIS.71 | 0.1
set30117 | 1010180001 | NUT,EYE M.16 DIN 582 | 1
set30117 | 1010180201 | WASHER,SQUARE,CURVED 60x60x5 mm.HOLE DIA. 22 mm. | 1
set30117 | 1010210304 | THIMBLE,GUY,FOR STEEL WIRE 50-95 sq.mm. | 1
set30117 | 1010230000 | CLAMP,SINGLE U-BOLT,M.8 (WIRE ROPE CLIP) | 4
set30117 | 1030000002 | INSULATOR,PIN TYPE,TYPE C (CLASS 56-3)TIS.279 | 1
set30117 | 1030100001 | PIN,INSULATOR,33 KV.SHANK 165 MM.LEAD HEAD 35 MM.(1 3/8") | 1
set30131 | 1000110002 | CROSSARM,PRESTRESSED CONCRETE,SPUN,H.T. 120X120X3,000 MM. | 1
set30131 | 1010010003 | STEEL ANGLE,OVERHEAD GROUND WIRE BAYONET 65x65x6 MM. 2,250 MM. LONG | 1
set30131 | 1010100000 | WIRE,STEEL SOLID DIA. 4.0 mm.TIS.71 | 0.15
set30131 | 1010110201 | BOLT,MACHINE M.16x170 mm. | 1
set30131 | 1010110203 | BOLT,MACHINE M.16x250 mm. | 3
set30131 | 1010110205 | BOLT,MACHINE M.16x350 mm. | 1
set30131 | 1010180100 | WASHER,PLAIN,SQUARE,LARGE 52x52x4.5 mm.HOLE DIA. 18 MM. TIS.258 | 6
set30131 | 1010180201 | WASHER,SQUARE,CURVED 60x60x5 mm.HOLE DIA. 22 mm. | 1
set30131 | 1010180301 | WASHER,LOCK,SPRING,SIZE 16 mm.,GENERAL PURPOSE,TIS.259 | 1
set30131 | 1010200005 | BRACE,ALLEY ARM 50x50x6 mm. 2,350 mm.LONG | 1
set30131 | 1010230000 | CLAMP,SINGLE U-BOLT,M.8 (WIRE ROPE CLIP) | 2
set30131 | 1010230205 | GROUND WIRE CLAMP,J.1152 | 1
set30131 | 1030000002 | INSULATOR,PIN TYPE,TYPE C (CLASS 56-3)TIS.279 | 1
set30131 | 1030100001 | PIN,INSULATOR,33 KV.SHANK 165 MM.LEAD HEAD 35 MM.(1 3/8") | 1
set30132 | 1000110002 | CROSSARM,PRESTRESSED CONCRETE,SPUN,H.T. 120X120X3,000 MM. | 1
set30132 | 1010000100 | STEEL CHANNEL, 100x50x5 mm. 2,250 MM.LONG | 1
set30132 | 1010100000 | WIRE,STEEL SOLID DIA. 4.0 mm.TIS.71 | 0.15
set30132 | 1010110201 | BOLT,MACHINE M.16x170 mm. | 1
set30132 | 1010110203 | BOLT,MACHINE M.16x250 mm. | 1
set30132 | 1010110205 | BOLT,MACHINE M.16x350 mm. | 3
set30132 | 1010180100 | WASHER,PLAIN,SQUARE,LARGE 52x52x4.5 mm.HOLE DIA. 18 MM. TIS.258 | 6
set30132 | 1010180201 | WASHER,SQUARE,CURVED 60x60x5 mm.HOLE DIA. 22 mm. | 1
set30132 | 1010180301 | WASHER,LOCK,SPRING,SIZE 16 mm.,GENERAL PURPOSE,TIS.259 | 1
set30132 | 1010200005 | BRACE,ALLEY ARM 50x50x6 mm. 2,350 mm.LONG | 1
set30132 | 1010230000 | CLAMP,SINGLE U-BOLT,M.8 (WIRE ROPE CLIP) | 2
set30132 | 1010230205 | GROUND WIRE CLAMP,J.1152 | 1
set30132 | 1030000002 | INSULATOR,PIN TYPE,TYPE C (CLASS 56-3)TIS.279 | 1
set30132 | 1030100001 | PIN,INSULATOR,33 KV.SHANK 165 MM.LEAD HEAD 35 MM.(1 3/8") | 1
set30133 | 1000110002 | CROSSARM,PRESTRESSED CONCRETE,SPUN,H.T. 120X120X3,000 MM. | 2
set30133 | 1010000100 | STEEL CHANNEL, 100x50x5 mm. 2,250 MM.LONG | 1
set30133 | 1010100000 | WIRE,STEEL SOLID DIA. 4.0 mm.TIS.71 | 0.2
set30133 | 1010110201 | BOLT,MACHINE M.16x170 mm. | 1
set30133 | 1010110203 | BOLT,MACHINE M.16x250 mm. | 1
set30133 | 1010110205 | BOLT,MACHINE M.16x350 mm. | 2
set30133 | 1010110207 | BOLT,MACHINE M.16x450 mm. | 1
set30133 | 1010120001 | BOLT,DOUBLE ARMING,M.16x450 mm. | 2
set30133 | 1010180100 | WASHER,PLAIN,SQUARE,LARGE 52x52x4.5 mm.HOLE DIA. 18 MM. TIS.258 | 14
set30133 | 1010180201 | WASHER,SQUARE,CURVED 60x60x5 mm.HOLE DIA. 22 mm. | 2
set30133 | 1010180301 | WASHER,LOCK,SPRING,SIZE 16 mm.,GENERAL PURPOSE,TIS.259 | 1
set30133 | 1010200005 | BRACE,ALLEY ARM 50x50x6 mm. 2,350 mm.LONG | 1
set30133 | 1010230000 | CLAMP,SINGLE U-BOLT,M.8 (WIRE ROPE CLIP) | 2
set30133 | 1010230205 | GROUND WIRE CLAMP,J.1152 | 1
set30133 | 1030000002 | INSULATOR,PIN TYPE,TYPE C (CLASS 56-3)TIS.279 | 2
set30133 | 1030100001 | PIN,INSULATOR,33 KV.SHANK 165 MM.LEAD HEAD 35 MM.(1 3/8") | 2
set30134 | 1000110002 | CROSSARM,PRESTRESSED CONCRETE,SPUN,H.T. 120X120X3,000 MM. | 1
set30134 | 1010100000 | WIRE,STEEL SOLID DIA. 4.0 mm.TIS.71 | 0.35
set30134 | 1010110201 | BOLT,MACHINE M.16x170 mm. | 1
set30134 | 1010110204 | BOLT,MACHINE M.16x300 mm. | 1
set30134 | 1010110205 | BOLT,MACHINE M.16x350 mm. | 1
set30134 | 1010180100 | WASHER,PLAIN,SQUARE,LARGE 52x52x4.5 mm.HOLE DIA. 18 MM. TIS.258 | 4
set30134 | 1010180201 | WASHER,SQUARE,CURVED 60x60x5 mm.HOLE DIA. 22 mm. | 1
set30134 | 1010180301 | WASHER,LOCK,SPRING,SIZE 16 mm.,GENERAL PURPOSE,TIS.259 | 1
set30134 | 1010200005 | BRACE,ALLEY ARM 50x50x6 mm. 2,350 mm.LONG | 1
set30134 | 1010230000 | CLAMP,SINGLE U-BOLT,M.8 (WIRE ROPE CLIP) | 4
set30134 | 1010230201 | GROUND WIRE SUPPORT AND CLAMP,FOR CONCRETE POLE | 1
set30134 | 1030000002 | INSULATOR,PIN TYPE,TYPE C (CLASS 56-3)TIS.279 | 1
set30134 | 1030100001 | PIN,INSULATOR,33 KV.SHANK 165 MM.LEAD HEAD 35 MM.(1 3/8") | 1
set30135 | 1000110002 | CROSSARM,PRESTRESSED CONCRETE,SPUN,H.T. 120X120X3,000 MM. | 2
set30135 | 1010100000 | WIRE,STEEL SOLID DIA. 4.0 mm.TIS.71 | 0.4
set30135 | 1010110201 | BOLT,MACHINE M.16x170 mm. | 1
set30135 | 1010110204 | BOLT,MACHINE M.16x300 mm. | 1
set30135 | 1010110208 | BOLT,MACHINE M.16x500 mm. | 1
set30135 | 1010120002 | BOLT,DOUBLE ARMING,M.16x500 mm. | 2
set30135 | 1010180100 | WASHER,PLAIN,SQUARE,LARGE 52x52x4.5 mm.HOLE DIA. 18 MM. TIS.258 | 12
set30135 | 1010180201 | WASHER,SQUARE,CURVED 60x60x5 mm.HOLE DIA. 22 mm. | 2
set30135 | 1010180301 | WASHER,LOCK,SPRING,SIZE 16 mm.,GENERAL PURPOSE,TIS.259 | 1
set30135 | 1010200005 | BRACE,ALLEY ARM 50x50x6 mm. 2,350 mm.LONG | 1
set30135 | 1010230000 | CLAMP,SINGLE U-BOLT,M.8 (WIRE ROPE CLIP) | 4
set30135 | 1010230201 | GROUND WIRE SUPPORT AND CLAMP,FOR CONCRETE POLE | 1
set30135 | 1030000002 | INSULATOR,PIN TYPE,TYPE C (CLASS 56-3)TIS.279 | 2
set30135 | 1030100001 | PIN,INSULATOR,33 KV.SHANK 165 MM.LEAD HEAD 35 MM.(1 3/8") | 2
set30169 | 1000100003 | CROSSARM WOOD,H.T. 3,000X100X120 MM. | 2
set30169 | 1010110200 | BOLT,MACHINE M.16x130 mm. | 4
set30169 | 1010110203 | BOLT,MACHINE M.16x250 mm. | 1
set30169 | 1010110207 | BOLT,MACHINE M.16x450 mm. | 1
set30169 | 1010130001 | BOLT,DOUBLE ARMING,ROUND EYE M.16x450 mm. | 3
set30169 | 1010140001 | BOLT, ROUNG EYE M 16X200 MM. | 1
set30169 | 1010180001 | NUT,EYE M.16 DIN 582 | 2
set30169 | 1010180100 | WASHER,PLAIN,SQUARE,LARGE 52x52x4.5 mm.HOLE DIA. 18 MM. TIS.258 | 19
set30169 | 1010200002 | BRACE,FLAT,FOR CROSSARM 40x6x1,000 mm. | 2
set30169 | 1010210304 | THIMBLE,GUY,FOR STEEL WIRE 50-95 sq.mm. | 2
set30169 | 1010230000 | CLAMP,SINGLE U-BOLT,M.8 (WIRE ROPE CLIP) | 6
set30169 | 1030000002 | INSULATOR,PIN TYPE,TYPE C (CLASS 56-3)TIS.279 | 1
set30169 | 1030020002 | INSULATOR,SUSPENSION TYPE D (CLASS 52-4)TIS.354 | 6
set30169 | 1030100001 | PIN,INSULATOR,33 KV.SHANK 165 MM.LEAD HEAD 35 MM.(1 3/8") | 1
set30183 | 1000110004 | CROSSARM,PRESTRESSED CONCRETE,SPUN(FOR DEAD-ENDING) 120X120X2,50 | 2
set30183 | 1010100000 | WIRE,STEEL SOLID DIA. 4.0 mm.TIS.71 | 0.35
set30183 | 1010110201 | BOLT,MACHINE M.16x170 mm. | 1
set30183 | 1010110204 | BOLT,MACHINE M.16x300 mm. | 1
set30183 | 1010110208 | BOLT,MACHINE M.16x500 mm. | 1
set30183 | 1010130002 | BOLT,DOUBLE ARMING,ROUND EYE M.16x500 mm. | 3
set30183 | 1010140001 | BOLT, ROUNG EYE M 16X200 MM. | 1
set30183 | 1010180001 | NUT,EYE M.16 DIN 582 | 1
set30183 | 1010180100 | WASHER,PLAIN,SQUARE,LARGE 52x52x4.5 mm.HOLE DIA. 18 MM. TIS.258 | 18
set30183 | 1010180201 | WASHER,SQUARE,CURVED 60x60x5 mm.HOLE DIA. 22 mm. | 1
set30183 | 1010200005 | BRACE,ALLEY ARM 50x50x6 mm. 2,350 mm.LONG | 1
set30183 | 1010210304 | THIMBLE,GUY,FOR STEEL WIRE 50-95 sq.mm. | 2
set30183 | 1010230000 | CLAMP,SINGLE U-BOLT,M.8 (WIRE ROPE CLIP) | 6
set30183 | 1030000002 | INSULATOR,PIN TYPE,TYPE C (CLASS 56-3)TIS.279 | 1
set30183 | 1030020002 | INSULATOR,SUSPENSION TYPE D (CLASS 52-4)TIS.354 | 3
set30183 | 1030100001 | PIN,INSULATOR,33 KV.SHANK 165 MM.LEAD HEAD 35 MM.(1 3/8") | 1
set30184 | 1000110004 | CROSSARM,PRESTRESSED CONCRETE,SPUN(FOR DEAD-ENDING) 120X120X2,50 | 2
set30184 | 1010110201 | BOLT,MACHINE M.16x170 mm. | 1
set30184 | 1010110204 | BOLT,MACHINE M.16x300 mm. | 1
set30184 | 1010110208 | BOLT,MACHINE M.16x500 mm. | 1
set30184 | 1010130002 | BOLT,DOUBLE ARMING,ROUND EYE M.16x500 mm. | 3
set30184 | 1010140001 | BOLT, ROUNG EYE M 16X200 MM. | 1
set30184 | 1010180100 | WASHER,PLAIN,SQUARE,LARGE 52x52x4.5 mm.HOLE DIA. 18 MM. TIS.258 | 17
set30184 | 1010200005 | BRACE,ALLEY ARM 50x50x6 mm. 2,350 mm.LONG | 1
set30184 | 1010210304 | THIMBLE,GUY,FOR STEEL WIRE 50-95 sq.mm. | 1
set30184 | 1010230000 | CLAMP,SINGLE U-BOLT,M.8 (WIRE ROPE CLIP) | 4
set30184 | 1030020002 | INSULATOR,SUSPENSION TYPE D (CLASS 52-4)TIS.354 | 3
set30185 | 1000110002 | CROSSARM,PRESTRESSED CONCRETE,SPUN,H.T. 120X120X3,000 MM. | 2
set30185 | 1010100000 | WIRE,STEEL SOLID DIA. 4.0 mm.TIS.71 | 0.2
set30185 | 1010110203 | BOLT,MACHINE M.16x250 mm. | 1
set30185 | 1010110208 | BOLT,MACHINE M.16x500 mm. | 1
set30185 | 1010130003 | BOLT,DOUBLE ARMING,ROUND EYE M.16x600 mm. | 3
set30185 | 1010140001 | BOLT, ROUNG EYE M 16X200 MM. | 1
set30185 | 1010180100 | WASHER,PLAIN,SQUARE,LARGE 52x52x4.5 mm.HOLE DIA. 18 MM. TIS.258 | 16
set30185 | 1010180201 | WASHER,SQUARE,CURVED 60x60x5 mm.HOLE DIA. 22 mm. | 1
set30185 | 1010200005 | BRACE,ALLEY ARM 50x50x6 mm. 2,350 mm.LONG | 1
set30185 | 1010210304 | THIMBLE,GUY,FOR STEEL WIRE 50-95 sq.mm. | 1
set30185 | 1010230000 | CLAMP,SINGLE U-BOLT,M.8 (WIRE ROPE CLIP) | 6
set30185 | 1030000002 | INSULATOR,PIN TYPE,TYPE C (CLASS 56-3)TIS.279 | 1
set30185 | 1030020002 | INSULATOR,SUSPENSION TYPE D (CLASS 52-4)TIS.354 | 3
set30185 | 1030100001 | PIN,INSULATOR,33 KV.SHANK 165 MM.LEAD HEAD 35 MM.(1 3/8") | 1
set30186 | 1000110002 | CROSSARM,PRESTRESSED CONCRETE,SPUN,H.T. 120X120X3,000 MM. | 2
set30186 | 1010100000 | WIRE,STEEL SOLID DIA. 4.0 mm.TIS.71 | 0.2
set30186 | 1010110203 | BOLT,MACHINE M.16x250 mm. | 1
set30186 | 1010110209 | BOLT MACHINE M.16X600 MM. | 1
set30186 | 1010130003 | BOLT,DOUBLE ARMING,ROUND EYE M.16x600 mm. | 3
set30186 | 1010140002 | BOLT,ROUND EYE M.16x250 mm. | 1
set30186 | 1010180100 | WASHER,PLAIN,SQUARE,LARGE 52x52x4.5 mm.HOLE DIA. 18 MM. TIS.258 | 16
set30186 | 1010180201 | WASHER,SQUARE,CURVED 60x60x5 mm.HOLE DIA. 22 mm. | 1
set30186 | 1010200005 | BRACE,ALLEY ARM 50x50x6 mm. 2,350 mm.LONG | 1
set30186 | 1010210304 | THIMBLE,GUY,FOR STEEL WIRE 50-95 sq.mm. | 1
set30186 | 1010230000 | CLAMP,SINGLE U-BOLT,M.8 (WIRE ROPE CLIP) | 4
set30186 | 1030000002 | INSULATOR,PIN TYPE,TYPE C (CLASS 56-3)TIS.279 | 1
set30186 | 1030020002 | INSULATOR,SUSPENSION TYPE D (CLASS 52-4)TIS.354 | 3
set30186 | 1030100001 | PIN,INSULATOR,33 KV.SHANK 165 MM.LEAD HEAD 35 MM.(1 3/8") | 1
set30201 | 1000110002 | CROSSARM,PRESTRESSED CONCRETE,SPUN,H.T. 120X120X3,000 MM. | 1
set30201 | 1010010003 | STEEL ANGLE,OVERHEAD GROUND WIRE BAYONET 65x65x6 MM. 2,250 MM. LONG | 1
set30201 | 1010100000 | WIRE,STEEL SOLID DIA. 4.0 mm.TIS.71 | 0.4
set30201 | 1010110201 | BOLT,MACHINE M.16x170 mm. | 2
set30201 | 1010110202 | BOLT,MACHINE M.16x200 mm. | 1
set30201 | 1010110203 | BOLT,MACHINE M.16x250 mm. | 2
set30201 | 1010110205 | BOLT,MACHINE M.16x350 mm. | 1
set30201 | 1010180100 | WASHER,PLAIN,SQUARE,LARGE 52x52x4.5 mm.HOLE DIA. 18 MM. TIS.258 | 7
set30201 | 1010180201 | WASHER,SQUARE,CURVED 60x60x5 mm.HOLE DIA. 22 mm. | 3
set30201 | 1010180301 | WASHER,LOCK,SPRING,SIZE 16 mm.,GENERAL PURPOSE,TIS.259 | 1
set30201 | 1010200002 | BRACE,FLAT,FOR CROSSARM 40x6x1,000 mm. | 2
set30201 | 1010230000 | CLAMP,SINGLE U-BOLT,M.8 (WIRE ROPE CLIP) | 2
set30201 | 1010230205 | GROUND WIRE CLAMP,J.1152 | 1
set30201 | 1030000002 | INSULATOR,PIN TYPE,TYPE C (CLASS 56-3)TIS.279 | 3
set30201 | 1030100001 | PIN,INSULATOR,33 KV.SHANK 165 MM.LEAD HEAD 35 MM.(1 3/8") | 3
set30202 | 1000110002 | CROSSARM,PRESTRESSED CONCRETE,SPUN,H.T. 120X120X3,000 MM. | 1
set30202 | 1010000100 | STEEL CHANNEL, 100x50x5 mm. 2,250 MM.LONG | 1
set30202 | 1010100000 | WIRE,STEEL SOLID DIA. 4.0 mm.TIS.71 | 0.4
set30202 | 1010110201 | BOLT,MACHINE M.16x170 mm. | 2
set30202 | 1010110202 | BOLT,MACHINE M.16x200 mm. | 1
set30202 | 1010110205 | BOLT,MACHINE M.16x350 mm. | 3
set30202 | 1010180100 | WASHER,PLAIN,SQUARE,LARGE 52x52x4.5 mm.HOLE DIA. 18 MM. TIS.258 | 7
set30202 | 1010180201 | WASHER,SQUARE,CURVED 60x60x5 mm.HOLE DIA. 22 mm. | 3
set30202 | 1010180301 | WASHER,LOCK,SPRING,SIZE 16 mm.,GENERAL PURPOSE,TIS.259 | 1
set30202 | 1010200002 | BRACE,FLAT,FOR CROSSARM 40x6x1,000 mm. | 2
set30202 | 1010230000 | CLAMP,SINGLE U-BOLT,M.8 (WIRE ROPE CLIP) | 2
set30202 | 1010230205 | GROUND WIRE CLAMP,J.1152 | 1
set30202 | 1030000002 | INSULATOR,PIN TYPE,TYPE C (CLASS 56-3)TIS.279 | 3
set30202 | 1030100001 | PIN,INSULATOR,33 KV.SHANK 165 MM.LEAD HEAD 35 MM.(1 3/8") | 3
set30203 | 1000110002 | CROSSARM,PRESTRESSED CONCRETE,SPUN,H.T. 120X120X3,000 MM. | 2
set30203 | 1010000100 | STEEL CHANNEL, 100x50x5 mm. 2,250 MM.LONG | 1
set30203 | 1010100000 | WIRE,STEEL SOLID DIA. 4.0 mm.TIS.71 | 0.7
set30203 | 1010110201 | BOLT,MACHINE M.16x170 mm. | 2
set30203 | 1010110202 | BOLT,MACHINE M.16x200 mm. | 1
set30203 | 1010110205 | BOLT,MACHINE M.16x350 mm. | 2
set30203 | 1010110207 | BOLT,MACHINE M.16x450 mm. | 1
set30203 | 1010120001 | BOLT,DOUBLE ARMING,M.16x450 mm. | 2
set30203 | 1010180100 | WASHER,PLAIN,SQUARE,LARGE 52x52x4.5 mm.HOLE DIA. 18 MM. TIS.258 | 15
set30203 | 1010180201 | WASHER,SQUARE,CURVED 60x60x5 mm.HOLE DIA. 22 mm. | 6
set30203 | 1010180301 | WASHER,LOCK,SPRING,SIZE 16 mm.,GENERAL PURPOSE,TIS.259 | 1
set30203 | 1010200002 | BRACE,FLAT,FOR CROSSARM 40x6x1,000 mm. | 2
set30203 | 1010230000 | CLAMP,SINGLE U-BOLT,M.8 (WIRE ROPE CLIP) | 2
set30203 | 1010230205 | GROUND WIRE CLAMP,J.1152 | 1
set30203 | 1030000002 | INSULATOR,PIN TYPE,TYPE C (CLASS 56-3)TIS.279 | 6
set30203 | 1030100001 | PIN,INSULATOR,33 KV.SHANK 165 MM.LEAD HEAD 35 MM.(1 3/8") | 6
set30204 | 1000110004 | CROSSARM,PRESTRESSED CONCRETE,SPUN(FOR DEAD-ENDING) 120X120X2,50 | 2
set30204 | 1010000100 | STEEL CHANNEL, 100x50x5 mm. 2,250 MM.LONG | 1
set30204 | 1010100000 | WIRE,STEEL SOLID DIA. 4.0 mm.TIS.71 | 0.4
set30204 | 1010110201 | BOLT,MACHINE M.16x170 mm. | 2
set30204 | 1010110202 | BOLT,MACHINE M.16x200 mm. | 1
set30204 | 1010110203 | BOLT,MACHINE M.16x250 mm. | 2
set30204 | 1010130001 | BOLT,DOUBLE ARMING,ROUND EYE M.16x450 mm. | 3
set30204 | 1010140001 | BOLT, ROUNG EYE M 16X200 MM. | 1
set30204 | 1010180001 | NUT,EYE M.16 DIN 582 | 4
set30204 | 1010180100 | WASHER,PLAIN,SQUARE,LARGE 52x52x4.5 mm.HOLE DIA. 18 MM. TIS.258 | 17
set30204 | 1010180201 | WASHER,SQUARE,CURVED 60x60x5 mm.HOLE DIA. 22 mm. | 3
set30204 | 1010200002 | BRACE,FLAT,FOR CROSSARM 40x6x1,000 mm. | 2
set30204 | 1010210304 | THIMBLE,GUY,FOR STEEL WIRE 50-95 sq.mm. | 2
set30204 | 1010230000 | CLAMP,SINGLE U-BOLT,M.8 (WIRE ROPE CLIP) | 8
set30204 | 1030000002 | INSULATOR,PIN TYPE,TYPE C (CLASS 56-3)TIS.279 | 3
set30204 | 1030020002 | INSULATOR,SUSPENSION TYPE D (CLASS 52-4)TIS.354 | 18
set30204 | 1030100001 | PIN,INSULATOR,33 KV.SHANK 165 MM.LEAD HEAD 35 MM.(1 3/8") | 3
set30206 | 1000110004 | CROSSARM,PRESTRESSED CONCRETE,SPUN(FOR DEAD-ENDING) 120X120X2,50 | 2
set30206 | 1010000100 | STEEL CHANNEL, 100x50x5 mm. 2,250 MM.LONG | 1
set30206 | 1010110201 | BOLT,MACHINE M.16x170 mm. | 4
set30206 | 1010110202 | BOLT,MACHINE M.16x200 mm. | 1
set30206 | 1010110203 | BOLT,MACHINE M.16x250 mm. | 3
set30206 | 1010130001 | BOLT,DOUBLE ARMING,ROUND EYE M.16x450 mm. | 3
set30206 | 1010140001 | BOLT, ROUNG EYE M 16X200 MM. | 1
set30206 | 1010180100 | WASHER,PLAIN,SQUARE,LARGE 52x52x4.5 mm.HOLE DIA. 18 MM. TIS.258 | 16
set30206 | 1010200002 | BRACE,FLAT,FOR CROSSARM 40x6x1,000 mm. | 4
set30206 | 1010210304 | THIMBLE,GUY,FOR STEEL WIRE 50-95 sq.mm. | 1
set30206 | 1010230000 | CLAMP,SINGLE U-BOLT,M.8 (WIRE ROPE CLIP) | 4
set30206 | 1030020002 | INSULATOR,SUSPENSION TYPE D (CLASS 52-4)TIS.354 | 9
set30207 | 1000110002 | CROSSARM,PRESTRESSED CONCRETE,SPUN,H.T. 120X120X3,000 MM. | 1
set30207 | 1010100000 | WIRE,STEEL SOLID DIA. 4.0 mm.TIS.71 | 0.6
set30207 | 1010110201 | BOLT,MACHINE M.16x170 mm. | 2
set30207 | 1010110203 | BOLT,MACHINE M.16x250 mm. | 1
set30207 | 1010110205 | BOLT,MACHINE M.16x350 mm. | 1
set30207 | 1010180100 | WASHER,PLAIN,SQUARE,LARGE 52x52x4.5 mm.HOLE DIA. 18 MM. TIS.258 | 5
set30207 | 1010180201 | WASHER,SQUARE,CURVED 60x60x5 mm.HOLE DIA. 22 mm. | 3
set30207 | 1010180301 | WASHER,LOCK,SPRING,SIZE 16 mm.,GENERAL PURPOSE,TIS.259 | 1
set30207 | 1010200002 | BRACE,FLAT,FOR CROSSARM 40x6x1,000 mm. | 2
set30207 | 1010230000 | CLAMP,SINGLE U-BOLT,M.8 (WIRE ROPE CLIP) | 4
set30207 | 1010230201 | GROUND WIRE SUPPORT AND CLAMP,FOR CONCRETE POLE | 1
set30207 | 1030000002 | INSULATOR,PIN TYPE,TYPE C (CLASS 56-3)TIS.279 | 3
set30207 | 1030100001 | PIN,INSULATOR,33 KV.SHANK 165 MM.LEAD HEAD 35 MM.(1 3/8") | 3
set30208 | 1000110002 | CROSSARM,PRESTRESSED CONCRETE,SPUN,H.T. 120X120X3,000 MM. | 2
set30208 | 1010100000 | WIRE,STEEL SOLID DIA. 4.0 mm.TIS.71 | 0.9
set30208 | 1010110201 | BOLT,MACHINE M.16x170 mm. | 2
set30208 | 1010110203 | BOLT,MACHINE M.16x250 mm. | 1
set30208 | 1010110208 | BOLT,MACHINE M.16x500 mm. | 1
set30208 | 1010120002 | BOLT,DOUBLE ARMING,M.16x500 mm. | 2
set30208 | 1010180100 | WASHER,PLAIN,SQUARE,LARGE 52x52x4.5 mm.HOLE DIA. 18 MM. TIS.258 | 13
set30208 | 1010180201 | WASHER,SQUARE,CURVED 60x60x5 mm.HOLE DIA. 22 mm. | 6
set30208 | 1010180301 | WASHER,LOCK,SPRING,SIZE 16 mm.,GENERAL PURPOSE,TIS.259 | 1
set30208 | 1010200002 | BRACE,FLAT,FOR CROSSARM 40x6x1,000 mm. | 2
set30208 | 1010230000 | CLAMP,SINGLE U-BOLT,M.8 (WIRE ROPE CLIP) | 4
set30208 | 1010230201 | GROUND WIRE SUPPORT AND CLAMP,FOR CONCRETE POLE | 1
set30208 | 1030000002 | INSULATOR,PIN TYPE,TYPE C (CLASS 56-3)TIS.279 | 6
set30208 | 1030100001 | PIN,INSULATOR,33 KV.SHANK 165 MM.LEAD HEAD 35 MM.(1 3/8") | 6
set30209 | 1000110004 | CROSSARM,PRESTRESSED CONCRETE,SPUN(FOR DEAD-ENDING) 120X120X2,50 | 2
set30209 | 1010100000 | WIRE,STEEL SOLID DIA. 4.0 mm.TIS.71 | 0.6
set30209 | 1010110201 | BOLT,MACHINE M.16x170 mm. | 2
set30209 | 1010110203 | BOLT,MACHINE M.16x250 mm. | 1
set30209 | 1010130002 | BOLT,DOUBLE ARMING,ROUND EYE M.16x500 mm. | 3
set30209 | 1010140001 | BOLT, ROUNG EYE M 16X200 MM. | 1
set30209 | 1010180001 | NUT,EYE M.16 DIN 582 | 4
set30209 | 1010180100 | WASHER,PLAIN,SQUARE,LARGE 52x52x4.5 mm.HOLE DIA. 18 MM. TIS.258 | 15
set30209 | 1010180201 | WASHER,SQUARE,CURVED 60x60x5 mm.HOLE DIA. 22 mm. | 3
set30209 | 1010200002 | BRACE,FLAT,FOR CROSSARM 40x6x1,000 mm. | 2
set30209 | 1010210304 | THIMBLE,GUY,FOR STEEL WIRE 50-95 sq.mm. | 2
set30209 | 1010230000 | CLAMP,SINGLE U-BOLT,M.8 (WIRE ROPE CLIP) | 6
set30209 | 1030000002 | INSULATOR,PIN TYPE,TYPE C (CLASS 56-3)TIS.279 | 3
set30209 | 1030020002 | INSULATOR,SUSPENSION TYPE D (CLASS 52-4)TIS.354 | 18
set30209 | 1030100001 | PIN,INSULATOR,33 KV.SHANK 165 MM.LEAD HEAD 35 MM.(1 3/8") | 3
set30210 | 1000110004 | CROSSARM,PRESTRESSED CONCRETE,SPUN(FOR DEAD-ENDING) 120X120X2,50 | 2
set30210 | 1010110201 | BOLT,MACHINE M.16x170 mm. | 4
set30210 | 1010110203 | BOLT,MACHINE M.16x250 mm. | 1
set30210 | 1010130002 | BOLT,DOUBLE ARMING,ROUND EYE M.16x500 mm. | 3
set30210 | 1010140001 | BOLT, ROUNG EYE M 16X200 MM. | 3
set30210 | 1010180001 | NUT,EYE M.16 DIN 582 | 4
set30210 | 1010180100 | WASHER,PLAIN,SQUARE,LARGE 52x52x4.5 mm.HOLE DIA. 18 MM. TIS.258 | 20
set30210 | 1010180301 | WASHER,LOCK,SPRING,SIZE 16 mm.,GENERAL PURPOSE,TIS.259 | 1
set30210 | 1010200002 | BRACE,FLAT,FOR CROSSARM 40x6x1,000 mm. | 2
set30210 | 1010210304 | THIMBLE,GUY,FOR STEEL WIRE 50-95 sq.mm. | 2
set30210 | 1010230000 | CLAMP,SINGLE U-BOLT,M.8 (WIRE ROPE CLIP) | 6
set30210 | 1030020002 | INSULATOR,SUSPENSION TYPE D (CLASS 52-4)TIS.354 | 18
set30211 | 1000110004 | CROSSARM,PRESTRESSED CONCRETE,SPUN(FOR DEAD-ENDING) 120X120X2,50 | 2
set30211 | 1010100000 | WIRE,STEEL SOLID DIA. 4.0 mm.TIS.71 | 0.6
set30211 | 1010110201 | BOLT,MACHINE M.16x170 mm. | 4
set30211 | 1010110203 | BOLT,MACHINE M.16x250 mm. | 1
set30211 | 1010130002 | BOLT,DOUBLE ARMING,ROUND EYE M.16x500 mm. | 3
set30211 | 1010140001 | BOLT, ROUNG EYE M 16X200 MM. | 1
set30211 | 1010180001 | NUT,EYE M.16 DIN 582 | 1
set30211 | 1010180100 | WASHER,PLAIN,SQUARE,LARGE 52x52x4.5 mm.HOLE DIA. 18 MM. TIS.258 | 16
set30211 | 1010180201 | WASHER,SQUARE,CURVED 60x60x5 mm.HOLE DIA. 22 mm. | 3
set30211 | 1010200002 | BRACE,FLAT,FOR CROSSARM 40x6x1,000 mm. | 4
set30211 | 1010210304 | THIMBLE,GUY,FOR STEEL WIRE 50-95 sq.mm. | 2
set30211 | 1010230000 | CLAMP,SINGLE U-BOLT,M.8 (WIRE ROPE CLIP) | 6
set30211 | 1030000002 | INSULATOR,PIN TYPE,TYPE C (CLASS 56-3)TIS.279 | 3
set30211 | 1030020002 | INSULATOR,SUSPENSION TYPE D (CLASS 52-4)TIS.354 | 9
set30211 | 1030100001 | PIN,INSULATOR,33 KV.SHANK 165 MM.LEAD HEAD 35 MM.(1 3/8") | 3
set30212 | 1000110004 | CROSSARM,PRESTRESSED CONCRETE,SPUN(FOR DEAD-ENDING) 120X120X2,50 | 2
set30212 | 1010110201 | BOLT,MACHINE M.16x170 mm. | 4
set30212 | 1010110203 | BOLT,MACHINE M.16x250 mm. | 1
set30212 | 1010130002 | BOLT,DOUBLE ARMING,ROUND EYE M.16x500 mm. | 3
set30212 | 1010140001 | BOLT, ROUNG EYE M 16X200 MM. | 1
set30212 | 1010180100 | WASHER,PLAIN,SQUARE,LARGE 52x52x4.5 mm.HOLE DIA. 18 MM. TIS.258 | 15
set30212 | 1010200002 | BRACE,FLAT,FOR CROSSARM 40x6x1,000 mm. | 4
set30212 | 1010210304 | THIMBLE,GUY,FOR STEEL WIRE 50-95 sq.mm. | 1
set30212 | 1010230000 | CLAMP,SINGLE U-BOLT,M.8 (WIRE ROPE CLIP) | 4
set30212 | 1030020002 | INSULATOR,SUSPENSION TYPE D (CLASS 52-4)TIS.354 | 9
set30213 | 1000110004 | CROSSARM,PRESTRESSED CONCRETE,SPUN(FOR DEAD-ENDING) 120X120X2,50 | 2
set30213 | 1010100000 | WIRE,STEEL SOLID DIA. 4.0 mm.TIS.71 | 0.2
set30213 | 1010110201 | BOLT,MACHINE M.16x170 mm. | 4
set30213 | 1010110203 | BOLT,MACHINE M.16x250 mm. | 1
set30213 | 1010130002 | BOLT,DOUBLE ARMING,ROUND EYE M.16x500 mm. | 3
set30213 | 1010140001 | BOLT, ROUNG EYE M 16X200 MM. | 1
set30213 | 1010180100 | WASHER,PLAIN,SQUARE,LARGE 52x52x4.5 mm.HOLE DIA. 18 MM. TIS.258 | 16
set30213 | 1010180201 | WASHER,SQUARE,CURVED 60x60x5 mm.HOLE DIA. 22 mm. | 1
set30213 | 1010200002 | BRACE,FLAT,FOR CROSSARM 40x6x1,000 mm. | 4
set30213 | 1010210304 | THIMBLE,GUY,FOR STEEL WIRE 50-95 sq.mm. | 1
set30213 | 1010230000 | CLAMP,SINGLE U-BOLT,M.8 (WIRE ROPE CLIP) | 6
set30213 | 1030000002 | INSULATOR,PIN TYPE,TYPE C (CLASS 56-3)TIS.279 | 1
set30213 | 1030020002 | INSULATOR,SUSPENSION TYPE D (CLASS 52-4)TIS.354 | 9
set30213 | 1030100001 | PIN,INSULATOR,33 KV.SHANK 165 MM.LEAD HEAD 35 MM.(1 3/8") | 1
set30214 | 1000110004 | CROSSARM,PRESTRESSED CONCRETE,SPUN(FOR DEAD-ENDING) 120X120X2,50 | 2
set30214 | 1010100000 | WIRE,STEEL SOLID DIA. 4.0 mm.TIS.71 | 0.3
set30214 | 1010110201 | BOLT,MACHINE M.16x170 mm. | 4
set30214 | 1010110204 | BOLT,MACHINE M.16x300 mm. | 1
set30214 | 1010130002 | BOLT,DOUBLE ARMING,ROUND EYE M.16x500 mm. | 3
set30214 | 1010140002 | BOLT,ROUND EYE M.16x250 mm. | 1
set30214 | 1010180100 | WASHER,PLAIN,SQUARE,LARGE 52x52x4.5 mm.HOLE DIA. 18 MM. TIS.258 | 16
set30214 | 1010180201 | WASHER,SQUARE,CURVED 60x60x5 mm.HOLE DIA. 22 mm. | 2
set30214 | 1010200002 | BRACE,FLAT,FOR CROSSARM 40x6x1,000 mm. | 4
set30214 | 1010210304 | THIMBLE,GUY,FOR STEEL WIRE 50-95 sq.mm. | 1
set30214 | 1010230000 | CLAMP,SINGLE U-BOLT,M.8 (WIRE ROPE CLIP) | 4
set30214 | 1030000002 | INSULATOR,PIN TYPE,TYPE C (CLASS 56-3)TIS.279 | 2
set30214 | 1030020002 | INSULATOR,SUSPENSION TYPE D (CLASS 52-4)TIS.354 | 9
set30214 | 1030100001 | PIN,INSULATOR,33 KV.SHANK 165 MM.LEAD HEAD 35 MM.(1 3/8") | 2
set30215 | 1000110002 | CROSSARM,PRESTRESSED CONCRETE,SPUN,H.T. 120X120X3,000 MM. | 1
set30215 | 1010100000 | WIRE,STEEL SOLID DIA. 4.0 mm.TIS.71 | 0.5
set30215 | 1010110201 | BOLT,MACHINE M.16x170 mm. | 2
set30215 | 1010110203 | BOLT,MACHINE M.16x250 mm. | 1
set30215 | 1010110205 | BOLT,MACHINE M.16x350 mm. | 1
set30215 | 1010140001 | BOLT, ROUNG EYE M 16X200 MM. | 1
set30215 | 1010180100 | WASHER,PLAIN,SQUARE,LARGE 52x52x4.5 mm.HOLE DIA. 18 MM. TIS.258 | 7
set30215 | 1010180201 | WASHER,SQUARE,CURVED 60x60x5 mm.HOLE DIA. 22 mm. | 3
set30215 | 1010200002 | BRACE,FLAT,FOR CROSSARM 40x6x1,000 mm. | 2
set30215 | 1010210304 | THIMBLE,GUY,FOR STEEL WIRE 50-95 sq.mm. | 1
set30215 | 1010230000 | CLAMP,SINGLE U-BOLT,M.8 (WIRE ROPE CLIP) | 6
set30215 | 1030000002 | INSULATOR,PIN TYPE,TYPE C (CLASS 56-3)TIS.279 | 3
set30215 | 1030100001 | PIN,INSULATOR,33 KV.SHANK 165 MM.LEAD HEAD 35 MM.(1 3/8") | 3
set30216 | 1010100000 | WIRE,STEEL SOLID DIA. 4.0 mm.TIS.71 | 0.4
set30216 | 1010180001 | NUT,EYE M.16 DIN 582 | 4
set30216 | 1010180201 | WASHER,SQUARE,CURVED 60x60x5 mm.HOLE DIA. 22 mm. | 6
set30216 | 1010210304 | THIMBLE,GUY,FOR STEEL WIRE 50-95 sq.mm. | 1
set30216 | 1010230000 | CLAMP,SINGLE U-BOLT,M.8 (WIRE ROPE CLIP) | 4
set30216 | 1030000002 | INSULATOR,PIN TYPE,TYPE C (CLASS 56-3)TIS.279 | 6
set30216 | 1030020002 | INSULATOR,SUSPENSION TYPE D (CLASS 52-4)TIS.354 | 9
set30216 | 1030100001 | PIN,INSULATOR,33 KV.SHANK 165 MM.LEAD HEAD 35 MM.(1 3/8") | 6
set30217 | 1010100000 | WIRE,STEEL SOLID DIA. 4.0 mm.TIS.71 | 0.4
set30217 | 1010180001 | NUT,EYE M.16 DIN 582 | 1
set30217 | 1010180201 | WASHER,SQUARE,CURVED 60x60x5 mm.HOLE DIA. 22 mm. | 6
set30217 | 1010210304 | THIMBLE,GUY,FOR STEEL WIRE 50-95 sq.mm. | 1
set30217 | 1010230000 | CLAMP,SINGLE U-BOLT,M.8 (WIRE ROPE CLIP) | 4
set30217 | 1030000002 | INSULATOR,PIN TYPE,TYPE C (CLASS 56-3)TIS.279 | 6
set30217 | 1030100001 | PIN,INSULATOR,33 KV.SHANK 165 MM.LEAD HEAD 35 MM.(1 3/8") | 6
set30231 | 1000110002 | CROSSARM,PRESTRESSED CONCRETE,SPUN,H.T. 120X120X3,000 MM. | 1
set30231 | 1010010003 | STEEL ANGLE,OVERHEAD GROUND WIRE BAYONET 65x65x6 MM. 2,250 MM. LONG | 1
set30231 | 1010100000 | WIRE,STEEL SOLID DIA. 4.0 mm.TIS.71 | 0.35
set30231 | 1010110201 | BOLT,MACHINE M.16x170 mm. | 1
set30231 | 1010110203 | BOLT,MACHINE M.16x250 mm. | 3
set30231 | 1010110205 | BOLT,MACHINE M.16x350 mm. | 1
set30231 | 1010180100 | WASHER,PLAIN,SQUARE,LARGE 52x52x4.5 mm.HOLE DIA. 18 MM. TIS.258 | 6
set30231 | 1010180201 | WASHER,SQUARE,CURVED 60x60x5 mm.HOLE DIA. 22 mm. | 3
set30231 | 1010180301 | WASHER,LOCK,SPRING,SIZE 16 mm.,GENERAL PURPOSE,TIS.259 | 1
set30231 | 1010200005 | BRACE,ALLEY ARM 50x50x6 mm. 2,350 mm.LONG | 1
set30231 | 1010230000 | CLAMP,SINGLE U-BOLT,M.8 (WIRE ROPE CLIP) | 2
set30231 | 1010230205 | GROUND WIRE CLAMP,J.1152 | 1
set30231 | 1030000002 | INSULATOR,PIN TYPE,TYPE C (CLASS 56-3)TIS.279 | 3
set30231 | 1030100001 | PIN,INSULATOR,33 KV.SHANK 165 MM.LEAD HEAD 35 MM.(1 3/8") | 3
set30232 | 1000110002 | CROSSARM,PRESTRESSED CONCRETE,SPUN,H.T. 120X120X3,000 MM. | 1
set30232 | 1010000100 | STEEL CHANNEL, 100x50x5 mm. 2,250 MM.LONG | 1
set30232 | 1010100000 | WIRE,STEEL SOLID DIA. 4.0 mm.TIS.71 | 0.35
set30232 | 1010110201 | BOLT,MACHINE M.16x170 mm. | 1
set30232 | 1010110203 | BOLT,MACHINE M.16x250 mm. | 1
set30232 | 1010110205 | BOLT,MACHINE M.16x350 mm. | 3
set30232 | 1010180100 | WASHER,PLAIN,SQUARE,LARGE 52x52x4.5 mm.HOLE DIA. 18 MM. TIS.258 | 6
set30232 | 1010180201 | WASHER,SQUARE,CURVED 60x60x5 mm.HOLE DIA. 22 mm. | 3
set30232 | 1010180301 | WASHER,LOCK,SPRING,SIZE 16 mm.,GENERAL PURPOSE,TIS.259 | 1
set30232 | 1010200005 | BRACE,ALLEY ARM 50x50x6 mm. 2,350 mm.LONG | 1
set30232 | 1010230000 | CLAMP,SINGLE U-BOLT,M.8 (WIRE ROPE CLIP) | 2
set30232 | 1010230205 | GROUND WIRE CLAMP,J.1152 | 1
set30232 | 1030000002 | INSULATOR,PIN TYPE,TYPE C (CLASS 56-3)TIS.279 | 3
set30232 | 1030100001 | PIN,INSULATOR,33 KV.SHANK 165 MM.LEAD HEAD 35 MM.(1 3/8") | 3
set30233 | 1000110002 | CROSSARM,PRESTRESSED CONCRETE,SPUN,H.T. 120X120X3,000 MM. | 2
set30233 | 1010000100 | STEEL CHANNEL, 100x50x5 mm. 2,250 MM.LONG | 1
set30233 | 1010100000 | WIRE,STEEL SOLID DIA. 4.0 mm.TIS.71 | 0.55
set30233 | 1010110201 | BOLT,MACHINE M.16x170 mm. | 1
set30233 | 1010110203 | BOLT,MACHINE M.16x250 mm. | 1
set30233 | 1010110205 | BOLT,MACHINE M.16x350 mm. | 2
set30233 | 1010110207 | BOLT,MACHINE M.16x450 mm. | 1
set30233 | 1010120001 | BOLT,DOUBLE ARMING,M.16x450 mm. | 2
set30233 | 1010180100 | WASHER,PLAIN,SQUARE,LARGE 52x52x4.5 mm.HOLE DIA. 18 MM. TIS.258 | 14
set30233 | 1010180201 | WASHER,SQUARE,CURVED 60x60x5 mm.HOLE DIA. 22 mm. | 6
set30233 | 1010180301 | WASHER,LOCK,SPRING,SIZE 16 mm.,GENERAL PURPOSE,TIS.259 | 1
set30233 | 1010200005 | BRACE,ALLEY ARM 50x50x6 mm. 2,350 mm.LONG | 1
set30233 | 1010230000 | CLAMP,SINGLE U-BOLT,M.8 (WIRE ROPE CLIP) | 2
set30233 | 1010230205 | GROUND WIRE CLAMP,J.1152 | 1
set30233 | 1030000002 | INSULATOR,PIN TYPE,TYPE C (CLASS 56-3)TIS.279 | 6
set30233 | 1030100001 | PIN,INSULATOR,33 KV.SHANK 165 MM.LEAD HEAD 35 MM.(1 3/8") | 6
set30234 | 1000110002 | CROSSARM,PRESTRESSED CONCRETE,SPUN,H.T. 120X120X3,000 MM. | 1
set30234 | 1010100000 | WIRE,STEEL SOLID DIA. 4.0 mm.TIS.71 | 0.55
set30234 | 1010110201 | BOLT,MACHINE M.16x170 mm. | 1
set30234 | 1010110204 | BOLT,MACHINE M.16x300 mm. | 1
set30234 | 1010110205 | BOLT,MACHINE M.16x350 mm. | 1
set30234 | 1010180100 | WASHER,PLAIN,SQUARE,LARGE 52x52x4.5 mm.HOLE DIA. 18 MM. TIS.258 | 4
set30234 | 1010180201 | WASHER,SQUARE,CURVED 60x60x5 mm.HOLE DIA. 22 mm. | 3
set30234 | 1010180301 | WASHER,LOCK,SPRING,SIZE 16 mm.,GENERAL PURPOSE,TIS.259 | 1
set30234 | 1010200005 | BRACE,ALLEY ARM 50x50x6 mm. 2,350 mm.LONG | 1
set30234 | 1010230000 | CLAMP,SINGLE U-BOLT,M.8 (WIRE ROPE CLIP) | 4
set30234 | 1010230201 | GROUND WIRE SUPPORT AND CLAMP,FOR CONCRETE POLE | 1
set30234 | 1030000002 | INSULATOR,PIN TYPE,TYPE C (CLASS 56-3)TIS.279 | 3
set30234 | 1030100001 | PIN,INSULATOR,33 KV.SHANK 165 MM.LEAD HEAD 35 MM.(1 3/8") | 3
set30235 | 1000110002 | CROSSARM,PRESTRESSED CONCRETE,SPUN,H.T. 120X120X3,000 MM. | 2
set30235 | 1010100000 | WIRE,STEEL SOLID DIA. 4.0 mm.TIS.71 | 0.75
set30235 | 1010110201 | BOLT,MACHINE M.16x170 mm. | 1
set30235 | 1010110204 | BOLT,MACHINE M.16x300 mm. | 1
set30235 | 1010110208 | BOLT,MACHINE M.16x500 mm. | 1
set30235 | 1010120002 | BOLT,DOUBLE ARMING,M.16x500 mm. | 2
set30235 | 1010180100 | WASHER,PLAIN,SQUARE,LARGE 52x52x4.5 mm.HOLE DIA. 18 MM. TIS.258 | 12
set30235 | 1010180201 | WASHER,SQUARE,CURVED 60x60x5 mm.HOLE DIA. 22 mm. | 6
set30235 | 1010180301 | WASHER,LOCK,SPRING,SIZE 16 mm.,GENERAL PURPOSE,TIS.259 | 1
set30235 | 1010200005 | BRACE,ALLEY ARM 50x50x6 mm. 2,350 mm.LONG | 1
set30235 | 1010230000 | CLAMP,SINGLE U-BOLT,M.8 (WIRE ROPE CLIP) | 4
set30235 | 1010230201 | GROUND WIRE SUPPORT AND CLAMP,FOR CONCRETE POLE | 1
set30235 | 1030000002 | INSULATOR,PIN TYPE,TYPE C (CLASS 56-3)TIS.279 | 6
set30235 | 1030100001 | PIN,INSULATOR,33 KV.SHANK 165 MM.LEAD HEAD 35 MM.(1 3/8") | 6
set30269 | 1000100003 | CROSSARM WOOD,H.T. 3,000X100X120 MM. | 2
set30269 | 1010100000 | WIRE,STEEL SOLID DIA. 4.0 mm.TIS.71 | 0.35
set30269 | 1010110200 | BOLT,MACHINE M.16x130 mm. | 2
set30269 | 1010110203 | BOLT,MACHINE M.16x250 mm. | 1
set30269 | 1010110207 | BOLT,MACHINE M.16x450 mm. | 1
set30269 | 1010130001 | BOLT,DOUBLE ARMING,ROUND EYE M.16x450 mm. | 3
set30269 | 1010140001 | BOLT, ROUNG EYE M 16X200 MM. | 1
set30269 | 1010180001 | NUT,EYE M.16 DIN 582 | 4
set30269 | 1010180100 | WASHER,PLAIN,SQUARE,LARGE 52x52x4.5 mm.HOLE DIA. 18 MM. TIS.258 | 19
set30269 | 1010200002 | BRACE,FLAT,FOR CROSSARM 40x6x1,000 mm. | 4
set30269 | 1010210304 | THIMBLE,GUY,FOR STEEL WIRE 50-95 sq.mm. | 2
set30269 | 1010230000 | CLAMP,SINGLE U-BOLT,M.8 (WIRE ROPE CLIP) | 8
set30269 | 1030000002 | INSULATOR,PIN TYPE,TYPE C (CLASS 56-3)TIS.279 | 3
set30269 | 1030020002 | INSULATOR,SUSPENSION TYPE D (CLASS 52-4)TIS.354 | 18
set30269 | 1030100001 | PIN,INSULATOR,33 KV.SHANK 165 MM.LEAD HEAD 35 MM.(1 3/8") | 3
set30283 | 1000110004 | CROSSARM,PRESTRESSED CONCRETE,SPUN(FOR DEAD-ENDING) 120X120X2,50 | 2
set30283 | 1010100000 | WIRE,STEEL SOLID DIA. 4.0 mm.TIS.71 | 0.55
set30283 | 1010110201 | BOLT,MACHINE M.16x170 mm. | 1
set30283 | 1010110204 | BOLT,MACHINE M.16x300 mm. | 1
set30283 | 1010110208 | BOLT,MACHINE M.16x500 mm. | 1
set30283 | 1010130002 | BOLT,DOUBLE ARMING,ROUND EYE M.16x500 mm. | 3
set30283 | 1010140001 | BOLT, ROUNG EYE M 16X200 MM. | 1
set30283 | 1010180001 | NUT,EYE M.16 DIN 582 | 1
set30283 | 1010180100 | WASHER,PLAIN,SQUARE,LARGE 52x52x4.5 mm.HOLE DIA. 18 MM. TIS.258 | 18
set30283 | 1010180201 | WASHER,SQUARE,CURVED 60x60x5 mm.HOLE DIA. 22 mm. | 3
set30283 | 1010200005 | BRACE,ALLEY ARM 50x50x6 mm. 2,350 mm.LONG | 1
set30283 | 1010210304 | THIMBLE,GUY,FOR STEEL WIRE 50-95 sq.mm. | 2
set30283 | 1010230000 | CLAMP,SINGLE U-BOLT,M.8 (WIRE ROPE CLIP) | 6
set30283 | 1030000002 | INSULATOR,PIN TYPE,TYPE C (CLASS 56-3)TIS.279 | 3
set30283 | 1030020002 | INSULATOR,SUSPENSION TYPE D (CLASS 52-4)TIS.354 | 9
set30283 | 1030100001 | PIN,INSULATOR,33 KV.SHANK 165 MM.LEAD HEAD 35 MM.(1 3/8") | 3
set30284 | 1000110004 | CROSSARM,PRESTRESSED CONCRETE,SPUN(FOR DEAD-ENDING) 120X120X2,50 | 2
set30284 | 1010110201 | BOLT,MACHINE M.16x170 mm. | 1
set30284 | 1010110204 | BOLT,MACHINE M.16x300 mm. | 1
set30284 | 1010110208 | BOLT,MACHINE M.16x500 mm. | 1
set30284 | 1010130002 | BOLT,DOUBLE ARMING,ROUND EYE M.16x500 mm. | 3
set30284 | 1010140001 | BOLT, ROUNG EYE M 16X200 MM. | 1
set30284 | 1010180100 | WASHER,PLAIN,SQUARE,LARGE 52x52x4.5 mm.HOLE DIA. 18 MM. TIS.258 | 17
set30284 | 1010200005 | BRACE,ALLEY ARM 50x50x6 mm. 2,350 mm.LONG | 1
set30284 | 1010210304 | THIMBLE,GUY,FOR STEEL WIRE 50-95 sq.mm. | 1
set30284 | 1010230000 | CLAMP,SINGLE U-BOLT,M.8 (WIRE ROPE CLIP) | 4
set30284 | 1030020002 | INSULATOR,SUSPENSION TYPE D (CLASS 52-4)TIS.354 | 9
set30285 | 1000110002 | CROSSARM,PRESTRESSED CONCRETE,SPUN,H.T. 120X120X3,000 MM. | 2
set30285 | 1010100000 | WIRE,STEEL SOLID DIA. 4.0 mm.TIS.71 | 0.2
set30285 | 1010110203 | BOLT,MACHINE M.16x250 mm. | 1
set30285 | 1010110208 | BOLT,MACHINE M.16x500 mm. | 1
set30285 | 1010130002 | BOLT,DOUBLE ARMING,ROUND EYE M.16x500 mm. | 3
set30285 | 1010140001 | BOLT, ROUNG EYE M 16X200 MM. | 1
set30285 | 1010180100 | WASHER,PLAIN,SQUARE,LARGE 52x52x4.5 mm.HOLE DIA. 18 MM. TIS.258 | 16
set30285 | 1010180201 | WASHER,SQUARE,CURVED 60x60x5 mm.HOLE DIA. 22 mm. | 1
set30285 | 1010200005 | BRACE,ALLEY ARM 50x50x6 mm. 2,350 mm.LONG | 1
set30285 | 1010210304 | THIMBLE,GUY,FOR STEEL WIRE 50-95 sq.mm. | 1
set30285 | 1010230000 | CLAMP,SINGLE U-BOLT,M.8 (WIRE ROPE CLIP) | 6
set30285 | 1030000002 | INSULATOR,PIN TYPE,TYPE C (CLASS 56-3)TIS.279 | 1
set30285 | 1030020002 | INSULATOR,SUSPENSION TYPE D (CLASS 52-4)TIS.354 | 9
set30285 | 1030100001 | PIN,INSULATOR,33 KV.SHANK 165 MM.LEAD HEAD 35 MM.(1 3/8") | 1
set30286 | 1000110002 | CROSSARM,PRESTRESSED CONCRETE,SPUN,H.T. 120X120X3,000 MM. | 2
set30286 | 1010100000 | WIRE,STEEL SOLID DIA. 4.0 mm.TIS.71 | 0.25
set30286 | 1010110203 | BOLT,MACHINE M.16x250 mm. | 1
set30286 | 1010110209 | BOLT MACHINE M.16X600 MM. | 1
set30286 | 1010130003 | BOLT,DOUBLE ARMING,ROUND EYE M.16x600 mm. | 3
set30286 | 1010140002 | BOLT,ROUND EYE M.16x250 mm. | 1
set30286 | 1010180100 | WASHER,PLAIN,SQUARE,LARGE 52x52x4.5 mm.HOLE DIA. 18 MM. TIS.258 | 16
set30286 | 1010180201 | WASHER,SQUARE,CURVED 60x60x5 mm.HOLE DIA. 22 mm. | 2
set30286 | 1010200005 | BRACE,ALLEY ARM 50x50x6 mm. 2,350 mm.LONG | 1
set30286 | 1010210304 | THIMBLE,GUY,FOR STEEL WIRE 50-95 sq.mm. | 1
set30286 | 1010230000 | CLAMP,SINGLE U-BOLT,M.8 (WIRE ROPE CLIP) | 4
set30286 | 1030000002 | INSULATOR,PIN TYPE,TYPE C (CLASS 56-3)TIS.279 | 2
set30286 | 1030020002 | INSULATOR,SUSPENSION TYPE D (CLASS 52-4)TIS.354 | 9
set30286 | 1030100001 | PIN,INSULATOR,33 KV.SHANK 165 MM.LEAD HEAD 35 MM.(1 3/8") | 2
set30301 | 1010000201 | STEEL CHANNEL,125X65X6 MM. 3,000 MM.LONG | 1
set30301 | 1010010003 | STEEL ANGLE,OVERHEAD GROUND WIRE BAYONET 65x65x6 MM. 2,250 MM. LONG | 1
set30301 | 1010100002 | WIRE,STEEL STRANDED 25 sq.mm.TIS.404 | 1
set30301 | 1010110202 | BOLT,MACHINE M.16x200 mm. | 2
set30301 | 1010110203 | BOLT,MACHINE M.16x250 mm. | 2
set30301 | 1010110404 | BOLT,MACHINE,HEXAGON, M.16X50 MM. | 2
set30301 | 1010180100 | WASHER,PLAIN,SQUARE,LARGE 52x52x4.5 mm.HOLE DIA. 18 MM. TIS.258 | 5
set30301 | 1010200002 | BRACE,FLAT,FOR CROSSARM 40x6x1,000 mm. | 2
set30301 | 1010230000 | CLAMP,SINGLE U-BOLT,M.8 (WIRE ROPE CLIP) | 3
set30301 | 1010230205 | GROUND WIRE CLAMP,J.1152 | 1
set30301 | 1030000002 | INSULATOR,PIN TYPE,TYPE C (CLASS 56-3)TIS.279 | 1
set30301 | 1030100001 | PIN,INSULATOR,33 KV.SHANK 165 MM.LEAD HEAD 35 MM.(1 3/8") | 1
set30302 | 1010000100 | STEEL CHANNEL, 100x50x5 mm. 2,250 MM.LONG | 1
set30302 | 1010000201 | STEEL CHANNEL,125X65X6 MM. 3,000 MM.LONG | 1
set30302 | 1010100002 | WIRE,STEEL STRANDED 25 sq.mm.TIS.404 | 1
set30302 | 1010110202 | BOLT,MACHINE M.16x200 mm. | 2
set30302 | 1010110203 | BOLT,MACHINE M.16x250 mm. | 2
set30302 | 1010110205 | BOLT,MACHINE M.16x350 mm. | 2
set30302 | 1010110404 | BOLT,MACHINE,HEXAGON, M.16X50 MM. | 2
set30302 | 1010180100 | WASHER,PLAIN,SQUARE,LARGE 52x52x4.5 mm.HOLE DIA. 18 MM. TIS.258 | 5
set30302 | 1010200002 | BRACE,FLAT,FOR CROSSARM 40x6x1,000 mm. | 2
set30302 | 1010230000 | CLAMP,SINGLE U-BOLT,M.8 (WIRE ROPE CLIP) | 3
set30302 | 1010230205 | GROUND WIRE CLAMP,J.1152 | 1
set30302 | 1030000002 | INSULATOR,PIN TYPE,TYPE C (CLASS 56-3)TIS.279 | 1
set30302 | 1030100001 | PIN,INSULATOR,33 KV.SHANK 165 MM.LEAD HEAD 35 MM.(1 3/8") | 1
set30304 | 1010000100 | STEEL CHANNEL, 100x50x5 mm. 2,250 MM.LONG | 1
set30304 | 1010000201 | STEEL CHANNEL,125X65X6 MM. 3,000 MM.LONG | 2
set30304 | 1010100002 | WIRE,STEEL STRANDED 25 sq.mm.TIS.404 | 0.7
set30304 | 1010110202 | BOLT,MACHINE M.16x200 mm. | 1
set30304 | 1010110203 | BOLT,MACHINE M.16x250 mm. | 2
set30304 | 1010110404 | BOLT,MACHINE,HEXAGON, M.16X50 MM. | 2
set30304 | 1010140001 | BOLT, ROUNG EYE M 16X200 MM. | 1
set30304 | 1010150050 | BOLT,OVAL FULL THREAD M.16X250 MM. | 3
set30304 | 1010180001 | NUT,EYE M.16 DIN 582 | 2
set30304 | 1010180100 | WASHER,PLAIN,SQUARE,LARGE 52x52x4.5 mm.HOLE DIA. 18 MM. TIS.258 | 13
set30304 | 1010200002 | BRACE,FLAT,FOR CROSSARM 40x6x1,000 mm. | 2
set30304 | 1010210304 | THIMBLE,GUY,FOR STEEL WIRE 50-95 sq.mm. | 2
set30304 | 1010230000 | CLAMP,SINGLE U-BOLT,M.8 (WIRE ROPE CLIP) | 10
set30304 | 1030000002 | INSULATOR,PIN TYPE,TYPE C (CLASS 56-3)TIS.279 | 1
set30304 | 1030020002 | INSULATOR,SUSPENSION TYPE D (CLASS 52-4)TIS.354 | 6
set30304 | 1030100001 | PIN,INSULATOR,33 KV.SHANK 165 MM.LEAD HEAD 35 MM.(1 3/8") | 1
set30305 | 1010000100 | STEEL CHANNEL, 100x50x5 mm. 2,250 MM.LONG | 1
set30305 | 1010000201 | STEEL CHANNEL,125X65X6 MM. 3,000 MM.LONG | 2
set30305 | 1010100002 | WIRE,STEEL STRANDED 25 sq.mm.TIS.404 | 0.7
set30305 | 1010110202 | BOLT,MACHINE M.16x200 mm. | 1
set30305 | 1010110203 | BOLT,MACHINE M.16x250 mm. | 2
set30305 | 1010110404 | BOLT,MACHINE,HEXAGON, M.16X50 MM. | 2
set30305 | 1010140001 | BOLT, ROUNG EYE M 16X200 MM. | 1
set30305 | 1010150050 | BOLT,OVAL FULL THREAD M.16X250 MM. | 3
set30305 | 1010180001 | NUT,EYE M.16 DIN 582 | 2
set30305 | 1010180100 | WASHER,PLAIN,SQUARE,LARGE 52x52x4.5 mm.HOLE DIA. 18 MM. TIS.258 | 13
set30305 | 1010200002 | BRACE,FLAT,FOR CROSSARM 40x6x1,000 mm. | 2
set30305 | 1010210304 | THIMBLE,GUY,FOR STEEL WIRE 50-95 sq.mm. | 2
set30305 | 1010230000 | CLAMP,SINGLE U-BOLT,M.8 (WIRE ROPE CLIP) | 10
set30305 | 1010230205 | GROUND WIRE CLAMP,J.1152 | 1
set30305 | 1030020002 | INSULATOR,SUSPENSION TYPE D (CLASS 52-4)TIS.354 | 6
set30306 | 1010000100 | STEEL CHANNEL, 100x50x5 mm. 2,250 MM.LONG | 1
set30306 | 1010000201 | STEEL CHANNEL,125X65X6 MM. 3,000 MM.LONG | 2
set30306 | 1010100002 | WIRE,STEEL STRANDED 25 sq.mm.TIS.404 | 0.7
set30306 | 1010110203 | BOLT,MACHINE M.16x250 mm. | 3
set30306 | 1010110404 | BOLT,MACHINE,HEXAGON, M.16X50 MM. | 4
set30306 | 1010140001 | BOLT, ROUNG EYE M 16X200 MM. | 1
set30306 | 1010150050 | BOLT,OVAL FULL THREAD M.16X250 MM. | 3
set30306 | 1010180100 | WASHER,PLAIN,SQUARE,LARGE 52x52x4.5 mm.HOLE DIA. 18 MM. TIS.258 | 13
set30306 | 1010200002 | BRACE,FLAT,FOR CROSSARM 40x6x1,000 mm. | 4
set30306 | 1010210304 | THIMBLE,GUY,FOR STEEL WIRE 50-95 sq.mm. | 1
set30306 | 1010230000 | CLAMP,SINGLE U-BOLT,M.8 (WIRE ROPE CLIP) | 7
set30306 | 1030020002 | INSULATOR,SUSPENSION TYPE D (CLASS 52-4)TIS.354 | 3
set30309 | 1010000201 | STEEL CHANNEL,125X65X6 MM. 3,000 MM.LONG | 2
set30309 | 1010100002 | WIRE,STEEL STRANDED 25 sq.mm.TIS.404 | 3
set30309 | 1010110203 | BOLT,MACHINE M.16x250 mm. | 1
set30309 | 1010110404 | BOLT,MACHINE,HEXAGON, M.16X50 MM. | 2
set30309 | 1010140001 | BOLT, ROUNG EYE M 16X200 MM. | 1
set30309 | 1010150050 | BOLT,OVAL FULL THREAD M.16X250 MM. | 3
set30309 | 1010180001 | NUT,EYE M.16 DIN 582 | 2
set30309 | 1010180100 | WASHER,PLAIN,SQUARE,LARGE 52x52x4.5 mm.HOLE DIA. 18 MM. TIS.258 | 11
set30309 | 1010200002 | BRACE,FLAT,FOR CROSSARM 40x6x1,000 mm. | 2
set30309 | 1010210304 | THIMBLE,GUY,FOR STEEL WIRE 50-95 sq.mm. | 2
set30309 | 1010230000 | CLAMP,SINGLE U-BOLT,M.8 (WIRE ROPE CLIP) | 10
set30309 | 1030000002 | INSULATOR,PIN TYPE,TYPE C (CLASS 56-3)TIS.279 | 1
set30309 | 1030020002 | INSULATOR,SUSPENSION TYPE D (CLASS 52-4)TIS.354 | 6
set30309 | 1030100001 | PIN,INSULATOR,33 KV.SHANK 165 MM.LEAD HEAD 35 MM.(1 3/8") | 1
set30310 | 1010000201 | STEEL CHANNEL,125X65X6 MM. 3,000 MM.LONG | 2
set30310 | 1010100002 | WIRE,STEEL STRANDED 25 sq.mm.TIS.404 | 3
set30310 | 1010110404 | BOLT,MACHINE,HEXAGON, M.16X50 MM. | 2
set30310 | 1010140001 | BOLT, ROUNG EYE M 16X200 MM. | 1
set30310 | 1010140002 | BOLT,ROUND EYE M.16x250 mm. | 1
set30310 | 1010150050 | BOLT,OVAL FULL THREAD M.16X250 MM. | 3
set30310 | 1010180001 | NUT,EYE M.16 DIN 582 | 2
set30310 | 1010180100 | WASHER,PLAIN,SQUARE,LARGE 52x52x4.5 mm.HOLE DIA. 18 MM. TIS.258 | 11
set30310 | 1010200002 | BRACE,FLAT,FOR CROSSARM 40x6x1,000 mm. | 2
set30310 | 1010210304 | THIMBLE,GUY,FOR STEEL WIRE 50-95 sq.mm. | 2
set30310 | 1010230000 | CLAMP,SINGLE U-BOLT,M.8 (WIRE ROPE CLIP) | 10
set30310 | 1030020002 | INSULATOR,SUSPENSION TYPE D (CLASS 52-4)TIS.354 | 6
set30311 | 1010000201 | STEEL CHANNEL,125X65X6 MM. 3,000 MM.LONG | 2
set30311 | 1010100002 | WIRE,STEEL STRANDED 25 sq.mm.TIS.404 | 3
set30311 | 1010110203 | BOLT,MACHINE M.16x250 mm. | 1
set30311 | 1010110404 | BOLT,MACHINE,HEXAGON, M.16X50 MM. | 2
set30311 | 1010140001 | BOLT, ROUNG EYE M 16X200 MM. | 1
set30311 | 1010150050 | BOLT,OVAL FULL THREAD M.16X250 MM. | 3
set30311 | 1010180001 | NUT,EYE M.16 DIN 582 | 1
set30311 | 1010180100 | WASHER,PLAIN,SQUARE,LARGE 52x52x4.5 mm.HOLE DIA. 18 MM. TIS.258 | 11
set30311 | 1010200002 | BRACE,FLAT,FOR CROSSARM 40x6x1,000 mm. | 2
set30311 | 1010210304 | THIMBLE,GUY,FOR STEEL WIRE 50-95 sq.mm. | 2
set30311 | 1010230000 | CLAMP,SINGLE U-BOLT,M.8 (WIRE ROPE CLIP) | 10
set30311 | 1030000002 | INSULATOR,PIN TYPE,TYPE C (CLASS 56-3)TIS.279 | 1
set30311 | 1030020002 | INSULATOR,SUSPENSION TYPE D (CLASS 52-4)TIS.354 | 3
set30311 | 1030100001 | PIN,INSULATOR,33 KV.SHANK 165 MM.LEAD HEAD 35 MM.(1 3/8") | 1
set30312 | 1010000201 | STEEL CHANNEL,125X65X6 MM. 3,000 MM.LONG | 2
set30312 | 1010100002 | WIRE,STEEL STRANDED 25 sq.mm.TIS.404 | 3
set30312 | 1010110203 | BOLT,MACHINE M.16x250 mm. | 1
set30312 | 1010110404 | BOLT,MACHINE,HEXAGON, M.16X50 MM. | 4
set30312 | 1010140001 | BOLT, ROUNG EYE M 16X200 MM. | 1
set30312 | 1010150050 | BOLT,OVAL FULL THREAD M.16X250 MM. | 3
set30312 | 1010180100 | WASHER,PLAIN,SQUARE,LARGE 52x52x4.5 mm.HOLE DIA. 18 MM. TIS.258 | 11
set30312 | 1010200002 | BRACE,FLAT,FOR CROSSARM 40x6x1,000 mm. | 4
set30312 | 1010210304 | THIMBLE,GUY,FOR STEEL WIRE 50-95 sq.mm. | 1
set30312 | 1010230000 | CLAMP,SINGLE U-BOLT,M.8 (WIRE ROPE CLIP) | 5
set30312 | 1030020002 | INSULATOR,SUSPENSION TYPE D (CLASS 52-4)TIS.354 | 3
set30313 | 1010000201 | STEEL CHANNEL,125X65X6 MM. 3,000 MM.LONG | 2
set30313 | 1010110203 | BOLT,MACHINE M.16x250 mm. | 1
set30313 | 1010110404 | BOLT,MACHINE,HEXAGON, M.16X50 MM. | 4
set30313 | 1010140001 | BOLT, ROUNG EYE M 16X200 MM. | 1
set30313 | 1010150051 | BOLT,OVAL FULL THREAD M.16X300 MM. | 3
set30313 | 1010180100 | WASHER,PLAIN,SQUARE,LARGE 52x52x4.5 mm.HOLE DIA. 18 MM. TIS.258 | 14
set30313 | 1010200002 | BRACE,FLAT,FOR CROSSARM 40x6x1,000 mm. | 4
set30313 | 1010210304 | THIMBLE,GUY,FOR STEEL WIRE 50-95 sq.mm. | 1
set30313 | 1010230000 | CLAMP,SINGLE U-BOLT,M.8 (WIRE ROPE CLIP) | 5
set30313 | 1030000002 | INSULATOR,PIN TYPE,TYPE C (CLASS 56-3)TIS.279 | 1
set30313 | 1030020002 | INSULATOR,SUSPENSION TYPE D (CLASS 52-4)TIS.354 | 3
set30313 | 1030100001 | PIN,INSULATOR,33 KV.SHANK 165 MM.LEAD HEAD 35 MM.(1 3/8") | 1
set30314 | 1010000201 | STEEL CHANNEL,125X65X6 MM. 3,000 MM.LONG | 2
set30314 | 1010110204 | BOLT,MACHINE M.16x300 mm. | 1
set30314 | 1010110404 | BOLT,MACHINE,HEXAGON, M.16X50 MM. | 4
set30314 | 1010140002 | BOLT,ROUND EYE M.16x250 mm. | 1
set30314 | 1010150051 | BOLT,OVAL FULL THREAD M.16X300 MM. | 3
set30314 | 1010180100 | WASHER,PLAIN,SQUARE,LARGE 52x52x4.5 mm.HOLE DIA. 18 MM. TIS.258 | 16
set30314 | 1010200002 | BRACE,FLAT,FOR CROSSARM 40x6x1,000 mm. | 4
set30314 | 1010210304 | THIMBLE,GUY,FOR STEEL WIRE 50-95 sq.mm. | 1
set30314 | 1010230000 | CLAMP,SINGLE U-BOLT,M.8 (WIRE ROPE CLIP) | 5
set30314 | 1030000002 | INSULATOR,PIN TYPE,TYPE C (CLASS 56-3)TIS.279 | 2
set30314 | 1030020002 | INSULATOR,SUSPENSION TYPE D (CLASS 52-4)TIS.354 | 3
set30314 | 1030100001 | PIN,INSULATOR,33 KV.SHANK 165 MM.LEAD HEAD 35 MM.(1 3/8") | 2
set30315 | 1010000201 | STEEL CHANNEL,125X65X6 MM. 3,000 MM.LONG | 1
set30315 | 1010110203 | BOLT,MACHINE M.16x250 mm. | 1
set30315 | 1010110204 | BOLT,MACHINE M.16x300 mm. | 1
set30315 | 1010110404 | BOLT,MACHINE,HEXAGON, M.16X50 MM. | 2
set30315 | 1010140001 | BOLT, ROUNG EYE M 16X200 MM. | 1
set30315 | 1010180100 | WASHER,PLAIN,SQUARE,LARGE 52x52x4.5 mm.HOLE DIA. 18 MM. TIS.258 | 5
set30315 | 1010200002 | BRACE,FLAT,FOR CROSSARM 40x6x1,000 mm. | 2
set30315 | 1010210304 | THIMBLE,GUY,FOR STEEL WIRE 50-95 sq.mm. | 1
set30315 | 1010230000 | CLAMP,SINGLE U-BOLT,M.8 (WIRE ROPE CLIP) | 5
set30315 | 1030000002 | INSULATOR,PIN TYPE,TYPE C (CLASS 56-3)TIS.279 | 1
set30315 | 1030100001 | PIN,INSULATOR,33 KV.SHANK 165 MM.LEAD HEAD 35 MM.(1 3/8") | 1
set30331 | 1010000201 | STEEL CHANNEL,125X65X6 MM. 3,000 MM.LONG | 1
set30331 | 1010010003 | STEEL ANGLE,OVERHEAD GROUND WIRE BAYONET 65x65x6 MM. 2,250 MM. LONG | 1
set30331 | 1010100002 | WIRE,STEEL STRANDED 25 sq.mm.TIS.404 | 1
set30331 | 1010110202 | BOLT,MACHINE M.16x200 mm. | 1
set30331 | 1010110203 | BOLT,MACHINE M.16x250 mm. | 3
set30331 | 1010110404 | BOLT,MACHINE,HEXAGON, M.16X50 MM. | 1
set30331 | 1010180100 | WASHER,PLAIN,SQUARE,LARGE 52x52x4.5 mm.HOLE DIA. 18 MM. TIS.258 | 5
set30331 | 1010200005 | BRACE,ALLEY ARM 50x50x6 mm. 2,350 mm.LONG | 1
set30331 | 1010230000 | CLAMP,SINGLE U-BOLT,M.8 (WIRE ROPE CLIP) | 3
set30331 | 1010230205 | GROUND WIRE CLAMP,J.1152 | 1
set30331 | 1030000002 | INSULATOR,PIN TYPE,TYPE C (CLASS 56-3)TIS.279 | 1
set30331 | 1030100001 | PIN,INSULATOR,33 KV.SHANK 165 MM.LEAD HEAD 35 MM.(1 3/8") | 1
set30332 | 1010000100 | STEEL CHANNEL, 100x50x5 mm. 2,250 MM.LONG | 1
set30332 | 1010000201 | STEEL CHANNEL,125X65X6 MM. 3,000 MM.LONG | 1
set30332 | 1010100002 | WIRE,STEEL STRANDED 25 sq.mm.TIS.404 | 1
set30332 | 1010110202 | BOLT,MACHINE M.16x200 mm. | 1
set30332 | 1010110203 | BOLT,MACHINE M.16x250 mm. | 1
set30332 | 1010110205 | BOLT,MACHINE M.16x350 mm. | 2
set30332 | 1010110404 | BOLT,MACHINE,HEXAGON, M.16X50 MM. | 1
set30332 | 1010180100 | WASHER,PLAIN,SQUARE,LARGE 52x52x4.5 mm.HOLE DIA. 18 MM. TIS.258 | 5
set30332 | 1010200005 | BRACE,ALLEY ARM 50x50x6 mm. 2,350 mm.LONG | 1
set30332 | 1010230000 | CLAMP,SINGLE U-BOLT,M.8 (WIRE ROPE CLIP) | 3
set30332 | 1010230205 | GROUND WIRE CLAMP,J.1152 | 1
set30332 | 1030000002 | INSULATOR,PIN TYPE,TYPE C (CLASS 56-3)TIS.279 | 1
set30332 | 1030100001 | PIN,INSULATOR,33 KV.SHANK 165 MM.LEAD HEAD 35 MM.(1 3/8") | 1
set30383 | 1010000201 | STEEL CHANNEL,125X65X6 MM. 3,000 MM.LONG | 2
set30383 | 1010100002 | WIRE,STEEL STRANDED 25 sq.mm.TIS.404 | 3
set30383 | 1010110203 | BOLT,MACHINE M.16x250 mm. | 1
set30383 | 1010110204 | BOLT,MACHINE M.16x300 mm. | 1
set30383 | 1010140001 | BOLT, ROUNG EYE M 16X200 MM. | 1
set30383 | 1010150050 | BOLT,OVAL FULL THREAD M.16X250 MM. | 3
set30383 | 1010180001 | NUT,EYE M.16 DIN 582 | 1
set30383 | 1010180100 | WASHER,PLAIN,SQUARE,LARGE 52x52x4.5 mm.HOLE DIA. 18 MM. TIS.258 | 17
set30383 | 1010200005 | BRACE,ALLEY ARM 50x50x6 mm. 2,350 mm.LONG | 1
set30383 | 1010210304 | THIMBLE,GUY,FOR STEEL WIRE 50-95 sq.mm. | 2
set30383 | 1010230000 | CLAMP,SINGLE U-BOLT,M.8 (WIRE ROPE CLIP) | 9
set30383 | 1030000002 | INSULATOR,PIN TYPE,TYPE C (CLASS 56-3)TIS.279 | 1
set30383 | 1030020002 | INSULATOR,SUSPENSION TYPE D (CLASS 52-4)TIS.354 | 3
set30383 | 1030100001 | PIN,INSULATOR,33 KV.SHANK 165 MM.LEAD HEAD 35 MM.(1 3/8") | 1
set30384 | 1010000201 | STEEL CHANNEL,125X65X6 MM. 3,000 MM.LONG | 2
set30384 | 1010100002 | WIRE,STEEL STRANDED 25 sq.mm.TIS.404 | 3
set30384 | 1010110203 | BOLT,MACHINE M.16x250 mm. | 1
set30384 | 1010110204 | BOLT,MACHINE M.16x300 mm. | 1
set30384 | 1010140001 | BOLT, ROUNG EYE M 16X200 MM. | 1
set30384 | 1010150050 | BOLT,OVAL FULL THREAD M.16X250 MM. | 3
set30384 | 1010180100 | WASHER,PLAIN,SQUARE,LARGE 52x52x4.5 mm.HOLE DIA. 18 MM. TIS.258 | 16
set30384 | 1010200005 | BRACE,ALLEY ARM 50x50x6 mm. 2,350 mm.LONG | 1
set30384 | 1010210304 | THIMBLE,GUY,FOR STEEL WIRE 50-95 sq.mm. | 1
set30384 | 1010230000 | CLAMP,SINGLE U-BOLT,M.8 (WIRE ROPE CLIP) | 5
set30384 | 1030020002 | INSULATOR,SUSPENSION TYPE D (CLASS 52-4)TIS.354 | 3
set30385 | 1010000201 | STEEL CHANNEL,125X65X6 MM. 3,000 MM.LONG | 2
set30385 | 1010110203 | BOLT,MACHINE M.16x250 mm. | 2
set30385 | 1010140001 | BOLT, ROUNG EYE M 16X200 MM. | 1
set30385 | 1010150050 | BOLT,OVAL FULL THREAD M.16X250 MM. | 3
set30385 | 1010180100 | WASHER,PLAIN,SQUARE,LARGE 52x52x4.5 mm.HOLE DIA. 18 MM. TIS.258 | 16
set30385 | 1010200005 | BRACE,ALLEY ARM 50x50x6 mm. 2,350 mm.LONG | 1
set30385 | 1010210304 | THIMBLE,GUY,FOR STEEL WIRE 50-95 sq.mm. | 1
set30385 | 1010230000 | CLAMP,SINGLE U-BOLT,M.8 (WIRE ROPE CLIP) | 4
set30385 | 1030000002 | INSULATOR,PIN TYPE,TYPE C (CLASS 56-3)TIS.279 | 1
set30385 | 1030020002 | INSULATOR,SUSPENSION TYPE D (CLASS 52-4)TIS.354 | 3
set30385 | 1030100001 | PIN,INSULATOR,33 KV.SHANK 165 MM.LEAD HEAD 35 MM.(1 3/8") | 1
set30386 | 1010000201 | STEEL CHANNEL,125X65X6 MM. 3,000 MM.LONG | 2
set30386 | 1010110203 | BOLT,MACHINE M.16x250 mm. | 1
set30386 | 1010110204 | BOLT,MACHINE M.16x300 mm. | 1
set30386 | 1010140002 | BOLT,ROUND EYE M.16x250 mm. | 1
set30386 | 1010150051 | BOLT,OVAL FULL THREAD M.16X300 MM. | 3
set30386 | 1010180100 | WASHER,PLAIN,SQUARE,LARGE 52x52x4.5 mm.HOLE DIA. 18 MM. TIS.258 | 16
set30386 | 1010200005 | BRACE,ALLEY ARM 50x50x6 mm. 2,350 mm.LONG | 1
set30386 | 1010210304 | THIMBLE,GUY,FOR STEEL WIRE 50-95 sq.mm. | 1
set30386 | 1010230000 | CLAMP,SINGLE U-BOLT,M.8 (WIRE ROPE CLIP) | 4
set30386 | 1030000002 | INSULATOR,PIN TYPE,TYPE C (CLASS 56-3)TIS.279 | 1
set30386 | 1030020002 | INSULATOR,SUSPENSION TYPE D (CLASS 52-4)TIS.354 | 3
set30386 | 1030100001 | PIN,INSULATOR,33 KV.SHANK 165 MM.LEAD HEAD 35 MM.(1 3/8") | 1
set30401 | 1010000201 | STEEL CHANNEL,125X65X6 MM. 3,000 MM.LONG | 1
set30401 | 1010010003 | STEEL ANGLE,OVERHEAD GROUND WIRE BAYONET 65x65x6 MM. 2,250 MM. LONG | 1
set30401 | 1010100002 | WIRE,STEEL STRANDED 25 sq.mm.TIS.404 | 1
set30401 | 1010110202 | BOLT,MACHINE M.16x200 mm. | 2
set30401 | 1010110203 | BOLT,MACHINE M.16x250 mm. | 2
set30401 | 1010110404 | BOLT,MACHINE,HEXAGON, M.16X50 MM. | 2
set30401 | 1010180100 | WASHER,PLAIN,SQUARE,LARGE 52x52x4.5 mm.HOLE DIA. 18 MM. TIS.258 | 5
set30401 | 1010200002 | BRACE,FLAT,FOR CROSSARM 40x6x1,000 mm. | 2
set30401 | 1010230000 | CLAMP,SINGLE U-BOLT,M.8 (WIRE ROPE CLIP) | 3
set30401 | 1010230205 | GROUND WIRE CLAMP,J.1152 | 1
set30401 | 1030000002 | INSULATOR,PIN TYPE,TYPE C (CLASS 56-3)TIS.279 | 3
set30401 | 1030100001 | PIN,INSULATOR,33 KV.SHANK 165 MM.LEAD HEAD 35 MM.(1 3/8") | 3
set30402 | 1010000100 | STEEL CHANNEL, 100x50x5 mm. 2,250 MM.LONG | 1
set30402 | 1010000201 | STEEL CHANNEL,125X65X6 MM. 3,000 MM.LONG | 1
set30402 | 1010100002 | WIRE,STEEL STRANDED 25 sq.mm.TIS.404 | 1
set30402 | 1010110202 | BOLT,MACHINE M.16x200 mm. | 2
set30402 | 1010110203 | BOLT,MACHINE M.16x250 mm. | 2
set30402 | 1010110205 | BOLT,MACHINE M.16x350 mm. | 2
set30402 | 1010110404 | BOLT,MACHINE,HEXAGON, M.16X50 MM. | 2
set30402 | 1010180100 | WASHER,PLAIN,SQUARE,LARGE 52x52x4.5 mm.HOLE DIA. 18 MM. TIS.258 | 5
set30402 | 1010200002 | BRACE,FLAT,FOR CROSSARM 40x6x1,000 mm. | 2
set30402 | 1010230000 | CLAMP,SINGLE U-BOLT,M.8 (WIRE ROPE CLIP) | 3
set30402 | 1010230205 | GROUND WIRE CLAMP,J.1152 | 1
set30402 | 1030000002 | INSULATOR,PIN TYPE,TYPE C (CLASS 56-3)TIS.279 | 3
set30402 | 1030100001 | PIN,INSULATOR,33 KV.SHANK 165 MM.LEAD HEAD 35 MM.(1 3/8") | 3
set30404 | 1010000100 | STEEL CHANNEL, 100x50x5 mm. 2,250 MM.LONG | 1
set30404 | 1010000201 | STEEL CHANNEL,125X65X6 MM. 3,000 MM.LONG | 2
set30404 | 1010100002 | WIRE,STEEL STRANDED 25 sq.mm.TIS.404 | 0.7
set30404 | 1010110202 | BOLT,MACHINE M.16x200 mm. | 1
set30404 | 1010110203 | BOLT,MACHINE M.16x250 mm. | 2
set30404 | 1010110404 | BOLT,MACHINE,HEXAGON, M.16X50 MM. | 2
set30404 | 1010140001 | BOLT, ROUNG EYE M 16X200 MM. | 1
set30404 | 1010150050 | BOLT,OVAL FULL THREAD M.16X250 MM. | 3
set30404 | 1010180001 | NUT,EYE M.16 DIN 582 | 4
set30404 | 1010180100 | WASHER,PLAIN,SQUARE,LARGE 52x52x4.5 mm.HOLE DIA. 18 MM. TIS.258 | 13
set30404 | 1010200002 | BRACE,FLAT,FOR CROSSARM 40x6x1,000 mm. | 2
set30404 | 1010210304 | THIMBLE,GUY,FOR STEEL WIRE 50-95 sq.mm. | 2
set30404 | 1010230000 | CLAMP,SINGLE U-BOLT,M.8 (WIRE ROPE CLIP) | 10
set30404 | 1030000002 | INSULATOR,PIN TYPE,TYPE C (CLASS 56-3)TIS.279 | 3
set30404 | 1030020002 | INSULATOR,SUSPENSION TYPE D (CLASS 52-4)TIS.354 | 18
set30404 | 1030100001 | PIN,INSULATOR,33 KV.SHANK 165 MM.LEAD HEAD 35 MM.(1 3/8") | 3
set30405 | 1010000100 | STEEL CHANNEL, 100x50x5 mm. 2,250 MM.LONG | 1
set30405 | 1010000201 | STEEL CHANNEL,125X65X6 MM. 3,000 MM.LONG | 2
set30405 | 1010100002 | WIRE,STEEL STRANDED 25 sq.mm.TIS.404 | 0.7
set30405 | 1010110202 | BOLT,MACHINE M.16x200 mm. | 1
set30405 | 1010110203 | BOLT,MACHINE M.16x250 mm. | 2
set30405 | 1010110404 | BOLT,MACHINE,HEXAGON, M.16X50 MM. | 2
set30405 | 1010140001 | BOLT, ROUNG EYE M 16X200 MM. | 1
set30405 | 1010150050 | BOLT,OVAL FULL THREAD M.16X250 MM. | 3
set30405 | 1010180001 | NUT,EYE M.16 DIN 582 | 2
set30405 | 1010180100 | WASHER,PLAIN,SQUARE,LARGE 52x52x4.5 mm.HOLE DIA. 18 MM. TIS.258 | 13
set30405 | 1010200002 | BRACE,FLAT,FOR CROSSARM 40x6x1,000 mm. | 2
set30405 | 1010210304 | THIMBLE,GUY,FOR STEEL WIRE 50-95 sq.mm. | 2
set30405 | 1010230000 | CLAMP,SINGLE U-BOLT,M.8 (WIRE ROPE CLIP) | 10
set30405 | 1010230205 | GROUND WIRE CLAMP,J.1152 | 1
set30405 | 1030020002 | INSULATOR,SUSPENSION TYPE D (CLASS 52-4)TIS.354 | 18
set30406 | 1010000100 | STEEL CHANNEL, 100x50x5 mm. 2,250 MM.LONG | 1
set30406 | 1010000201 | STEEL CHANNEL,125X65X6 MM. 3,000 MM.LONG | 2
set30406 | 1010100002 | WIRE,STEEL STRANDED 25 sq.mm.TIS.404 | 0.7
set30406 | 1010110203 | BOLT,MACHINE M.16x250 mm. | 3
set30406 | 1010110404 | BOLT,MACHINE,HEXAGON, M.16X50 MM. | 4
set30406 | 1010140001 | BOLT, ROUNG EYE M 16X200 MM. | 1
set30406 | 1010150050 | BOLT,OVAL FULL THREAD M.16X250 MM. | 3
set30406 | 1010180100 | WASHER,PLAIN,SQUARE,LARGE 52x52x4.5 mm.HOLE DIA. 18 MM. TIS.258 | 13
set30406 | 1010200002 | BRACE,FLAT,FOR CROSSARM 40x6x1,000 mm. | 4
set30406 | 1010210304 | THIMBLE,GUY,FOR STEEL WIRE 50-95 sq.mm. | 1
set30406 | 1010230000 | CLAMP,SINGLE U-BOLT,M.8 (WIRE ROPE CLIP) | 7
set30406 | 1030020002 | INSULATOR,SUSPENSION TYPE D (CLASS 52-4)TIS.354 | 9
set30407 | 1010000201 | STEEL CHANNEL,125X65X6 MM. 3,000 MM.LONG | 1
set30407 | 1010100002 | WIRE,STEEL STRANDED 25 sq.mm.TIS.404 | 3
set30407 | 1010110203 | BOLT,MACHINE M.16x250 mm. | 2
set30407 | 1010110404 | BOLT,MACHINE,HEXAGON, M.16X50 MM. | 2
set30407 | 1010180100 | WASHER,PLAIN,SQUARE,LARGE 52x52x4.5 mm.HOLE DIA. 18 MM. TIS.258 | 4
set30407 | 1010200002 | BRACE,FLAT,FOR CROSSARM 40x6x1,000 mm. | 2
set30407 | 1010230000 | CLAMP,SINGLE U-BOLT,M.8 (WIRE ROPE CLIP) | 2
set30407 | 1010230201 | GROUND WIRE SUPPORT AND CLAMP,FOR CONCRETE POLE | 1
set30407 | 1030000002 | INSULATOR,PIN TYPE,TYPE C (CLASS 56-3)TIS.279 | 3
set30407 | 1030100001 | PIN,INSULATOR,33 KV.SHANK 165 MM.LEAD HEAD 35 MM.(1 3/8") | 3
set30409 | 1010000201 | STEEL CHANNEL,125X65X6 MM. 3,000 MM.LONG | 2
set30409 | 1010100002 | WIRE,STEEL STRANDED 25 sq.mm.TIS.404 | 3
set30409 | 1010110203 | BOLT,MACHINE M.16x250 mm. | 1
set30409 | 1010110404 | BOLT,MACHINE,HEXAGON, M.16X50 MM. | 2
set30409 | 1010140001 | BOLT, ROUNG EYE M 16X200 MM. | 1
set30409 | 1010150050 | BOLT,OVAL FULL THREAD M.16X250 MM. | 3
set30409 | 1010180001 | NUT,EYE M.16 DIN 582 | 4
set30409 | 1010180100 | WASHER,PLAIN,SQUARE,LARGE 52x52x4.5 mm.HOLE DIA. 18 MM. TIS.258 | 11
set30409 | 1010200002 | BRACE,FLAT,FOR CROSSARM 40x6x1,000 mm. | 2
set30409 | 1010210304 | THIMBLE,GUY,FOR STEEL WIRE 50-95 sq.mm. | 2
set30409 | 1010230000 | CLAMP,SINGLE U-BOLT,M.8 (WIRE ROPE CLIP) | 10
set30409 | 1030000002 | INSULATOR,PIN TYPE,TYPE C (CLASS 56-3)TIS.279 | 3
set30409 | 1030020002 | INSULATOR,SUSPENSION TYPE D (CLASS 52-4)TIS.354 | 18
set30409 | 1030100001 | PIN,INSULATOR,33 KV.SHANK 165 MM.LEAD HEAD 35 MM.(1 3/8") | 3
set30410 | 1010000201 | STEEL CHANNEL,125X65X6 MM. 3,000 MM.LONG | 2
set30410 | 1010100002 | WIRE,STEEL STRANDED 25 sq.mm.TIS.404 | 3
set30410 | 1010110203 | BOLT,MACHINE M.16x250 mm. | 1
set30410 | 1010110404 | BOLT,MACHINE,HEXAGON, M.16X50 MM. | 2
set30410 | 1010140001 | BOLT, ROUNG EYE M 16X200 MM. | 1
set30410 | 1010150050 | BOLT,OVAL FULL THREAD M.16X250 MM. | 3
set30410 | 1010180001 | NUT,EYE M.16 DIN 582 | 4
set30410 | 1010180100 | WASHER,PLAIN,SQUARE,LARGE 52x52x4.5 mm.HOLE DIA. 18 MM. TIS.258 | 11
set30410 | 1010200002 | BRACE,FLAT,FOR CROSSARM 40x6x1,000 mm. | 2
set30410 | 1010210304 | THIMBLE,GUY,FOR STEEL WIRE 50-95 sq.mm. | 2
set30410 | 1010230000 | CLAMP,SINGLE U-BOLT,M.8 (WIRE ROPE CLIP) | 10
set30410 | 1030020002 | INSULATOR,SUSPENSION TYPE D (CLASS 52-4)TIS.354 | 18
set30411 | 1010000201 | STEEL CHANNEL,125X65X6 MM. 3,000 MM.LONG | 2
set30411 | 1010100002 | WIRE,STEEL STRANDED 25 sq.mm.TIS.404 | 3
set30411 | 1010110203 | BOLT,MACHINE M.16x250 mm. | 1
set30411 | 1010110404 | BOLT,MACHINE,HEXAGON, M.16X50 MM. | 2
set30411 | 1010140001 | BOLT, ROUNG EYE M 16X200 MM. | 1
set30411 | 1010150050 | BOLT,OVAL FULL THREAD M.16X250 MM. | 3
set30411 | 1010180001 | NUT,EYE M.16 DIN 582 | 1
set30411 | 1010180100 | WASHER,PLAIN,SQUARE,LARGE 52x52x4.5 mm.HOLE DIA. 18 MM. TIS.258 | 11
set30411 | 1010200002 | BRACE,FLAT,FOR CROSSARM 40x6x1,000 mm. | 2
set30411 | 1010210304 | THIMBLE,GUY,FOR STEEL WIRE 50-95 sq.mm. | 2
set30411 | 1010230000 | CLAMP,SINGLE U-BOLT,M.8 (WIRE ROPE CLIP) | 10
set30411 | 1030000002 | INSULATOR,PIN TYPE,TYPE C (CLASS 56-3)TIS.279 | 3
set30411 | 1030020002 | INSULATOR,SUSPENSION TYPE D (CLASS 52-4)TIS.354 | 9
set30411 | 1030100001 | PIN,INSULATOR,33 KV.SHANK 165 MM.LEAD HEAD 35 MM.(1 3/8") | 3
set30412 | 1010000201 | STEEL CHANNEL,125X65X6 MM. 3,000 MM.LONG | 2
set30412 | 1010100002 | WIRE,STEEL STRANDED 25 sq.mm.TIS.404 | 3
set30412 | 1010110203 | BOLT,MACHINE M.16x250 mm. | 1
set30412 | 1010110404 | BOLT,MACHINE,HEXAGON, M.16X50 MM. | 4
set30412 | 1010140001 | BOLT, ROUNG EYE M 16X200 MM. | 1
set30412 | 1010150050 | BOLT,OVAL FULL THREAD M.16X250 MM. | 3
set30412 | 1010180100 | WASHER,PLAIN,SQUARE,LARGE 52x52x4.5 mm.HOLE DIA. 18 MM. TIS.258 | 11
set30412 | 1010200002 | BRACE,FLAT,FOR CROSSARM 40x6x1,000 mm. | 4
set30412 | 1010210304 | THIMBLE,GUY,FOR STEEL WIRE 50-95 sq.mm. | 1
set30412 | 1010230000 | CLAMP,SINGLE U-BOLT,M.8 (WIRE ROPE CLIP) | 5
set30412 | 1030020002 | INSULATOR,SUSPENSION TYPE D (CLASS 52-4)TIS.354 | 9
set30413 | 1010000201 | STEEL CHANNEL,125X65X6 MM. 3,000 MM.LONG | 2
set30413 | 1010110203 | BOLT,MACHINE M.16x250 mm. | 1
set30413 | 1010110404 | BOLT,MACHINE,HEXAGON, M.16X50 MM. | 4
set30413 | 1010140001 | BOLT, ROUNG EYE M 16X200 MM. | 1
set30413 | 1010150051 | BOLT,OVAL FULL THREAD M.16X300 MM. | 3
set30413 | 1010180100 | WASHER,PLAIN,SQUARE,LARGE 52x52x4.5 mm.HOLE DIA. 18 MM. TIS.258 | 14
set30413 | 1010200002 | BRACE,FLAT,FOR CROSSARM 40x6x1,000 mm. | 4
set30413 | 1010210304 | THIMBLE,GUY,FOR STEEL WIRE 50-95 sq.mm. | 1
set30413 | 1010230000 | CLAMP,SINGLE U-BOLT,M.8 (WIRE ROPE CLIP) | 5
set30413 | 1030000002 | INSULATOR,PIN TYPE,TYPE C (CLASS 56-3)TIS.279 | 1
set30413 | 1030020002 | INSULATOR,SUSPENSION TYPE D (CLASS 52-4)TIS.354 | 9
set30413 | 1030100001 | PIN,INSULATOR,33 KV.SHANK 165 MM.LEAD HEAD 35 MM.(1 3/8") | 1
set30414 | 1010000201 | STEEL CHANNEL,125X65X6 MM. 3,000 MM.LONG | 2
set30414 | 1010110204 | BOLT,MACHINE M.16x300 mm. | 1
set30414 | 1010110404 | BOLT,MACHINE,HEXAGON, M.16X50 MM. | 4
set30414 | 1010140002 | BOLT,ROUND EYE M.16x250 mm. | 1
set30414 | 1010150051 | BOLT,OVAL FULL THREAD M.16X300 MM. | 3
set30414 | 1010180100 | WASHER,PLAIN,SQUARE,LARGE 52x52x4.5 mm.HOLE DIA. 18 MM. TIS.258 | 16
set30414 | 1010200002 | BRACE,FLAT,FOR CROSSARM 40x6x1,000 mm. | 4
set30414 | 1010210304 | THIMBLE,GUY,FOR STEEL WIRE 50-95 sq.mm. | 1
set30414 | 1010230000 | CLAMP,SINGLE U-BOLT,M.8 (WIRE ROPE CLIP) | 5
set30414 | 1030000002 | INSULATOR,PIN TYPE,TYPE C (CLASS 56-3)TIS.279 | 2
set30414 | 1030020002 | INSULATOR,SUSPENSION TYPE D (CLASS 52-4)TIS.354 | 9
set30414 | 1030100001 | PIN,INSULATOR,33 KV.SHANK 165 MM.LEAD HEAD 35 MM.(1 3/8") | 2
set30415 | 1010000201 | STEEL CHANNEL,125X65X6 MM. 3,000 MM.LONG | 1
set30415 | 1010110203 | BOLT,MACHINE M.16x250 mm. | 1
set30415 | 1010110204 | BOLT,MACHINE M.16x300 mm. | 1
set30415 | 1010110404 | BOLT,MACHINE,HEXAGON, M.16X50 MM. | 2
set30415 | 1010140001 | BOLT, ROUNG EYE M 16X200 MM. | 1
set30415 | 1010180100 | WASHER,PLAIN,SQUARE,LARGE 52x52x4.5 mm.HOLE DIA. 18 MM. TIS.258 | 5
set30415 | 1010200002 | BRACE,FLAT,FOR CROSSARM 40x6x1,000 mm. | 2
set30415 | 1010210304 | THIMBLE,GUY,FOR STEEL WIRE 50-95 sq.mm. | 1
set30415 | 1010230000 | CLAMP,SINGLE U-BOLT,M.8 (WIRE ROPE CLIP) | 5
set30415 | 1030000002 | INSULATOR,PIN TYPE,TYPE C (CLASS 56-3)TIS.279 | 3
set30415 | 1030100001 | PIN,INSULATOR,33 KV.SHANK 165 MM.LEAD HEAD 35 MM.(1 3/8") | 3
set30431 | 1010000201 | STEEL CHANNEL,125X65X6 MM. 3,000 MM.LONG | 1
set30431 | 1010010003 | STEEL ANGLE,OVERHEAD GROUND WIRE BAYONET 65x65x6 MM. 2,250 MM. LONG | 1
set30431 | 1010100002 | WIRE,STEEL STRANDED 25 sq.mm.TIS.404 | 1
set30431 | 1010110202 | BOLT,MACHINE M.16x200 mm. | 1
set30431 | 1010110203 | BOLT,MACHINE M.16x250 mm. | 3
set30431 | 1010110404 | BOLT,MACHINE,HEXAGON, M.16X50 MM. | 1
set30431 | 1010180100 | WASHER,PLAIN,SQUARE,LARGE 52x52x4.5 mm.HOLE DIA. 18 MM. TIS.258 | 5
set30431 | 1010200005 | BRACE,ALLEY ARM 50x50x6 mm. 2,350 mm.LONG | 1
set30431 | 1010230000 | CLAMP,SINGLE U-BOLT,M.8 (WIRE ROPE CLIP) | 3
set30431 | 1010230205 | GROUND WIRE CLAMP,J.1152 | 1
set30431 | 1030000002 | INSULATOR,PIN TYPE,TYPE C (CLASS 56-3)TIS.279 | 3
set30431 | 1030100001 | PIN,INSULATOR,33 KV.SHANK 165 MM.LEAD HEAD 35 MM.(1 3/8") | 3
set30432 | 1010000100 | STEEL CHANNEL, 100x50x5 mm. 2,250 MM.LONG | 1
set30432 | 1010000201 | STEEL CHANNEL,125X65X6 MM. 3,000 MM.LONG | 1
set30432 | 1010100002 | WIRE,STEEL STRANDED 25 sq.mm.TIS.404 | 1
set30432 | 1010110202 | BOLT,MACHINE M.16x200 mm. | 1
set30432 | 1010110203 | BOLT,MACHINE M.16x250 mm. | 1
set30432 | 1010110205 | BOLT,MACHINE M.16x350 mm. | 2
set30432 | 1010110404 | BOLT,MACHINE,HEXAGON, M.16X50 MM. | 1
set30432 | 1010180100 | WASHER,PLAIN,SQUARE,LARGE 52x52x4.5 mm.HOLE DIA. 18 MM. TIS.258 | 5
set30432 | 1010200005 | BRACE,ALLEY ARM 50x50x6 mm. 2,350 mm.LONG | 1
set30432 | 1010230000 | CLAMP,SINGLE U-BOLT,M.8 (WIRE ROPE CLIP) | 3
set30432 | 1010230205 | GROUND WIRE CLAMP,J.1152 | 1
set30432 | 1030000002 | INSULATOR,PIN TYPE,TYPE C (CLASS 56-3)TIS.279 | 3
set30432 | 1030100001 | PIN,INSULATOR,33 KV.SHANK 165 MM.LEAD HEAD 35 MM.(1 3/8") | 3
set30434 | 1010000201 | STEEL CHANNEL,125X65X6 MM. 3,000 MM.LONG | 1
set30434 | 1010100002 | WIRE,STEEL STRANDED 25 sq.mm.TIS.404 | 3
set30434 | 1010110203 | BOLT,MACHINE M.16x250 mm. | 1
set30434 | 1010110204 | BOLT,MACHINE M.16x300 mm. | 1
set30434 | 1010110404 | BOLT,MACHINE,HEXAGON, M.16X50 MM. | 1
set30434 | 1010180100 | WASHER,PLAIN,SQUARE,LARGE 52x52x4.5 mm.HOLE DIA. 18 MM. TIS.258 | 4
set30434 | 1010200005 | BRACE,ALLEY ARM 50x50x6 mm. 2,350 mm.LONG | 1
set30434 | 1010230000 | CLAMP,SINGLE U-BOLT,M.8 (WIRE ROPE CLIP) | 2
set30434 | 1010230201 | GROUND WIRE SUPPORT AND CLAMP,FOR CONCRETE POLE | 1
set30434 | 1030000002 | INSULATOR,PIN TYPE,TYPE C (CLASS 56-3)TIS.279 | 3
set30434 | 1030100001 | PIN,INSULATOR,33 KV.SHANK 165 MM.LEAD HEAD 35 MM.(1 3/8") | 3
set30483 | 1010000201 | STEEL CHANNEL,125X65X6 MM. 3,000 MM.LONG | 2
set30483 | 1010100002 | WIRE,STEEL STRANDED 25 sq.mm.TIS.404 | 3
set30483 | 1010110203 | BOLT,MACHINE M.16x250 mm. | 1
set30483 | 1010110204 | BOLT,MACHINE M.16x300 mm. | 1
set30483 | 1010140001 | BOLT, ROUNG EYE M 16X200 MM. | 1
set30483 | 1010150050 | BOLT,OVAL FULL THREAD M.16X250 MM. | 3
set30483 | 1010180001 | NUT,EYE M.16 DIN 582 | 1
set30483 | 1010180100 | WASHER,PLAIN,SQUARE,LARGE 52x52x4.5 mm.HOLE DIA. 18 MM. TIS.258 | 17
set30483 | 1010200005 | BRACE,ALLEY ARM 50x50x6 mm. 2,350 mm.LONG | 1
set30483 | 1010210304 | THIMBLE,GUY,FOR STEEL WIRE 50-95 sq.mm. | 2
set30483 | 1010230000 | CLAMP,SINGLE U-BOLT,M.8 (WIRE ROPE CLIP) | 9
set30483 | 1030000002 | INSULATOR,PIN TYPE,TYPE C (CLASS 56-3)TIS.279 | 3
set30483 | 1030020002 | INSULATOR,SUSPENSION TYPE D (CLASS 52-4)TIS.354 | 9
set30483 | 1030100001 | PIN,INSULATOR,33 KV.SHANK 165 MM.LEAD HEAD 35 MM.(1 3/8") | 3
set30484 | 1010000201 | STEEL CHANNEL,125X65X6 MM. 3,000 MM.LONG | 2
set30484 | 1010100002 | WIRE,STEEL STRANDED 25 sq.mm.TIS.404 | 3
set30484 | 1010110203 | BOLT,MACHINE M.16x250 mm. | 1
set30484 | 1010110204 | BOLT,MACHINE M.16x300 mm. | 1
set30484 | 1010140001 | BOLT, ROUNG EYE M 16X200 MM. | 1
set30484 | 1010150050 | BOLT,OVAL FULL THREAD M.16X250 MM. | 3
set30484 | 1010180100 | WASHER,PLAIN,SQUARE,LARGE 52x52x4.5 mm.HOLE DIA. 18 MM. TIS.258 | 16
set30484 | 1010200005 | BRACE,ALLEY ARM 50x50x6 mm. 2,350 mm.LONG | 1
set30484 | 1010210304 | THIMBLE,GUY,FOR STEEL WIRE 50-95 sq.mm. | 1
set30484 | 1010230000 | CLAMP,SINGLE U-BOLT,M.8 (WIRE ROPE CLIP) | 5
set30484 | 1030020002 | INSULATOR,SUSPENSION TYPE D (CLASS 52-4)TIS.354 | 9
set30485 | 1010000201 | STEEL CHANNEL,125X65X6 MM. 3,000 MM.LONG | 2
set30485 | 1010110203 | BOLT,MACHINE M.16x250 mm. | 2
set30485 | 1010140001 | BOLT, ROUNG EYE M 16X200 MM. | 1
set30485 | 1010150050 | BOLT,OVAL FULL THREAD M.16X250 MM. | 3
set30485 | 1010180100 | WASHER,PLAIN,SQUARE,LARGE 52x52x4.5 mm.HOLE DIA. 18 MM. TIS.258 | 16
set30485 | 1010200005 | BRACE,ALLEY ARM 50x50x6 mm. 2,350 mm.LONG | 1
set30485 | 1010210304 | THIMBLE,GUY,FOR STEEL WIRE 50-95 sq.mm. | 1
set30485 | 1010230000 | CLAMP,SINGLE U-BOLT,M.8 (WIRE ROPE CLIP) | 4
set30485 | 1030000002 | INSULATOR,PIN TYPE,TYPE C (CLASS 56-3)TIS.279 | 1
set30485 | 1030020002 | INSULATOR,SUSPENSION TYPE D (CLASS 52-4)TIS.354 | 9
set30485 | 1030100001 | PIN,INSULATOR,33 KV.SHANK 165 MM.LEAD HEAD 35 MM.(1 3/8") | 1
set30486 | 1010000201 | STEEL CHANNEL,125X65X6 MM. 3,000 MM.LONG | 2
set30486 | 1010110203 | BOLT,MACHINE M.16x250 mm. | 1
set30486 | 1010110204 | BOLT,MACHINE M.16x300 mm. | 1
set30486 | 1010140002 | BOLT,ROUND EYE M.16x250 mm. | 1
set30486 | 1010150051 | BOLT,OVAL FULL THREAD M.16X300 MM. | 3
set30486 | 1010180100 | WASHER,PLAIN,SQUARE,LARGE 52x52x4.5 mm.HOLE DIA. 18 MM. TIS.258 | 16
set30486 | 1010200005 | BRACE,ALLEY ARM 50x50x6 mm. 2,350 mm.LONG | 1
set30486 | 1010210304 | THIMBLE,GUY,FOR STEEL WIRE 50-95 sq.mm. | 1
set30486 | 1010230000 | CLAMP,SINGLE U-BOLT,M.8 (WIRE ROPE CLIP) | 4
set30486 | 1030000002 | INSULATOR,PIN TYPE,TYPE C (CLASS 56-3)TIS.279 | 2
set30486 | 1030020002 | INSULATOR,SUSPENSION TYPE D (CLASS 52-4)TIS.354 | 9
set30486 | 1030100001 | PIN,INSULATOR,33 KV.SHANK 165 MM.LEAD HEAD 35 MM.(1 3/8") | 2
set30501 | 1010100000 | WIRE,STEEL SOLID DIA. 4.0 mm.TIS.71 | 0.4
set30501 | 1010180001 | NUT,EYE M.16 DIN 582 | 3
set30501 | 1010180201 | WASHER,SQUARE,CURVED 60x60x5 mm.HOLE DIA. 22 mm. | 3
set30501 | 1010230000 | CLAMP,SINGLE U-BOLT,M.8 (WIRE ROPE CLIP) | 1
set30501 | 1030000002 | INSULATOR,PIN TYPE,TYPE C (CLASS 56-3)TIS.279 | 3
set30501 | 1030020002 | INSULATOR,SUSPENSION TYPE D (CLASS 52-4)TIS.354 | 9
set30501 | 1030100001 | PIN,INSULATOR,33 KV.SHANK 165 MM.LEAD HEAD 35 MM.(1 3/8") | 3
set30502 | 1010100004 | WIRE,STEEL STRANDED 50/7 sq.mm.TIS.404 | 2
set30502 | 1010110201 | BOLT,MACHINE M.16x170 mm. | 1
set30502 | 1010180100 | WASHER,PLAIN,SQUARE,LARGE 52x52x4.5 mm.HOLE DIA. 18 MM. TIS.258 | 3
set30502 | 1010180301 | WASHER,LOCK,SPRING,SIZE 16 mm.,GENERAL PURPOSE,TIS.259 | 1
set30502 | 1010230000 | CLAMP,SINGLE U-BOLT,M.8 (WIRE ROPE CLIP) | 4
set30502 | 1020440102 | CLAMP,GUY,TRIPLE BOLT | 1
set30502 | 1020440103 | LINK,CABLE SPACER | 1
set30503 | 1010180001 | NUT,EYE M.16 DIN 582 | 1
set30503 | 1010210304 | THIMBLE,GUY,FOR STEEL WIRE 50-95 sq.mm. | 1
set30503 | 1010230000 | CLAMP,SINGLE U-BOLT,M.8 (WIRE ROPE CLIP) | 5
set30504 | 1010130001 | BOLT,DOUBLE ARMING,ROUND EYE M.16x450 mm. | 1
set30504 | 1010210304 | THIMBLE,GUY,FOR STEEL WIRE 50-95 sq.mm. | 1
set30504 | 1010230000 | CLAMP,SINGLE U-BOLT,M.8 (WIRE ROPE CLIP) | 7
set30505 | 1000110001 | CROSSARM,PRESTRESSED CONCRETE,SPUN,H.T. 100X100X2,500 MM. | 1
set30505 | 1010100004 | WIRE,STEEL STRANDED 50/7 sq.mm.TIS.404 | 2
set30505 | 1010110200 | BOLT,MACHINE M.16x130 mm. | 2
set30505 | 1010110201 | BOLT,MACHINE M.16x170 mm. | 1
set30505 | 1010110202 | BOLT,MACHINE M.16x200 mm. | 1
set30505 | 1010110204 | BOLT,MACHINE M.16x300 mm. | 1
set30505 | 1010180100 | WASHER,PLAIN,SQUARE,LARGE 52x52x4.5 mm.HOLE DIA. 18 MM. TIS.258 | 8
set30505 | 1010180301 | WASHER,LOCK,SPRING,SIZE 16 mm.,GENERAL PURPOSE,TIS.259 | 2
set30505 | 1010200001 | BRACE,FLAT,FOR CROSSARM 30x6x760 mm. | 2
set30505 | 1010230000 | CLAMP,SINGLE U-BOLT,M.8 (WIRE ROPE CLIP) | 4
set30505 | 1020440102 | CLAMP,GUY,TRIPLE BOLT | 1
set30505 | 1020440103 | LINK,CABLE SPACER | 1
set30506 | 1010000106 | STEEL CHANNEL,100X50X5 MM.2,500 MM.LONG | 1
set30506 | 1010100002 | WIRE,STEEL STRANDED 25 sq.mm.TIS.404 | 2
set30506 | 1010110201 | BOLT,MACHINE M.16x170 mm. | 1
set30506 | 1010110202 | BOLT,MACHINE M.16x200 mm. | 2
set30506 | 1010110404 | BOLT,MACHINE,HEXAGON, M.16X50 MM. | 2
set30506 | 1010180100 | WASHER,PLAIN,SQUARE,LARGE 52x52x4.5 mm.HOLE DIA. 18 MM. TIS.258 | 6
set30506 | 1010200001 | BRACE,FLAT,FOR CROSSARM 30x6x760 mm. | 2
set30506 | 1010230000 | CLAMP,SINGLE U-BOLT,M.8 (WIRE ROPE CLIP) | 4
set30506 | 1020440102 | CLAMP,GUY,TRIPLE BOLT | 1
set30506 | 1020440103 | LINK,CABLE SPACER | 1
set30507 | 1010100002 | WIRE,STEEL STRANDED 25 sq.mm.TIS.404 | 1.5
set30507 | 1010110205 | BOLT,MACHINE M.16x350 mm. | 2
set30507 | 1010180100 | WASHER,PLAIN,SQUARE,LARGE 52x52x4.5 mm.HOLE DIA. 18 MM. TIS.258 | 2
set30507 | 1010180201 | WASHER,SQUARE,CURVED 60x60x5 mm.HOLE DIA. 22 mm. | 1
set30507 | 1010230000 | CLAMP,SINGLE U-BOLT,M.8 (WIRE ROPE CLIP) | 2
set30507 | 1010230201 | GROUND WIRE SUPPORT AND CLAMP,FOR CONCRETE POLE | 1
set30507 | 1020440121 | BRACKET FOR SAC, CORNER SUPPORT, 33kV | 1
set30507 | 1030000002 | INSULATOR,PIN TYPE,TYPE C (CLASS 56-3)TIS.279 | 3
set30507 | 1030100001 | PIN,INSULATOR,33 KV.SHANK 165 MM.LEAD HEAD 35 MM.(1 3/8") | 3
set30508 | 1010100002 | WIRE,STEEL STRANDED 25 sq.mm.TIS.404 | 1.5
set30508 | 1010110205 | BOLT,MACHINE M.16x350 mm. | 2
set30508 | 1010140002 | BOLT,ROUND EYE M.16x250 mm. | 2
set30508 | 1010180100 | WASHER,PLAIN,SQUARE,LARGE 52x52x4.5 mm.HOLE DIA. 18 MM. TIS.258 | 4
set30508 | 1010180201 | WASHER,SQUARE,CURVED 60x60x5 mm.HOLE DIA. 22 mm. | 1
set30508 | 1010210304 | THIMBLE,GUY,FOR STEEL WIRE 50-95 sq.mm. | 2
set30508 | 1010230000 | CLAMP,SINGLE U-BOLT,M.8 (WIRE ROPE CLIP) | 12
set30508 | 1020440121 | BRACKET FOR SAC, CORNER SUPPORT, 33kV | 1
set30508 | 1030000002 | INSULATOR,PIN TYPE,TYPE C (CLASS 56-3)TIS.279 | 3
set30508 | 1030100001 | PIN,INSULATOR,33 KV.SHANK 165 MM.LEAD HEAD 35 MM.(1 3/8") | 3
set30509 | 1010100004 | WIRE,STEEL STRANDED 50/7 sq.mm.TIS.404 | 1
set30509 | 1010110200 | BOLT,MACHINE M.16x130 mm. | 1
set30509 | 1010110204 | BOLT,MACHINE M.16x300 mm. | 2
set30509 | 1010180100 | WASHER,PLAIN,SQUARE,LARGE 52x52x4.5 mm.HOLE DIA. 18 MM. TIS.258 | 5
set30509 | 1010180301 | WASHER,LOCK,SPRING,SIZE 16 mm.,GENERAL PURPOSE,TIS.259 | 1
set30509 | 1010230000 | CLAMP,SINGLE U-BOLT,M.8 (WIRE ROPE CLIP) | 4
set30509 | 1020440102 | CLAMP,GUY,TRIPLE BOLT | 1
set30509 | 1020440103 | LINK,CABLE SPACER | 1
set30509 | 1020440105 | BRACKET,FOR AERIAL CABLE,TANGENT SUPPORT | 1
set30510 | 1010100002 | WIRE,STEEL STRANDED 25 sq.mm.TIS.404 | 2
set30510 | 1010110205 | BOLT,MACHINE M.16x350 mm. | 4
set30510 | 1010140002 | BOLT,ROUND EYE M.16x250 mm. | 2
set30510 | 1010180100 | WASHER,PLAIN,SQUARE,LARGE 52x52x4.5 mm.HOLE DIA. 18 MM. TIS.258 | 4
set30510 | 1010180201 | WASHER,SQUARE,CURVED 60x60x5 mm.HOLE DIA. 22 mm. | 2
set30510 | 1010210304 | THIMBLE,GUY,FOR STEEL WIRE 50-95 sq.mm. | 2
set30510 | 1010230000 | CLAMP,SINGLE U-BOLT,M.8 (WIRE ROPE CLIP) | 10
set30510 | 1020440121 | BRACKET FOR SAC, CORNER SUPPORT, 33kV | 2
set30510 | 1030000002 | INSULATOR,PIN TYPE,TYPE C (CLASS 56-3)TIS.279 | 6
set30510 | 1030100001 | PIN,INSULATOR,33 KV.SHANK 165 MM.LEAD HEAD 35 MM.(1 3/8") | 6
set30511 | 1010000100 | STEEL CHANNEL, 100x50x5 mm. 2,250 MM.LONG | 1
set30511 | 1010100002 | WIRE,STEEL STRANDED 25 sq.mm.TIS.404 | 1
set30511 | 1010110203 | BOLT,MACHINE M.16x250 mm. | 2
set30511 | 1010110205 | BOLT,MACHINE M.16x350 mm. | 2
set30511 | 1010180100 | WASHER,PLAIN,SQUARE,LARGE 52x52x4.5 mm.HOLE DIA. 18 MM. TIS.258 | 4
set30511 | 1010180201 | WASHER,SQUARE,CURVED 60x60x5 mm.HOLE DIA. 22 mm. | 1
set30511 | 1010230000 | CLAMP,SINGLE U-BOLT,M.8 (WIRE ROPE CLIP) | 6
set30511 | 1020440121 | BRACKET FOR SAC, CORNER SUPPORT, 33kV | 1
set30511 | 1030000002 | INSULATOR,PIN TYPE,TYPE C (CLASS 56-3)TIS.279 | 3
set30511 | 1030100001 | PIN,INSULATOR,33 KV.SHANK 165 MM.LEAD HEAD 35 MM.(1 3/8") | 3
set30512 | 1000110001 | CROSSARM,PRESTRESSED CONCRETE,SPUN,H.T. 100X100X2,500 MM. | 1
set30512 | 1010100000 | WIRE,STEEL SOLID DIA. 4.0 mm.TIS.71 | 0.4
set30512 | 1010110200 | BOLT,MACHINE M.16x130 mm. | 4
set30512 | 1010110202 | BOLT,MACHINE M.16x200 mm. | 1
set30512 | 1010110204 | BOLT,MACHINE M.16x300 mm. | 1
set30512 | 1010180100 | WASHER,PLAIN,SQUARE,LARGE 52x52x4.5 mm.HOLE DIA. 18 MM. TIS.258 | 5
set30512 | 1010180201 | WASHER,SQUARE,CURVED 60x60x5 mm.HOLE DIA. 22 mm. | 3
set30512 | 1010180301 | WASHER,LOCK,SPRING,SIZE 16 mm.,GENERAL PURPOSE,TIS.259 | 1
set30512 | 1010200001 | BRACE,FLAT,FOR CROSSARM 30x6x760 mm. | 2
set30512 | 1010230000 | CLAMP,SINGLE U-BOLT,M.8 (WIRE ROPE CLIP) | 6
set30512 | 1030000002 | INSULATOR,PIN TYPE,TYPE C (CLASS 56-3)TIS.279 | 3
set30512 | 1030100001 | PIN,INSULATOR,33 KV.SHANK 165 MM.LEAD HEAD 35 MM.(1 3/8") | 3
set30513 | 1000110001 | CROSSARM,PRESTRESSED CONCRETE,SPUN,H.T. 100X100X2,500 MM. | 1
set30513 | 1010000100 | STEEL CHANNEL, 100x50x5 mm. 2,250 MM.LONG | 1
set30513 | 1010100000 | WIRE,STEEL SOLID DIA. 4.0 mm.TIS.71 | 0.4
set30513 | 1010110200 | BOLT,MACHINE M.16x130 mm. | 2
set30513 | 1010110202 | BOLT,MACHINE M.16x200 mm. | 1
set30513 | 1010110204 | BOLT,MACHINE M.16x300 mm. | 1
set30513 | 1010110205 | BOLT,MACHINE M.16x350 mm. | 2
set30513 | 1010180100 | WASHER,PLAIN,SQUARE,LARGE 52x52x4.5 mm.HOLE DIA. 18 MM. TIS.258 | 7
set30513 | 1010180201 | WASHER,SQUARE,CURVED 60x60x5 mm.HOLE DIA. 22 mm. | 3
set30513 | 1010200001 | BRACE,FLAT,FOR CROSSARM 30x6x760 mm. | 2
set30513 | 1010230000 | CLAMP,SINGLE U-BOLT,M.8 (WIRE ROPE CLIP) | 3
set30513 | 1030000002 | INSULATOR,PIN TYPE,TYPE C (CLASS 56-3)TIS.279 | 3
set30513 | 1030100001 | PIN,INSULATOR,33 KV.SHANK 165 MM.LEAD HEAD 35 MM.(1 3/8") | 3
set30514 | 1000110004 | CROSSARM,PRESTRESSED CONCRETE,SPUN(FOR DEAD-ENDING) 120X120X2,50 | 2
set30514 | 1010100000 | WIRE,STEEL SOLID DIA. 4.0 mm.TIS.71 | 1.1
set30514 | 1010110201 | BOLT,MACHINE M.16x170 mm. | 2
set30514 | 1010110202 | BOLT,MACHINE M.16x200 mm. | 1
set30514 | 1010110207 | BOLT,MACHINE M.16x450 mm. | 1
set30514 | 1010130001 | BOLT,DOUBLE ARMING,ROUND EYE M.16x450 mm. | 3
set30514 | 1010180001 | NUT,EYE M.16 DIN 582 | 3
set30514 | 1010180100 | WASHER,PLAIN,SQUARE,LARGE 52x52x4.5 mm.HOLE DIA. 18 MM. TIS.258 | 20
set30514 | 1010180201 | WASHER,SQUARE,CURVED 60x60x5 mm.HOLE DIA. 22 mm. | 6
set30514 | 1010180301 | WASHER,LOCK,SPRING,SIZE 16 mm.,GENERAL PURPOSE,TIS.259 | 4
set30514 | 1010200001 | BRACE,FLAT,FOR CROSSARM 30x6x760 mm. | 4
set30514 | 1010230000 | CLAMP,SINGLE U-BOLT,M.8 (WIRE ROPE CLIP) | 3
set30514 | 1030000002 | INSULATOR,PIN TYPE,TYPE C (CLASS 56-3)TIS.279 | 6
set30514 | 1030020002 | INSULATOR,SUSPENSION TYPE D (CLASS 52-4)TIS.354 | 18
set30514 | 1030100001 | PIN,INSULATOR,33 KV.SHANK 165 MM.LEAD HEAD 35 MM.(1 3/8") | 3
set30515 | 1000110004 | CROSSARM,PRESTRESSED CONCRETE,SPUN(FOR DEAD-ENDING) 120X120X2,50 | 2
set30515 | 1010110201 | BOLT,MACHINE M.16x170 mm. | 1
set30515 | 1010110202 | BOLT,MACHINE M.16x200 mm. | 1
set30515 | 1010130001 | BOLT,DOUBLE ARMING,ROUND EYE M.16x450 mm. | 3
set30515 | 1010180001 | NUT,EYE M.16 DIN 582 | 3
set30515 | 1010180100 | WASHER,PLAIN,SQUARE,LARGE 52x52x4.5 mm.HOLE DIA. 18 MM. TIS.258 | 16
set30515 | 1010200001 | BRACE,FLAT,FOR CROSSARM 30x6x760 mm. | 2
set30515 | 1010230000 | CLAMP,SINGLE U-BOLT,M.8 (WIRE ROPE CLIP) | 3
set30515 | 1030020002 | INSULATOR,SUSPENSION TYPE D (CLASS 52-4)TIS.354 | 18
set30516 | 1000110004 | CROSSARM,PRESTRESSED CONCRETE,SPUN(FOR DEAD-ENDING) 120X120X2,50 | 2
set30516 | 1010110201 | BOLT,MACHINE M.16x170 mm. | 2
set30516 | 1010110203 | BOLT,MACHINE M.16x250 mm. | 1
set30516 | 1010130001 | BOLT,DOUBLE ARMING,ROUND EYE M.16x450 mm. | 3
set30516 | 1010180100 | WASHER,PLAIN,SQUARE,LARGE 52x52x4.5 mm.HOLE DIA. 18 MM. TIS.258 | 15
set30516 | 1010200001 | BRACE,FLAT,FOR CROSSARM 30x6x760 mm. | 4
set30516 | 1030020002 | INSULATOR,SUSPENSION TYPE D (CLASS 52-4)TIS.354 | 9
set30517 | 1000110004 | CROSSARM,PRESTRESSED CONCRETE,SPUN(FOR DEAD-ENDING) 120X120X2,50 | 2
set30517 | 1010100000 | WIRE,STEEL SOLID DIA. 4.0 mm.TIS.71 | 0.25
set30517 | 1010110201 | BOLT,MACHINE M.16x170 mm. | 2
set30517 | 1010110203 | BOLT,MACHINE M.16x250 mm. | 1
set30517 | 1010130002 | BOLT,DOUBLE ARMING,ROUND EYE M.16x500 mm. | 3
set30517 | 1010180100 | WASHER,PLAIN,SQUARE,LARGE 52x52x4.5 mm.HOLE DIA. 18 MM. TIS.258 | 16
set30517 | 1010180201 | WASHER,SQUARE,CURVED 60x60x5 mm.HOLE DIA. 22 mm. | 2
set30517 | 1010200001 | BRACE,FLAT,FOR CROSSARM 30x6x760 mm. | 4
set30517 | 1010230000 | CLAMP,SINGLE U-BOLT,M.8 (WIRE ROPE CLIP) | 4
set30517 | 1030000002 | INSULATOR,PIN TYPE,TYPE C (CLASS 56-3)TIS.279 | 2
set30517 | 1030020002 | INSULATOR,SUSPENSION TYPE D (CLASS 52-4)TIS.354 | 9
set30517 | 1030100001 | PIN,INSULATOR,33 KV.SHANK 165 MM.LEAD HEAD 35 MM.(1 3/8") | 2
set30518 | 1000110001 | CROSSARM,PRESTRESSED CONCRETE,SPUN,H.T. 100X100X2,500 MM. | 1
set30518 | 1010100000 | WIRE,STEEL SOLID DIA. 4.0 mm.TIS.71 | 0.35
set30518 | 1010110200 | BOLT,MACHINE M.16x130 mm. | 1
set30518 | 1010110203 | BOLT,MACHINE M.16x250 mm. | 2
set30518 | 1010110204 | BOLT,MACHINE M.16x300 mm. | 1
set30518 | 1010180100 | WASHER,PLAIN,SQUARE,LARGE 52x52x4.5 mm.HOLE DIA. 18 MM. TIS.258 | 9
set30518 | 1010180201 | WASHER,SQUARE,CURVED 60x60x5 mm.HOLE DIA. 22 mm. | 3
set30518 | 1010180301 | WASHER,LOCK,SPRING,SIZE 16 mm.,GENERAL PURPOSE,TIS.259 | 1
set30518 | 1010200004 | BRACE,ALLEY ARM 40x40x5 mm. 2,120 mm.LONG | 1
set30518 | 1010230000 | CLAMP,SINGLE U-BOLT,M.8 (WIRE ROPE CLIP) | 4
set30518 | 1020440102 | CLAMP,GUY,TRIPLE BOLT | 1
set30518 | 1030000002 | INSULATOR,PIN TYPE,TYPE C (CLASS 56-3)TIS.279 | 3
set30518 | 1030100001 | PIN,INSULATOR,33 KV.SHANK 165 MM.LEAD HEAD 35 MM.(1 3/8") | 3
set30519 | 1000110001 | CROSSARM,PRESTRESSED CONCRETE,SPUN,H.T. 100X100X2,500 MM. | 1
set30519 | 1010000100 | STEEL CHANNEL, 100x50x5 mm. 2,250 MM.LONG | 1
set30519 | 1010100000 | WIRE,STEEL SOLID DIA. 4.0 mm.TIS.71 | 0.35
set30519 | 1010110200 | BOLT,MACHINE M.16x130 mm. | 1
set30519 | 1010110203 | BOLT,MACHINE M.16x250 mm. | 1
set30519 | 1010110204 | BOLT,MACHINE M.16x300 mm. | 1
set30519 | 1010110205 | BOLT,MACHINE M.16x350 mm. | 2
set30519 | 1010180100 | WASHER,PLAIN,SQUARE,LARGE 52x52x4.5 mm.HOLE DIA. 18 MM. TIS.258 | 6
set30519 | 1010180201 | WASHER,SQUARE,CURVED 60x60x5 mm.HOLE DIA. 22 mm. | 3
set30519 | 1010180301 | WASHER,LOCK,SPRING,SIZE 16 mm.,GENERAL PURPOSE,TIS.259 | 1
set30519 | 1010200004 | BRACE,ALLEY ARM 40x40x5 mm. 2,120 mm.LONG | 1
set30519 | 1010230000 | CLAMP,SINGLE U-BOLT,M.8 (WIRE ROPE CLIP) | 4
set30519 | 1030000002 | INSULATOR,PIN TYPE,TYPE C (CLASS 56-3)TIS.279 | 3
set30519 | 1030100001 | PIN,INSULATOR,33 KV.SHANK 165 MM.LEAD HEAD 35 MM.(1 3/8") | 3
set30520 | 1000110004 | CROSSARM,PRESTRESSED CONCRETE,SPUN(FOR DEAD-ENDING) 120X120X2,50 | 2
set30520 | 1010110201 | BOLT,MACHINE M.16x170 mm. | 1
set30520 | 1010110203 | BOLT,MACHINE M.16x250 mm. | 1
set30520 | 1010130001 | BOLT,DOUBLE ARMING,ROUND EYE M.16x450 mm. | 3
set30520 | 1010180100 | WASHER,PLAIN,SQUARE,LARGE 52x52x4.5 mm.HOLE DIA. 18 MM. TIS.258 | 18
set30520 | 1010200005 | BRACE,ALLEY ARM 50x50x6 mm. 2,350 mm.LONG | 1
set30520 | 1030020002 | INSULATOR,SUSPENSION TYPE D (CLASS 52-4)TIS.354 | 9
set30521 | 1000110004 | CROSSARM,PRESTRESSED CONCRETE,SPUN(FOR DEAD-ENDING) 120X120X2,50 | 2
set30521 | 1010100000 | WIRE,STEEL SOLID DIA. 4.0 mm.TIS.71 | 0.4
set30521 | 1010110201 | BOLT,MACHINE M.16x170 mm. | 1
set30521 | 1010110203 | BOLT,MACHINE M.16x250 mm. | 1
set30521 | 1010130002 | BOLT,DOUBLE ARMING,ROUND EYE M.16x500 mm. | 3
set30521 | 1010180100 | WASHER,PLAIN,SQUARE,LARGE 52x52x4.5 mm.HOLE DIA. 18 MM. TIS.258 | 18
set30521 | 1010180201 | WASHER,SQUARE,CURVED 60x60x5 mm.HOLE DIA. 22 mm. | 2
set30521 | 1010200005 | BRACE,ALLEY ARM 50x50x6 mm. 2,350 mm.LONG | 1
set30521 | 1010230000 | CLAMP,SINGLE U-BOLT,M.8 (WIRE ROPE CLIP) | 1
set30521 | 1030000002 | INSULATOR,PIN TYPE,TYPE C (CLASS 56-3)TIS.279 | 2
set30521 | 1030020002 | INSULATOR,SUSPENSION TYPE D (CLASS 52-4)TIS.354 | 9
set30521 | 1030100001 | PIN,INSULATOR,33 KV.SHANK 165 MM.LEAD HEAD 35 MM.(1 3/8") | 2
set30522 | 1010100004 | WIRE,STEEL STRANDED 50/7 sq.mm.TIS.404 | 25
set30522 | 1010220002 | ROD,GROUND,60x60x5 mm. 2 m.LONG | 1
set30522 | 1010230000 | CLAMP,SINGLE U-BOLT,M.8 (WIRE ROPE CLIP) | 2
set30522 | 1080040001 | CONDUIT,PVC,RIGID,DIA. 20x2500 mm.TIS.216 | 3
set30522 | 9090011007 | WELDING POWDER, ST. WIRE 50 SQ.MM. TO GD | 3
set30523 | 1010100004 | WIRE,STEEL STRANDED 50/7 sq.mm.TIS.404 | 30
set30523 | 1010220002 | ROD,GROUND,60x60x5 mm. 2 m.LONG | 2
set30523 | 1010230000 | CLAMP,SINGLE U-BOLT,M.8 (WIRE ROPE CLIP) | 2
set30523 | 1080040001 | CONDUIT,PVC,RIGID,DIA. 20x2500 mm.TIS.216 | 3
set30523 | 9090011007 | WELDING POWDER, ST. WIRE 50 SQ.MM. TO GD | 5
set30524 | 1010100004 | WIRE,STEEL STRANDED 50/7 sq.mm.TIS.404 | 35
set30524 | 1010220002 | ROD,GROUND,60x60x5 mm. 2 m.LONG | 3
set30524 | 1010230000 | CLAMP,SINGLE U-BOLT,M.8 (WIRE ROPE CLIP) | 2
set30524 | 1080040001 | CONDUIT,PVC,RIGID,DIA. 20x2500 mm.TIS.216 | 3
set30524 | 9090011007 | WELDING POWDER, ST. WIRE 50 SQ.MM. TO GD | 7
set30525 | 1010100004 | WIRE,STEEL STRANDED 50/7 sq.mm.TIS.404 | 40
set30525 | 1010220002 | ROD,GROUND,60x60x5 mm. 2 m.LONG | 4
set30525 | 1010230000 | CLAMP,SINGLE U-BOLT,M.8 (WIRE ROPE CLIP) | 2
set30525 | 1080040001 | CONDUIT,PVC,RIGID,DIA. 20x2500 mm.TIS.216 | 3
set30525 | 9090011007 | WELDING POWDER, ST. WIRE 50 SQ.MM. TO GD | 9
set30526 | 1010100004 | WIRE,STEEL STRANDED 50/7 sq.mm.TIS.404 | 45
set30526 | 1010220002 | ROD,GROUND,60x60x5 mm. 2 m.LONG | 5
set30526 | 1010230000 | CLAMP,SINGLE U-BOLT,M.8 (WIRE ROPE CLIP) | 2
set30526 | 1080040001 | CONDUIT,PVC,RIGID,DIA. 20x2500 mm.TIS.216 | 3
set30526 | 9090011007 | WELDING POWDER, ST. WIRE 50 SQ.MM. TO GD | 11
set30527 | 1000110004 | CROSSARM,PRESTRESSED CONCRETE,SPUN(FOR DEAD-ENDING) 120X120X2,50 | 2
set30527 | 1010100000 | WIRE,STEEL SOLID DIA. 4.0 mm.TIS.71 | 1.1
set30527 | 1010110201 | BOLT,MACHINE M.16x170 mm. | 1
set30527 | 1010110202 | BOLT,MACHINE M.16x200 mm. | 1
set30527 | 1010110207 | BOLT,MACHINE M.16x450 mm. | 1
set30527 | 1010130001 | BOLT,DOUBLE ARMING,ROUND EYE M.16x450 mm. | 3
set30527 | 1010180001 | NUT,EYE M.16 DIN 582 | 3
set30527 | 1010180100 | WASHER,PLAIN,SQUARE,LARGE 52x52x4.5 mm.HOLE DIA. 18 MM. TIS.258 | 20
set30527 | 1010180201 | WASHER,SQUARE,CURVED 60x60x5 mm.HOLE DIA. 22 mm. | 6
set30527 | 1010180301 | WASHER,LOCK,SPRING,SIZE 16 mm.,GENERAL PURPOSE,TIS.259 | 4
set30527 | 1010200004 | BRACE,ALLEY ARM 40x40x5 mm. 2,120 mm.LONG | 1
set30527 | 1010230000 | CLAMP,SINGLE U-BOLT,M.8 (WIRE ROPE CLIP) | 2
set30527 | 1030010003 | INSULATOR,LINE-POST TYPE, 33 KV.CLASS 57-3L TIS.1077 | 6
set30527 | 1030020002 | INSULATOR,SUSPENSION TYPE D (CLASS 52-4)TIS.354 | 18
set30528 | 1000110004 | CROSSARM,PRESTRESSED CONCRETE,SPUN(FOR DEAD-ENDING) 120X120X2,50 | 2
set30528 | 1010100000 | WIRE,STEEL SOLID DIA. 4.0 mm.TIS.71 | 1.1
set30528 | 1010110201 | BOLT,MACHINE M.16x170 mm. | 1
set30528 | 1010110203 | BOLT,MACHINE M.16x250 mm. | 1
set30528 | 1010110208 | BOLT,MACHINE M.16x500 mm. | 1
set30528 | 1010130002 | BOLT,DOUBLE ARMING,ROUND EYE M.16x500 mm. | 3
set30528 | 1010180001 | NUT,EYE M.16 DIN 582 | 3
set30528 | 1010180100 | WASHER,PLAIN,SQUARE,LARGE 52x52x4.5 mm.HOLE DIA. 18 MM. TIS.258 | 20
set30528 | 1010180201 | WASHER,SQUARE,CURVED 60x60x5 mm.HOLE DIA. 22 mm. | 6
set30528 | 1010180301 | WASHER,LOCK,SPRING,SIZE 16 mm.,GENERAL PURPOSE,TIS.259 | 4
set30528 | 1010200004 | BRACE,ALLEY ARM 40x40x5 mm. 2,120 mm.LONG | 1
set30528 | 1010230000 | CLAMP,SINGLE U-BOLT,M.8 (WIRE ROPE CLIP) | 2
set30528 | 1030010003 | INSULATOR,LINE-POST TYPE, 33 KV.CLASS 57-3L TIS.1077 | 6
set30528 | 1030020002 | INSULATOR,SUSPENSION TYPE D (CLASS 52-4)TIS.354 | 18
set30534 | 1010130002 | BOLT,DOUBLE ARMING,ROUND EYE M.16x500 mm. | 1
set30534 | 1010210304 | THIMBLE,GUY,FOR STEEL WIRE 50-95 sq.mm. | 1
set30534 | 1010230000 | CLAMP,SINGLE U-BOLT,M.8 (WIRE ROPE CLIP) | 7
set30535 | 1000110001 | CROSSARM,PRESTRESSED CONCRETE,SPUN,H.T. 100X100X2,500 MM. | 1
set30535 | 1010100004 | WIRE,STEEL STRANDED 50/7 sq.mm.TIS.404 | 2
set30535 | 1010110200 | BOLT,MACHINE M.16x130 mm. | 2
set30535 | 1010110201 | BOLT,MACHINE M.16x170 mm. | 1
set30535 | 1010110203 | BOLT,MACHINE M.16x250 mm. | 1
set30535 | 1010110204 | BOLT,MACHINE M.16x300 mm. | 1
set30535 | 1010180100 | WASHER,PLAIN,SQUARE,LARGE 52x52x4.5 mm.HOLE DIA. 18 MM. TIS.258 | 8
set30535 | 1010180301 | WASHER,LOCK,SPRING,SIZE 16 mm.,GENERAL PURPOSE,TIS.259 | 2
set30535 | 1010200001 | BRACE,FLAT,FOR CROSSARM 30x6x760 mm. | 2
set30535 | 1010230000 | CLAMP,SINGLE U-BOLT,M.8 (WIRE ROPE CLIP) | 4
set30535 | 1020440102 | CLAMP,GUY,TRIPLE BOLT | 1
set30535 | 1020440103 | LINK,CABLE SPACER | 1
set30536 | 1010000106 | STEEL CHANNEL,100X50X5 MM.2,500 MM.LONG | 1
set30536 | 1010100002 | WIRE,STEEL STRANDED 25 sq.mm.TIS.404 | 2
set30536 | 1010110201 | BOLT,MACHINE M.16x170 mm. | 1
set30536 | 1010110203 | BOLT,MACHINE M.16x250 mm. | 2
set30536 | 1010110404 | BOLT,MACHINE,HEXAGON, M.16X50 MM. | 2
set30536 | 1010180100 | WASHER,PLAIN,SQUARE,LARGE 52x52x4.5 mm.HOLE DIA. 18 MM. TIS.258 | 6
set30536 | 1010200001 | BRACE,FLAT,FOR CROSSARM 30x6x760 mm. | 2
set30536 | 1010230000 | CLAMP,SINGLE U-BOLT,M.8 (WIRE ROPE CLIP) | 4
set30536 | 1020440102 | CLAMP,GUY,TRIPLE BOLT | 1
set30536 | 1020440103 | LINK,CABLE SPACER | 1
set30542 | 1000110001 | CROSSARM,PRESTRESSED CONCRETE,SPUN,H.T. 100X100X2,500 MM. | 1
set30542 | 1010100000 | WIRE,STEEL SOLID DIA. 4.0 mm.TIS.71 | 0.4
set30542 | 1010110200 | BOLT,MACHINE M.16x130 mm. | 4
set30542 | 1010110203 | BOLT,MACHINE M.16x250 mm. | 1
set30542 | 1010110205 | BOLT,MACHINE M.16x350 mm. | 1
set30542 | 1010180100 | WASHER,PLAIN,SQUARE,LARGE 52x52x4.5 mm.HOLE DIA. 18 MM. TIS.258 | 5
set30542 | 1010180201 | WASHER,SQUARE,CURVED 60x60x5 mm.HOLE DIA. 22 mm. | 3
set30542 | 1010180301 | WASHER,LOCK,SPRING,SIZE 16 mm.,GENERAL PURPOSE,TIS.259 | 1
set30542 | 1010200001 | BRACE,FLAT,FOR CROSSARM 30x6x760 mm. | 2
set30542 | 1010230000 | CLAMP,SINGLE U-BOLT,M.8 (WIRE ROPE CLIP) | 6
set30542 | 1030000002 | INSULATOR,PIN TYPE,TYPE C (CLASS 56-3)TIS.279 | 3
set30542 | 1030100001 | PIN,INSULATOR,33 KV.SHANK 165 MM.LEAD HEAD 35 MM.(1 3/8") | 3
set30543 | 1000110001 | CROSSARM,PRESTRESSED CONCRETE,SPUN,H.T. 100X100X2,500 MM. | 1
set30543 | 1010000100 | STEEL CHANNEL, 100x50x5 mm. 2,250 MM.LONG | 1
set30543 | 1010100000 | WIRE,STEEL SOLID DIA. 4.0 mm.TIS.71 | 0.4
set30543 | 1010110200 | BOLT,MACHINE M.16x130 mm. | 2
set30543 | 1010110203 | BOLT,MACHINE M.16x250 mm. | 1
set30543 | 1010110204 | BOLT,MACHINE M.16x300 mm. | 1
set30543 | 1010110205 | BOLT,MACHINE M.16x350 mm. | 2
set30543 | 1010180100 | WASHER,PLAIN,SQUARE,LARGE 52x52x4.5 mm.HOLE DIA. 18 MM. TIS.258 | 7
set30543 | 1010180201 | WASHER,SQUARE,CURVED 60x60x5 mm.HOLE DIA. 22 mm. | 3
set30543 | 1010200001 | BRACE,FLAT,FOR CROSSARM 30x6x760 mm. | 2
set30543 | 1010230000 | CLAMP,SINGLE U-BOLT,M.8 (WIRE ROPE CLIP) | 4
set30543 | 1030000002 | INSULATOR,PIN TYPE,TYPE C (CLASS 56-3)TIS.279 | 3
set30543 | 1030100001 | PIN,INSULATOR,33 KV.SHANK 165 MM.LEAD HEAD 35 MM.(1 3/8") | 3
set30544 | 1000110004 | CROSSARM,PRESTRESSED CONCRETE,SPUN(FOR DEAD-ENDING) 120X120X2,50 | 2
set30544 | 1010100000 | WIRE,STEEL SOLID DIA. 4.0 mm.TIS.71 | 1.1
set30544 | 1010110201 | BOLT,MACHINE M.16x170 mm. | 2
set30544 | 1010110203 | BOLT,MACHINE M.16x250 mm. | 1
set30544 | 1010110208 | BOLT,MACHINE M.16x500 mm. | 1
set30544 | 1010130002 | BOLT,DOUBLE ARMING,ROUND EYE M.16x500 mm. | 3
set30544 | 1010180001 | NUT,EYE M.16 DIN 582 | 3
set30544 | 1010180100 | WASHER,PLAIN,SQUARE,LARGE 52x52x4.5 mm.HOLE DIA. 18 MM. TIS.258 | 20
set30544 | 1010180201 | WASHER,SQUARE,CURVED 60x60x5 mm.HOLE DIA. 22 mm. | 6
set30544 | 1010180301 | WASHER,LOCK,SPRING,SIZE 16 mm.,GENERAL PURPOSE,TIS.259 | 4
set30544 | 1010200001 | BRACE,FLAT,FOR CROSSARM 30x6x760 mm. | 4
set30544 | 1010230000 | CLAMP,SINGLE U-BOLT,M.8 (WIRE ROPE CLIP) | 3
set30544 | 1030000002 | INSULATOR,PIN TYPE,TYPE C (CLASS 56-3)TIS.279 | 6
set30544 | 1030020002 | INSULATOR,SUSPENSION TYPE D (CLASS 52-4)TIS.354 | 18
set30544 | 1030100001 | PIN,INSULATOR,33 KV.SHANK 165 MM.LEAD HEAD 35 MM.(1 3/8") | 3
set30545 | 1000110004 | CROSSARM,PRESTRESSED CONCRETE,SPUN(FOR DEAD-ENDING) 120X120X2,50 | 2
set30545 | 1010110201 | BOLT,MACHINE M.16x170 mm. | 1
set30545 | 1010110203 | BOLT,MACHINE M.16x250 mm. | 1
set30545 | 1010130002 | BOLT,DOUBLE ARMING,ROUND EYE M.16x500 mm. | 3
set30545 | 1010180001 | NUT,EYE M.16 DIN 582 | 3
set30545 | 1010180100 | WASHER,PLAIN,SQUARE,LARGE 52x52x4.5 mm.HOLE DIA. 18 MM. TIS.258 | 16
set30545 | 1010200001 | BRACE,FLAT,FOR CROSSARM 30x6x760 mm. | 2
set30545 | 1010230000 | CLAMP,SINGLE U-BOLT,M.8 (WIRE ROPE CLIP) | 3
set30545 | 1030020002 | INSULATOR,SUSPENSION TYPE D (CLASS 52-4)TIS.354 | 18
set30546 | 1000110004 | CROSSARM,PRESTRESSED CONCRETE,SPUN(FOR DEAD-ENDING) 120X120X2,50 | 2
set30546 | 1010110201 | BOLT,MACHINE M.16x170 mm. | 2
set30546 | 1010110203 | BOLT,MACHINE M.16x250 mm. | 1
set30546 | 1010130002 | BOLT,DOUBLE ARMING,ROUND EYE M.16x500 mm. | 3
set30546 | 1010180100 | WASHER,PLAIN,SQUARE,LARGE 52x52x4.5 mm.HOLE DIA. 18 MM. TIS.258 | 15
set30546 | 1010200001 | BRACE,FLAT,FOR CROSSARM 30x6x760 mm. | 4
set30546 | 1030020002 | INSULATOR,SUSPENSION TYPE D (CLASS 52-4)TIS.354 | 9
set30547 | 1000110004 | CROSSARM,PRESTRESSED CONCRETE,SPUN(FOR DEAD-ENDING) 120X120X2,50 | 2
set30547 | 1010100000 | WIRE,STEEL SOLID DIA. 4.0 mm.TIS.71 | 0.25
set30547 | 1010110201 | BOLT,MACHINE M.16x170 mm. | 2
set30547 | 1010110204 | BOLT,MACHINE M.16x300 mm. | 1
set30547 | 1010130002 | BOLT,DOUBLE ARMING,ROUND EYE M.16x500 mm. | 3
set30547 | 1010180100 | WASHER,PLAIN,SQUARE,LARGE 52x52x4.5 mm.HOLE DIA. 18 MM. TIS.258 | 16
set30547 | 1010180201 | WASHER,SQUARE,CURVED 60x60x5 mm.HOLE DIA. 22 mm. | 2
set30547 | 1010200001 | BRACE,FLAT,FOR CROSSARM 30x6x760 mm. | 4
set30547 | 1010230000 | CLAMP,SINGLE U-BOLT,M.8 (WIRE ROPE CLIP) | 4
set30547 | 1030000002 | INSULATOR,PIN TYPE,TYPE C (CLASS 56-3)TIS.279 | 2
set30547 | 1030020002 | INSULATOR,SUSPENSION TYPE D (CLASS 52-4)TIS.354 | 9
set30547 | 1030100001 | PIN,INSULATOR,33 KV.SHANK 165 MM.LEAD HEAD 35 MM.(1 3/8") | 2
set30548 | 1000110001 | CROSSARM,PRESTRESSED CONCRETE,SPUN,H.T. 100X100X2,500 MM. | 1
set30548 | 1010100000 | WIRE,STEEL SOLID DIA. 4.0 mm.TIS.71 | 0.35
set30548 | 1010110200 | BOLT,MACHINE M.16x130 mm. | 1
set30548 | 1010110204 | BOLT,MACHINE M.16x300 mm. | 2
set30548 | 1010110205 | BOLT,MACHINE M.16x350 mm. | 1
set30548 | 1010180100 | WASHER,PLAIN,SQUARE,LARGE 52x52x4.5 mm.HOLE DIA. 18 MM. TIS.258 | 5
set30548 | 1010180201 | WASHER,SQUARE,CURVED 60x60x5 mm.HOLE DIA. 22 mm. | 3
set30548 | 1010180301 | WASHER,LOCK,SPRING,SIZE 16 mm.,GENERAL PURPOSE,TIS.259 | 1
set30548 | 1010200004 | BRACE,ALLEY ARM 40x40x5 mm. 2,120 mm.LONG | 1
set30548 | 1010230000 | CLAMP,SINGLE U-BOLT,M.8 (WIRE ROPE CLIP) | 4
set30548 | 1020440102 | CLAMP,GUY,TRIPLE BOLT | 1
set30548 | 1030000002 | INSULATOR,PIN TYPE,TYPE C (CLASS 56-3)TIS.279 | 3
set30548 | 1030100001 | PIN,INSULATOR,33 KV.SHANK 165 MM.LEAD HEAD 35 MM.(1 3/8") | 3
set30549 | 1000110001 | CROSSARM,PRESTRESSED CONCRETE,SPUN,H.T. 100X100X2,500 MM. | 1
set30549 | 1010000100 | STEEL CHANNEL, 100x50x5 mm. 2,250 MM.LONG | 1
set30549 | 1010100000 | WIRE,STEEL SOLID DIA. 4.0 mm.TIS.71 | 0.35
set30549 | 1010110200 | BOLT,MACHINE M.16x130 mm. | 1
set30549 | 1010110204 | BOLT,MACHINE M.16x300 mm. | 1
set30549 | 1010110205 | BOLT,MACHINE M.16x350 mm. | 3
set30549 | 1010180100 | WASHER,PLAIN,SQUARE,LARGE 52x52x4.5 mm.HOLE DIA. 18 MM. TIS.258 | 6
set30549 | 1010180201 | WASHER,SQUARE,CURVED 60x60x5 mm.HOLE DIA. 22 mm. | 3
set30549 | 1010180301 | WASHER,LOCK,SPRING,SIZE 16 mm.,GENERAL PURPOSE,TIS.259 | 1
set30549 | 1010200004 | BRACE,ALLEY ARM 40x40x5 mm. 2,120 mm.LONG | 1
set30549 | 1010230000 | CLAMP,SINGLE U-BOLT,M.8 (WIRE ROPE CLIP) | 5
set30549 | 1030000002 | INSULATOR,PIN TYPE,TYPE C (CLASS 56-3)TIS.279 | 3
set30549 | 1030100001 | PIN,INSULATOR,33 KV.SHANK 165 MM.LEAD HEAD 35 MM.(1 3/8") | 3
set30550 | 1000110004 | CROSSARM,PRESTRESSED CONCRETE,SPUN(FOR DEAD-ENDING) 120X120X2,50 | 2
set30550 | 1010110201 | BOLT,MACHINE M.16x170 mm. | 1
set30550 | 1010110204 | BOLT,MACHINE M.16x300 mm. | 1
set30550 | 1010130002 | BOLT,DOUBLE ARMING,ROUND EYE M.16x500 mm. | 3
set30550 | 1010180100 | WASHER,PLAIN,SQUARE,LARGE 52x52x4.5 mm.HOLE DIA. 18 MM. TIS.258 | 18
set30550 | 1010200005 | BRACE,ALLEY ARM 50x50x6 mm. 2,350 mm.LONG | 1
set30550 | 1030020002 | INSULATOR,SUSPENSION TYPE D (CLASS 52-4)TIS.354 | 9
set30551 | 1000110004 | CROSSARM,PRESTRESSED CONCRETE,SPUN(FOR DEAD-ENDING) 120X120X2,50 | 2
set30551 | 1010100000 | WIRE,STEEL SOLID DIA. 4.0 mm.TIS.71 | 0.4
set30551 | 1010110201 | BOLT,MACHINE M.16x170 mm. | 1
set30551 | 1010110204 | BOLT,MACHINE M.16x300 mm. | 1
set30551 | 1010130002 | BOLT,DOUBLE ARMING,ROUND EYE M.16x500 mm. | 3
set30551 | 1010180100 | WASHER,PLAIN,SQUARE,LARGE 52x52x4.5 mm.HOLE DIA. 18 MM. TIS.258 | 18
set30551 | 1010180201 | WASHER,SQUARE,CURVED 60x60x5 mm.HOLE DIA. 22 mm. | 2
set30551 | 1010200005 | BRACE,ALLEY ARM 50x50x6 mm. 2,350 mm.LONG | 1
set30551 | 1010230000 | CLAMP,SINGLE U-BOLT,M.8 (WIRE ROPE CLIP) | 1
set30551 | 1030000002 | INSULATOR,PIN TYPE,TYPE C (CLASS 56-3)TIS.279 | 2
set30551 | 1030020002 | INSULATOR,SUSPENSION TYPE D (CLASS 52-4)TIS.354 | 9
set30551 | 1030100001 | PIN,INSULATOR,33 KV.SHANK 165 MM.LEAD HEAD 35 MM.(1 3/8") | 2
set30564 | 1010130003 | BOLT,DOUBLE ARMING,ROUND EYE M.16x600 mm. | 1
set30564 | 1010210304 | THIMBLE,GUY,FOR STEEL WIRE 50-95 sq.mm. | 1
set30564 | 1010230000 | CLAMP,SINGLE U-BOLT,M.8 (WIRE ROPE CLIP) | 7
set30565 | 1000110001 | CROSSARM,PRESTRESSED CONCRETE,SPUN,H.T. 100X100X2,500 MM. | 1
set30565 | 1010100004 | WIRE,STEEL STRANDED 50/7 sq.mm.TIS.404 | 2
set30565 | 1010110200 | BOLT,MACHINE M.16x130 mm. | 2
set30565 | 1010110201 | BOLT,MACHINE M.16x170 mm. | 1
set30565 | 1010110204 | BOLT,MACHINE M.16x300 mm. | 1
set30565 | 1010110206 | BOLT,MACHINE M.16x400 mm. | 1
set30565 | 1010180100 | WASHER,PLAIN,SQUARE,LARGE 52x52x4.5 mm.HOLE DIA. 18 MM. TIS.258 | 8
set30565 | 1010180301 | WASHER,LOCK,SPRING,SIZE 16 mm.,GENERAL PURPOSE,TIS.259 | 2
set30565 | 1010200001 | BRACE,FLAT,FOR CROSSARM 30x6x760 mm. | 2
set30565 | 1010230000 | CLAMP,SINGLE U-BOLT,M.8 (WIRE ROPE CLIP) | 4
set30565 | 1020440102 | CLAMP,GUY,TRIPLE BOLT | 1
set30565 | 1020440103 | LINK,CABLE SPACER | 1
set30566 | 1010000106 | STEEL CHANNEL,100X50X5 MM.2,500 MM.LONG | 1
set30566 | 1010100002 | WIRE,STEEL STRANDED 25 sq.mm.TIS.404 | 2
set30566 | 1010110201 | BOLT,MACHINE M.16x170 mm. | 1
set30566 | 1010110204 | BOLT,MACHINE M.16x300 mm. | 2
set30566 | 1010110404 | BOLT,MACHINE,HEXAGON, M.16X50 MM. | 2
set30566 | 1010180100 | WASHER,PLAIN,SQUARE,LARGE 52x52x4.5 mm.HOLE DIA. 18 MM. TIS.258 | 6
set30566 | 1010200001 | BRACE,FLAT,FOR CROSSARM 30x6x760 mm. | 2
set30566 | 1010230000 | CLAMP,SINGLE U-BOLT,M.8 (WIRE ROPE CLIP) | 4
set30566 | 1020440102 | CLAMP,GUY,TRIPLE BOLT | 1
set30566 | 1020440103 | LINK,CABLE SPACER | 1
set30567 | 1010100004 | WIRE,STEEL STRANDED 50/7 sq.mm.TIS.404 | 1
set30567 | 1010110200 | BOLT,MACHINE M.16x130 mm. | 1
set30567 | 1010110205 | BOLT,MACHINE M.16x350 mm. | 2
set30567 | 1010180100 | WASHER,PLAIN,SQUARE,LARGE 52x52x4.5 mm.HOLE DIA. 18 MM. TIS.258 | 5
set30567 | 1010180301 | WASHER,LOCK,SPRING,SIZE 16 mm.,GENERAL PURPOSE,TIS.259 | 1
set30567 | 1010230000 | CLAMP,SINGLE U-BOLT,M.8 (WIRE ROPE CLIP) | 4
set30567 | 1020440102 | CLAMP,GUY,TRIPLE BOLT | 1
set30567 | 1020440103 | LINK,CABLE SPACER | 1
set30567 | 1020440105 | BRACKET,FOR AERIAL CABLE,TANGENT SUPPORT | 1
set30568 | 1010100002 | WIRE,STEEL STRANDED 25 sq.mm.TIS.404 | 1.5
set30568 | 1010110206 | BOLT,MACHINE M.16x400 mm. | 2
set30568 | 1010180100 | WASHER,PLAIN,SQUARE,LARGE 52x52x4.5 mm.HOLE DIA. 18 MM. TIS.258 | 2
set30568 | 1010180201 | WASHER,SQUARE,CURVED 60x60x5 mm.HOLE DIA. 22 mm. | 1
set30568 | 1010230000 | CLAMP,SINGLE U-BOLT,M.8 (WIRE ROPE CLIP) | 2
set30568 | 1010230201 | GROUND WIRE SUPPORT AND CLAMP,FOR CONCRETE POLE | 1
set30568 | 1020440121 | BRACKET FOR SAC, CORNER SUPPORT, 33kV | 1
set30568 | 1030000002 | INSULATOR,PIN TYPE,TYPE C (CLASS 56-3)TIS.279 | 3
set30568 | 1030100001 | PIN,INSULATOR,33 KV.SHANK 165 MM.LEAD HEAD 35 MM.(1 3/8") | 3
set30569 | 1010100002 | WIRE,STEEL STRANDED 25 sq.mm.TIS.404 | 1.5
set30569 | 1010110206 | BOLT,MACHINE M.16x400 mm. | 2
set30569 | 1010140003 | BOLT,ROUND EYE M.16x300 mm. | 2
set30569 | 1010180100 | WASHER,PLAIN,SQUARE,LARGE 52x52x4.5 mm.HOLE DIA. 18 MM. TIS.258 | 4
set30569 | 1010180201 | WASHER,SQUARE,CURVED 60x60x5 mm.HOLE DIA. 22 mm. | 1
set30569 | 1010210304 | THIMBLE,GUY,FOR STEEL WIRE 50-95 sq.mm. | 2
set30569 | 1010230000 | CLAMP,SINGLE U-BOLT,M.8 (WIRE ROPE CLIP) | 12
set30569 | 1020440121 | BRACKET FOR SAC, CORNER SUPPORT, 33kV | 1
set30569 | 1030000002 | INSULATOR,PIN TYPE,TYPE C (CLASS 56-3)TIS.279 | 3
set30569 | 1030100001 | PIN,INSULATOR,33 KV.SHANK 165 MM.LEAD HEAD 35 MM.(1 3/8") | 3
set30570 | 1010100002 | WIRE,STEEL STRANDED 25 sq.mm.TIS.404 | 2
set30570 | 1010110206 | BOLT,MACHINE M.16x400 mm. | 4
set30570 | 1010140003 | BOLT,ROUND EYE M.16x300 mm. | 2
set30570 | 1010180100 | WASHER,PLAIN,SQUARE,LARGE 52x52x4.5 mm.HOLE DIA. 18 MM. TIS.258 | 4
set30570 | 1010180201 | WASHER,SQUARE,CURVED 60x60x5 mm.HOLE DIA. 22 mm. | 2
set30570 | 1010210304 | THIMBLE,GUY,FOR STEEL WIRE 50-95 sq.mm. | 2
set30570 | 1010230000 | CLAMP,SINGLE U-BOLT,M.8 (WIRE ROPE CLIP) | 10
set30570 | 1020440121 | BRACKET FOR SAC, CORNER SUPPORT, 33kV | 2
set30570 | 1030000002 | INSULATOR,PIN TYPE,TYPE C (CLASS 56-3)TIS.279 | 6
set30570 | 1030100001 | PIN,INSULATOR,33 KV.SHANK 165 MM.LEAD HEAD 35 MM.(1 3/8") | 6
set30571 | 1010000100 | STEEL CHANNEL, 100x50x5 mm. 2,250 MM.LONG | 1
set30571 | 1010100002 | WIRE,STEEL STRANDED 25 sq.mm.TIS.404 | 1
set30571 | 1010110204 | BOLT,MACHINE M.16x300 mm. | 2
set30571 | 1010110205 | BOLT,MACHINE M.16x350 mm. | 2
set30571 | 1010180100 | WASHER,PLAIN,SQUARE,LARGE 52x52x4.5 mm.HOLE DIA. 18 MM. TIS.258 | 4
set30571 | 1010180201 | WASHER,SQUARE,CURVED 60x60x5 mm.HOLE DIA. 22 mm. | 1
set30571 | 1010230000 | CLAMP,SINGLE U-BOLT,M.8 (WIRE ROPE CLIP) | 6
set30571 | 1020440121 | BRACKET FOR SAC, CORNER SUPPORT, 33kV | 1
set30571 | 1030000002 | INSULATOR,PIN TYPE,TYPE C (CLASS 56-3)TIS.279 | 3
set30571 | 1030100001 | PIN,INSULATOR,33 KV.SHANK 165 MM.LEAD HEAD 35 MM.(1 3/8") | 3
set30572 | 1000110001 | CROSSARM,PRESTRESSED CONCRETE,SPUN,H.T. 100X100X2,500 MM. | 1
set30572 | 1010100000 | WIRE,STEEL SOLID DIA. 4.0 mm.TIS.71 | 0.4
set30572 | 1010110200 | BOLT,MACHINE M.16x130 mm. | 4
set30572 | 1010110203 | BOLT,MACHINE M.16x250 mm. | 1
set30572 | 1010110205 | BOLT,MACHINE M.16x350 mm. | 1
set30572 | 1010180100 | WASHER,PLAIN,SQUARE,LARGE 52x52x4.5 mm.HOLE DIA. 18 MM. TIS.258 | 5
set30572 | 1010180201 | WASHER,SQUARE,CURVED 60x60x5 mm.HOLE DIA. 22 mm. | 3
set30572 | 1010180301 | WASHER,LOCK,SPRING,SIZE 16 mm.,GENERAL PURPOSE,TIS.259 | 1
set30572 | 1010200001 | BRACE,FLAT,FOR CROSSARM 30x6x760 mm. | 2
set30572 | 1010230000 | CLAMP,SINGLE U-BOLT,M.8 (WIRE ROPE CLIP) | 6
set30572 | 1030000002 | INSULATOR,PIN TYPE,TYPE C (CLASS 56-3)TIS.279 | 3
set30572 | 1030100001 | PIN,INSULATOR,33 KV.SHANK 165 MM.LEAD HEAD 35 MM.(1 3/8") | 3
set30573 | 1000110001 | CROSSARM,PRESTRESSED CONCRETE,SPUN,H.T. 100X100X2,500 MM. | 1
set30573 | 1010000100 | STEEL CHANNEL, 100x50x5 mm. 2,250 MM.LONG | 1
set30573 | 1010100000 | WIRE,STEEL SOLID DIA. 4.0 mm.TIS.71 | 0.4
set30573 | 1010110200 | BOLT,MACHINE M.16x130 mm. | 2
set30573 | 1010110203 | BOLT,MACHINE M.16x250 mm. | 1
set30573 | 1010110205 | BOLT,MACHINE M.16x350 mm. | 1
set30573 | 1010110206 | BOLT,MACHINE M.16x400 mm. | 2
set30573 | 1010180100 | WASHER,PLAIN,SQUARE,LARGE 52x52x4.5 mm.HOLE DIA. 18 MM. TIS.258 | 7
set30573 | 1010180201 | WASHER,SQUARE,CURVED 60x60x5 mm.HOLE DIA. 22 mm. | 3
set30573 | 1010200001 | BRACE,FLAT,FOR CROSSARM 30x6x760 mm. | 2
set30573 | 1010230000 | CLAMP,SINGLE U-BOLT,M.8 (WIRE ROPE CLIP) | 4
set30573 | 1030000002 | INSULATOR,PIN TYPE,TYPE C (CLASS 56-3)TIS.279 | 3
set30573 | 1030100001 | PIN,INSULATOR,33 KV.SHANK 165 MM.LEAD HEAD 35 MM.(1 3/8") | 3
set30574 | 1000110004 | CROSSARM,PRESTRESSED CONCRETE,SPUN(FOR DEAD-ENDING) 120X120X2,50 | 2
set30574 | 1010100000 | WIRE,STEEL SOLID DIA. 4.0 mm.TIS.71 | 1.1
set30574 | 1010110201 | BOLT,MACHINE M.16x170 mm. | 2
set30574 | 1010110204 | BOLT,MACHINE M.16x300 mm. | 1
set30574 | 1010110401 | BOLT,MACHINE,HEXAGON,M.16x550 mm. | 1
set30574 | 1010130003 | BOLT,DOUBLE ARMING,ROUND EYE M.16x600 mm. | 3
set30574 | 1010180001 | NUT,EYE M.16 DIN 582 | 3
set30574 | 1010180100 | WASHER,PLAIN,SQUARE,LARGE 52x52x4.5 mm.HOLE DIA. 18 MM. TIS.258 | 20
set30574 | 1010180201 | WASHER,SQUARE,CURVED 60x60x5 mm.HOLE DIA. 22 mm. | 6
set30574 | 1010180301 | WASHER,LOCK,SPRING,SIZE 16 mm.,GENERAL PURPOSE,TIS.259 | 4
set30574 | 1010200001 | BRACE,FLAT,FOR CROSSARM 30x6x760 mm. | 4
set30574 | 1010230000 | CLAMP,SINGLE U-BOLT,M.8 (WIRE ROPE CLIP) | 3
set30574 | 1030000002 | INSULATOR,PIN TYPE,TYPE C (CLASS 56-3)TIS.279 | 6
set30574 | 1030020002 | INSULATOR,SUSPENSION TYPE D (CLASS 52-4)TIS.354 | 18
set30574 | 1030100001 | PIN,INSULATOR,33 KV.SHANK 165 MM.LEAD HEAD 35 MM.(1 3/8") | 3
set30575 | 1000110004 | CROSSARM,PRESTRESSED CONCRETE,SPUN(FOR DEAD-ENDING) 120X120X2,50 | 2
set30575 | 1010110201 | BOLT,MACHINE M.16x170 mm. | 1
set30575 | 1010110204 | BOLT,MACHINE M.16x300 mm. | 1
set30575 | 1010130003 | BOLT,DOUBLE ARMING,ROUND EYE M.16x600 mm. | 3
set30575 | 1010180001 | NUT,EYE M.16 DIN 582 | 3
set30575 | 1010180100 | WASHER,PLAIN,SQUARE,LARGE 52x52x4.5 mm.HOLE DIA. 18 MM. TIS.258 | 16
set30575 | 1010200001 | BRACE,FLAT,FOR CROSSARM 30x6x760 mm. | 2
set30575 | 1010230000 | CLAMP,SINGLE U-BOLT,M.8 (WIRE ROPE CLIP) | 3
set30575 | 1030020002 | INSULATOR,SUSPENSION TYPE D (CLASS 52-4)TIS.354 | 18
set30576 | 1000110004 | CROSSARM,PRESTRESSED CONCRETE,SPUN(FOR DEAD-ENDING) 120X120X2,50 | 2
set30576 | 1010110201 | BOLT,MACHINE M.16x170 mm. | 2
set30576 | 1010110204 | BOLT,MACHINE M.16x300 mm. | 1
set30576 | 1010130003 | BOLT,DOUBLE ARMING,ROUND EYE M.16x600 mm. | 3
set30576 | 1010180100 | WASHER,PLAIN,SQUARE,LARGE 52x52x4.5 mm.HOLE DIA. 18 MM. TIS.258 | 15
set30576 | 1010200001 | BRACE,FLAT,FOR CROSSARM 30x6x760 mm. | 4
set30576 | 1030020002 | INSULATOR,SUSPENSION TYPE D (CLASS 52-4)TIS.354 | 9
set30577 | 1000110004 | CROSSARM,PRESTRESSED CONCRETE,SPUN(FOR DEAD-ENDING) 120X120X2,50 | 2
set30577 | 1010100000 | WIRE,STEEL SOLID DIA. 4.0 mm.TIS.71 | 0.25
set30577 | 1010110201 | BOLT,MACHINE M.16x170 mm. | 2
set30577 | 1010110204 | BOLT,MACHINE M.16x300 mm. | 1
set30577 | 1010130003 | BOLT,DOUBLE ARMING,ROUND EYE M.16x600 mm. | 3
set30577 | 1010180100 | WASHER,PLAIN,SQUARE,LARGE 52x52x4.5 mm.HOLE DIA. 18 MM. TIS.258 | 16
set30577 | 1010180201 | WASHER,SQUARE,CURVED 60x60x5 mm.HOLE DIA. 22 mm. | 2
set30577 | 1010200001 | BRACE,FLAT,FOR CROSSARM 30x6x760 mm. | 4
set30577 | 1010230000 | CLAMP,SINGLE U-BOLT,M.8 (WIRE ROPE CLIP) | 4
set30577 | 1030000002 | INSULATOR,PIN TYPE,TYPE C (CLASS 56-3)TIS.279 | 2
set30577 | 1030020002 | INSULATOR,SUSPENSION TYPE D (CLASS 52-4)TIS.354 | 9
set30577 | 1030100001 | PIN,INSULATOR,33 KV.SHANK 165 MM.LEAD HEAD 35 MM.(1 3/8") | 2
set30578 | 1000110001 | CROSSARM,PRESTRESSED CONCRETE,SPUN,H.T. 100X100X2,500 MM. | 1
set30578 | 1010100000 | WIRE,STEEL SOLID DIA. 4.0 mm.TIS.71 | 0.35
set30578 | 1010110200 | BOLT,MACHINE M.16x130 mm. | 1
set30578 | 1010110205 | BOLT,MACHINE M.16x350 mm. | 2
set30578 | 1010110206 | BOLT,MACHINE M.16x400 mm. | 1
set30578 | 1010180100 | WASHER,PLAIN,SQUARE,LARGE 52x52x4.5 mm.HOLE DIA. 18 MM. TIS.258 | 5
set30578 | 1010180201 | WASHER,SQUARE,CURVED 60x60x5 mm.HOLE DIA. 22 mm. | 3
set30578 | 1010180301 | WASHER,LOCK,SPRING,SIZE 16 mm.,GENERAL PURPOSE,TIS.259 | 1
set30578 | 1010200004 | BRACE,ALLEY ARM 40x40x5 mm. 2,120 mm.LONG | 1
set30578 | 1010230000 | CLAMP,SINGLE U-BOLT,M.8 (WIRE ROPE CLIP) | 4
set30578 | 1020440102 | CLAMP,GUY,TRIPLE BOLT | 1
set30578 | 1030000002 | INSULATOR,PIN TYPE,TYPE C (CLASS 56-3)TIS.279 | 3
set30578 | 1030100001 | PIN,INSULATOR,33 KV.SHANK 165 MM.LEAD HEAD 35 MM.(1 3/8") | 3
set30579 | 1000110001 | CROSSARM,PRESTRESSED CONCRETE,SPUN,H.T. 100X100X2,500 MM. | 1
set30579 | 1010000100 | STEEL CHANNEL, 100x50x5 mm. 2,250 MM.LONG | 1
set30579 | 1010100000 | WIRE,STEEL SOLID DIA. 4.0 mm.TIS.71 | 0.35
set30579 | 1010110200 | BOLT,MACHINE M.16x130 mm. | 1
set30579 | 1010110205 | BOLT,MACHINE M.16x350 mm. | 1
set30579 | 1010110206 | BOLT,MACHINE M.16x400 mm. | 3
set30579 | 1010180100 | WASHER,PLAIN,SQUARE,LARGE 52x52x4.5 mm.HOLE DIA. 18 MM. TIS.258 | 6
set30579 | 1010180201 | WASHER,SQUARE,CURVED 60x60x5 mm.HOLE DIA. 22 mm. | 3
set30579 | 1010180301 | WASHER,LOCK,SPRING,SIZE 16 mm.,GENERAL PURPOSE,TIS.259 | 1
set30579 | 1010200004 | BRACE,ALLEY ARM 40x40x5 mm. 2,120 mm.LONG | 1
set30579 | 1010230000 | CLAMP,SINGLE U-BOLT,M.8 (WIRE ROPE CLIP) | 5
set30579 | 1030000002 | INSULATOR,PIN TYPE,TYPE C (CLASS 56-3)TIS.279 | 3
set30579 | 1030100001 | PIN,INSULATOR,33 KV.SHANK 165 MM.LEAD HEAD 35 MM.(1 3/8") | 3
set30580 | 1000110004 | CROSSARM,PRESTRESSED CONCRETE,SPUN(FOR DEAD-ENDING) 120X120X2,50 | 2
set30580 | 1010110201 | BOLT,MACHINE M.16x170 mm. | 1
set30580 | 1010110205 | BOLT,MACHINE M.16x350 mm. | 1
set30580 | 1010130003 | BOLT,DOUBLE ARMING,ROUND EYE M.16x600 mm. | 3
set30580 | 1010180100 | WASHER,PLAIN,SQUARE,LARGE 52x52x4.5 mm.HOLE DIA. 18 MM. TIS.258 | 18
set30580 | 1010200005 | BRACE,ALLEY ARM 50x50x6 mm. 2,350 mm.LONG | 1
set30580 | 1030020002 | INSULATOR,SUSPENSION TYPE D (CLASS 52-4)TIS.354 | 9
set30581 | 1000110004 | CROSSARM,PRESTRESSED CONCRETE,SPUN(FOR DEAD-ENDING) 120X120X2,50 | 2
set30581 | 1010100000 | WIRE,STEEL SOLID DIA. 4.0 mm.TIS.71 | 0.4
set30581 | 1010110201 | BOLT,MACHINE M.16x170 mm. | 1
set30581 | 1010110205 | BOLT,MACHINE M.16x350 mm. | 1
set30581 | 1010130003 | BOLT,DOUBLE ARMING,ROUND EYE M.16x600 mm. | 3
set30581 | 1010180100 | WASHER,PLAIN,SQUARE,LARGE 52x52x4.5 mm.HOLE DIA. 18 MM. TIS.258 | 18
set30581 | 1010180201 | WASHER,SQUARE,CURVED 60x60x5 mm.HOLE DIA. 22 mm. | 2
set30581 | 1010200005 | BRACE,ALLEY ARM 50x50x6 mm. 2,350 mm.LONG | 1
set30581 | 1010230000 | CLAMP,SINGLE U-BOLT,M.8 (WIRE ROPE CLIP) | 1
set30581 | 1030000002 | INSULATOR,PIN TYPE,TYPE C (CLASS 56-3)TIS.279 | 2
set30581 | 1030020002 | INSULATOR,SUSPENSION TYPE D (CLASS 52-4)TIS.354 | 9
set30581 | 1030100001 | PIN,INSULATOR,33 KV.SHANK 165 MM.LEAD HEAD 35 MM.(1 3/8") | 2
set30594 | 1010130005 | BOLT,DOUBLE ARMING,ROUND EYE,M.16X650 MM. | 1
set30594 | 1010210304 | THIMBLE,GUY,FOR STEEL WIRE 50-95 sq.mm. | 1
set30594 | 1010230000 | CLAMP,SINGLE U-BOLT,M.8 (WIRE ROPE CLIP) | 7
set30595 | 1000110001 | CROSSARM,PRESTRESSED CONCRETE,SPUN,H.T. 100X100X2,500 MM. | 1
set30595 | 1010110200 | BOLT,MACHINE M.16x130 mm. | 2
set30595 | 1010110201 | BOLT,MACHINE M.16x170 mm. | 1
set30595 | 1010110206 | BOLT,MACHINE M.16x400 mm. | 1
set30595 | 1010110208 | BOLT,MACHINE M.16x500 mm. | 1
set30595 | 1010180100 | WASHER,PLAIN,SQUARE,LARGE 52x52x4.5 mm.HOLE DIA. 18 MM. TIS.258 | 8
set30595 | 1010180301 | WASHER,LOCK,SPRING,SIZE 16 mm.,GENERAL PURPOSE,TIS.259 | 2
set30595 | 1010200001 | BRACE,FLAT,FOR CROSSARM 30x6x760 mm. | 2
set30595 | 1020440102 | CLAMP,GUY,TRIPLE BOLT | 1
set30595 | 1020440103 | LINK,CABLE SPACER | 1
set30596 | 1010000106 | STEEL CHANNEL,100X50X5 MM.2,500 MM.LONG | 1
set30596 | 1010110201 | BOLT,MACHINE M.16x170 mm. | 1
set30596 | 1010110206 | BOLT,MACHINE M.16x400 mm. | 2
set30596 | 1010110404 | BOLT,MACHINE,HEXAGON, M.16X50 MM. | 2
set30596 | 1010180100 | WASHER,PLAIN,SQUARE,LARGE 52x52x4.5 mm.HOLE DIA. 18 MM. TIS.258 | 6
set30596 | 1010200001 | BRACE,FLAT,FOR CROSSARM 30x6x760 mm. | 2
set30596 | 1020440102 | CLAMP,GUY,TRIPLE BOLT | 1
set30596 | 1020440103 | LINK,CABLE SPACER | 1
set30597 | 1010110200 | BOLT,MACHINE M.16x130 mm. | 1
set30597 | 1010110207 | BOLT,MACHINE M.16x450 mm. | 2
set30597 | 1010180100 | WASHER,PLAIN,SQUARE,LARGE 52x52x4.5 mm.HOLE DIA. 18 MM. TIS.258 | 5
set30597 | 1010180301 | WASHER,LOCK,SPRING,SIZE 16 mm.,GENERAL PURPOSE,TIS.259 | 1
set30597 | 1020440102 | CLAMP,GUY,TRIPLE BOLT | 1
set30597 | 1020440103 | LINK,CABLE SPACER | 1
set30597 | 1020440105 | BRACKET,FOR AERIAL CABLE,TANGENT SUPPORT | 1
set30598 | 1010100002 | WIRE,STEEL STRANDED 25 sq.mm.TIS.404 | 1.5
set30598 | 1010110208 | BOLT,MACHINE M.16x500 mm. | 2
set30598 | 1010130000 | BOLT,DOUBLE ARMING,ROUND EYE M.16x400 mm. | 1
set30598 | 1010180001 | NUT,EYE M.16 DIN 582 | 1
set30598 | 1010180100 | WASHER,PLAIN,SQUARE,LARGE 52x52x4.5 mm.HOLE DIA. 18 MM. TIS.258 | 4
set30598 | 1010180201 | WASHER,SQUARE,CURVED 60x60x5 mm.HOLE DIA. 22 mm. | 1
set30598 | 1010210304 | THIMBLE,GUY,FOR STEEL WIRE 50-95 sq.mm. | 2
set30598 | 1010230000 | CLAMP,SINGLE U-BOLT,M.8 (WIRE ROPE CLIP) | 9
set30598 | 1020440121 | BRACKET FOR SAC, CORNER SUPPORT, 33kV | 1
set30598 | 1030000002 | INSULATOR,PIN TYPE,TYPE C (CLASS 56-3)TIS.279 | 3
set30598 | 1030100001 | PIN,INSULATOR,33 KV.SHANK 165 MM.LEAD HEAD 35 MM.(1 3/8") | 3
set30601 | 1010100004 | WIRE,STEEL STRANDED 50/7 sq.mm.TIS.404 | 1
set30601 | 1010110101 | BOLE,MACHINE M. 12X50 MM. | 1
set30601 | 1010110204 | BOLT,MACHINE M.16x300 mm. | 1
set30601 | 1010180100 | WASHER,PLAIN,SQUARE,LARGE 52x52x4.5 mm.HOLE DIA. 18 MM. TIS.258 | 1
set30601 | 1010180300 | WASHER LOCK SPRING SIZE 12 MM. GENERAL PURPOSE TIS 259 | 1
set30601 | 1010230000 | CLAMP,SINGLE U-BOLT,M.8 (WIRE ROPE CLIP) | 2
set30601 | 1020440102 | CLAMP,GUY,TRIPLE BOLT | 1
set30601 | 1020440207 | ที่แขวนสายหุ้มฉนวนเต็มพิกัดตีเกลียว | 1
set30602 | 1010100004 | WIRE,STEEL STRANDED 50/7 sq.mm.TIS.404 | 1
set30602 | 1010100006 | WIRE,STEEL STRANDED 95 sq.mm.TIS.404 | 1
set30602 | 1010130000 | BOLT,DOUBLE ARMING,ROUND EYE M.16x400 mm. | 2
set30602 | 1010180100 | WASHER,PLAIN,SQUARE,LARGE 52x52x4.5 mm.HOLE DIA. 18 MM. TIS.258 | 4
set30602 | 1010210304 | THIMBLE,GUY,FOR STEEL WIRE 50-95 sq.mm. | 2
set30602 | 1010230000 | CLAMP,SINGLE U-BOLT,M.8 (WIRE ROPE CLIP) | 4
set30602 | 1010230001 | CLAMP,DOUBLE U-BOLT,M.16 (WIRE ROPE CLIP) | 6
set30603 | 1010100004 | WIRE,STEEL STRANDED 50/7 sq.mm.TIS.404 | 1
set30603 | 1010110204 | BOLT,MACHINE M.16x300 mm. | 1
set30603 | 1010130000 | BOLT,DOUBLE ARMING,ROUND EYE M.16x400 mm. | 1
set30603 | 1010180100 | WASHER,PLAIN,SQUARE,LARGE 52x52x4.5 mm.HOLE DIA. 18 MM. TIS.258 | 3
set30603 | 1010210304 | THIMBLE,GUY,FOR STEEL WIRE 50-95 sq.mm. | 1
set30603 | 1010230000 | CLAMP,SINGLE U-BOLT,M.8 (WIRE ROPE CLIP) | 2
set30603 | 1010230001 | CLAMP,DOUBLE U-BOLT,M.16 (WIRE ROPE CLIP) | 3
set30603 | 1020440102 | CLAMP,GUY,TRIPLE BOLT | 1
set30603 | 1020440207 | ที่แขวนสายหุ้มฉนวนเต็มพิกัดตีเกลียว | 1
set30612 | 1000110002 | CROSSARM,PRESTRESSED CONCRETE,SPUN,H.T. 120X120X3,000 MM. | 1
set30612 | 1010100000 | WIRE,STEEL SOLID DIA. 4.0 mm.TIS.71 | 0.35
set30612 | 1010110201 | BOLT,MACHINE M.16x170 mm. | 2
set30612 | 1010110206 | BOLT,MACHINE M.16x400 mm. | 1
set30612 | 1010110208 | BOLT,MACHINE M.16x500 mm. | 1
set30612 | 1010180100 | WASHER,PLAIN,SQUARE,LARGE 52x52x4.5 mm.HOLE DIA. 18 MM. TIS.258 | 5
set30612 | 1010180201 | WASHER,SQUARE,CURVED 60x60x5 mm.HOLE DIA. 22 mm. | 3
set30612 | 1010180301 | WASHER,LOCK,SPRING,SIZE 16 mm.,GENERAL PURPOSE,TIS.259 | 1
set30612 | 1010200001 | BRACE,FLAT,FOR CROSSARM 30x6x760 mm. | 2
set30612 | 1010230000 | CLAMP,SINGLE U-BOLT,M.8 (WIRE ROPE CLIP) | 1
set30612 | 1030000002 | INSULATOR,PIN TYPE,TYPE C (CLASS 56-3)TIS.279 | 3
set30612 | 1030100001 | PIN,INSULATOR,33 KV.SHANK 165 MM.LEAD HEAD 35 MM.(1 3/8") | 3
set30613 | 1000110002 | CROSSARM,PRESTRESSED CONCRETE,SPUN,H.T. 120X120X3,000 MM. | 2
set30613 | 1010100000 | WIRE,STEEL SOLID DIA. 4.0 mm.TIS.71 | 0.65
set30613 | 1010110201 | BOLT,MACHINE M.16x170 mm. | 2
set30613 | 1010110206 | BOLT,MACHINE M.16x400 mm. | 1
set30613 | 1010120005 | BOLT,DOUBLE ARMING M.16X650 MM. | 3
set30613 | 1010180100 | WASHER,PLAIN,SQUARE,LARGE 52x52x4.5 mm.HOLE DIA. 18 MM. TIS.258 | 13
set30613 | 1010180201 | WASHER,SQUARE,CURVED 60x60x5 mm.HOLE DIA. 22 mm. | 6
set30613 | 1010180301 | WASHER,LOCK,SPRING,SIZE 16 mm.,GENERAL PURPOSE,TIS.259 | 1
set30613 | 1010200001 | BRACE,FLAT,FOR CROSSARM 30x6x760 mm. | 2
set30613 | 1010230000 | CLAMP,SINGLE U-BOLT,M.8 (WIRE ROPE CLIP) | 1
set30613 | 1030000002 | INSULATOR,PIN TYPE,TYPE C (CLASS 56-3)TIS.279 | 6
set30613 | 1030100001 | PIN,INSULATOR,33 KV.SHANK 165 MM.LEAD HEAD 35 MM.(1 3/8") | 6
set30614 | 1000110004 | CROSSARM,PRESTRESSED CONCRETE,SPUN(FOR DEAD-ENDING) 120X120X2,50 | 2
set30614 | 1010100000 | WIRE,STEEL SOLID DIA. 4.0 mm.TIS.71 | 0.4
set30614 | 1010110201 | BOLT,MACHINE M.16x170 mm. | 2
set30614 | 1010110207 | BOLT,MACHINE M.16x450 mm. | 1
set30614 | 1010110209 | BOLT MACHINE M.16X600 MM. | 1
set30614 | 1010130005 | BOLT,DOUBLE ARMING,ROUND EYE,M.16X650 MM. | 3
set30614 | 1010180001 | NUT,EYE M.16 DIN 582 | 3
set30614 | 1010180100 | WASHER,PLAIN,SQUARE,LARGE 52x52x4.5 mm.HOLE DIA. 18 MM. TIS.258 | 20
set30614 | 1010180201 | WASHER,SQUARE,CURVED 60x60x5 mm.HOLE DIA. 22 mm. | 6
set30614 | 1010180301 | WASHER,LOCK,SPRING,SIZE 16 mm.,GENERAL PURPOSE,TIS.259 | 4
set30614 | 1010200001 | BRACE,FLAT,FOR CROSSARM 30x6x760 mm. | 4
set30614 | 1010230000 | CLAMP,SINGLE U-BOLT,M.8 (WIRE ROPE CLIP) | 3
set30614 | 1030000002 | INSULATOR,PIN TYPE,TYPE C (CLASS 56-3)TIS.279 | 6
set30614 | 1030020002 | INSULATOR,SUSPENSION TYPE D (CLASS 52-4)TIS.354 | 18
set30614 | 1030100001 | PIN,INSULATOR,33 KV.SHANK 165 MM.LEAD HEAD 35 MM.(1 3/8") | 3
set30615 | 1000110004 | CROSSARM,PRESTRESSED CONCRETE,SPUN(FOR DEAD-ENDING) 120X120X2,50 | 2
set30615 | 1010110201 | BOLT,MACHINE M.16x170 mm. | 4
set30615 | 1010110206 | BOLT,MACHINE M.16x400 mm. | 1
set30615 | 1010130005 | BOLT,DOUBLE ARMING,ROUND EYE,M.16X650 MM. | 3
set30615 | 1010180100 | WASHER,PLAIN,SQUARE,LARGE 52x52x4.5 mm.HOLE DIA. 18 MM. TIS.258 | 15
set30615 | 1010200001 | BRACE,FLAT,FOR CROSSARM 30x6x760 mm. | 4
set30615 | 1030020002 | INSULATOR,SUSPENSION TYPE D (CLASS 52-4)TIS.354 | 9
set30616 | 1000110004 | CROSSARM,PRESTRESSED CONCRETE,SPUN(FOR DEAD-ENDING) 120X120X2,50 | 2
set30616 | 1010100000 | WIRE,STEEL SOLID DIA. 4.0 mm.TIS.71 | 0.25
set30616 | 1010110201 | BOLT,MACHINE M.16x170 mm. | 4
set30616 | 1010110206 | BOLT,MACHINE M.16x400 mm. | 1
set30616 | 1010130000 | BOLT,DOUBLE ARMING,ROUND EYE M.16x400 mm. | 1
set30616 | 1010130005 | BOLT,DOUBLE ARMING,ROUND EYE,M.16X650 MM. | 3
set30616 | 1010180100 | WASHER,PLAIN,SQUARE,LARGE 52x52x4.5 mm.HOLE DIA. 18 MM. TIS.258 | 18
set30616 | 1010180201 | WASHER,SQUARE,CURVED 60x60x5 mm.HOLE DIA. 22 mm. | 2
set30616 | 1010200001 | BRACE,FLAT,FOR CROSSARM 30x6x760 mm. | 4
set30616 | 1010210304 | THIMBLE,GUY,FOR STEEL WIRE 50-95 sq.mm. | 1
set30616 | 1010230000 | CLAMP,SINGLE U-BOLT,M.8 (WIRE ROPE CLIP) | 4
set30616 | 1030000002 | INSULATOR,PIN TYPE,TYPE C (CLASS 56-3)TIS.279 | 2
set30616 | 1030020002 | INSULATOR,SUSPENSION TYPE D (CLASS 52-4)TIS.354 | 9
set30616 | 1030100001 | PIN,INSULATOR,33 KV.SHANK 165 MM.LEAD HEAD 35 MM.(1 3/8") | 2
set30617 | 1000110004 | CROSSARM,PRESTRESSED CONCRETE,SPUN(FOR DEAD-ENDING) 120X120X2,50 | 2
set30617 | 1010100000 | WIRE,STEEL SOLID DIA. 4.0 mm.TIS.71 | 0.25
set30617 | 1010110201 | BOLT,MACHINE M.16x170 mm. | 2
set30617 | 1010110206 | BOLT,MACHINE M.16x400 mm. | 1
set30617 | 1010130005 | BOLT,DOUBLE ARMING,ROUND EYE,M.16X650 MM. | 3
set30617 | 1010180100 | WASHER,PLAIN,SQUARE,LARGE 52x52x4.5 mm.HOLE DIA. 18 MM. TIS.258 | 16
set30617 | 1010180201 | WASHER,SQUARE,CURVED 60x60x5 mm.HOLE DIA. 22 mm. | 2
set30617 | 1010200001 | BRACE,FLAT,FOR CROSSARM 30x6x760 mm. | 4
set30617 | 1010230000 | CLAMP,SINGLE U-BOLT,M.8 (WIRE ROPE CLIP) | 4
set30617 | 1030000002 | INSULATOR,PIN TYPE,TYPE C (CLASS 56-3)TIS.279 | 2
set30617 | 1030020002 | INSULATOR,SUSPENSION TYPE D (CLASS 52-4)TIS.354 | 9
set30617 | 1030100001 | PIN,INSULATOR,33 KV.SHANK 165 MM.LEAD HEAD 35 MM.(1 3/8") | 2
set30622 | 1000110004 | CROSSARM,PRESTRESSED CONCRETE,SPUN(FOR DEAD-ENDING) 120X120X2,50 | 2
set30622 | 1010100000 | WIRE,STEEL SOLID DIA. 4.0 mm.TIS.71 | 0.4
set30622 | 1010110201 | BOLT,MACHINE M.16x170 mm. | 1
set30622 | 1010110207 | BOLT,MACHINE M.16x450 mm. | 1
set30622 | 1010130000 | BOLT,DOUBLE ARMING,ROUND EYE M.16x400 mm. | 1
set30622 | 1010130005 | BOLT,DOUBLE ARMING,ROUND EYE,M.16X650 MM. | 3
set30622 | 1010180100 | WASHER,PLAIN,SQUARE,LARGE 52x52x4.5 mm.HOLE DIA. 18 MM. TIS.258 | 20
set30622 | 1010180201 | WASHER,SQUARE,CURVED 60x60x5 mm.HOLE DIA. 22 mm. | 2
set30622 | 1010200005 | BRACE,ALLEY ARM 50x50x6 mm. 2,350 mm.LONG | 1
set30622 | 1010210304 | THIMBLE,GUY,FOR STEEL WIRE 50-95 sq.mm. | 1
set30622 | 1010230000 | CLAMP,SINGLE U-BOLT,M.8 (WIRE ROPE CLIP) | 4
set30622 | 1030000002 | INSULATOR,PIN TYPE,TYPE C (CLASS 56-3)TIS.279 | 2
set30622 | 1030020002 | INSULATOR,SUSPENSION TYPE D (CLASS 52-4)TIS.354 | 9
set30622 | 1030100001 | PIN,INSULATOR,33 KV.SHANK 165 MM.LEAD HEAD 35 MM.(1 3/8") | 2
set30623 | 1000110004 | CROSSARM,PRESTRESSED CONCRETE,SPUN(FOR DEAD-ENDING) 120X120X2,50 | 2
set30623 | 1010100000 | WIRE,STEEL SOLID DIA. 4.0 mm.TIS.71 | 0.4
set30623 | 1010110201 | BOLT,MACHINE M.16x170 mm. | 1
set30623 | 1010110207 | BOLT,MACHINE M.16x450 mm. | 1
set30623 | 1010130005 | BOLT,DOUBLE ARMING,ROUND EYE,M.16X650 MM. | 3
set30623 | 1010180100 | WASHER,PLAIN,SQUARE,LARGE 52x52x4.5 mm.HOLE DIA. 18 MM. TIS.258 | 18
set30623 | 1010180201 | WASHER,SQUARE,CURVED 60x60x5 mm.HOLE DIA. 22 mm. | 2
set30623 | 1010200005 | BRACE,ALLEY ARM 50x50x6 mm. 2,350 mm.LONG | 1
set30623 | 1010230000 | CLAMP,SINGLE U-BOLT,M.8 (WIRE ROPE CLIP) | 4
set30623 | 1030000002 | INSULATOR,PIN TYPE,TYPE C (CLASS 56-3)TIS.279 | 2
set30623 | 1030020002 | INSULATOR,SUSPENSION TYPE D (CLASS 52-4)TIS.354 | 9
set30623 | 1030100001 | PIN,INSULATOR,33 KV.SHANK 165 MM.LEAD HEAD 35 MM.(1 3/8") | 2
set30651 | 1010010003 | STEEL ANGLE,OVERHEAD GROUND WIRE BAYONET 65x65x6 MM. 2,250 MM. LONG | 1
set30651 | 1010100002 | WIRE,STEEL STRANDED 25 sq.mm.TIS.404 | 0.5
set30651 | 1010110203 | BOLT,MACHINE M.16x250 mm. | 2
set30651 | 1010110205 | BOLT,MACHINE M.16x350 mm. | 2
set30651 | 1010180100 | WASHER,PLAIN,SQUARE,LARGE 52x52x4.5 mm.HOLE DIA. 18 MM. TIS.258 | 4
set30651 | 1010180201 | WASHER,SQUARE,CURVED 60x60x5 mm.HOLE DIA. 22 mm. | 1
set30651 | 1010230000 | CLAMP,SINGLE U-BOLT,M.8 (WIRE ROPE CLIP) | 2
set30651 | 1010230205 | GROUND WIRE CLAMP,J.1152 | 1
set30651 | 1020440121 | BRACKET FOR SAC, CORNER SUPPORT, 33kV | 1
set30651 | 1030000002 | INSULATOR,PIN TYPE,TYPE C (CLASS 56-3)TIS.279 | 1
set30651 | 1030100001 | PIN,INSULATOR,33 KV.SHANK 165 MM.LEAD HEAD 35 MM.(1 3/8") | 1
set30652 | 1010000100 | STEEL CHANNEL, 100x50x5 mm. 2,250 MM.LONG | 1
set30652 | 1010100002 | WIRE,STEEL STRANDED 25 sq.mm.TIS.404 | 0.5
set30652 | 1010110203 | BOLT,MACHINE M.16x250 mm. | 2
set30652 | 1010110205 | BOLT,MACHINE M.16x350 mm. | 2
set30652 | 1010180100 | WASHER,PLAIN,SQUARE,LARGE 52x52x4.5 mm.HOLE DIA. 18 MM. TIS.258 | 4
set30652 | 1010180201 | WASHER,SQUARE,CURVED 60x60x5 mm.HOLE DIA. 22 mm. | 1
set30652 | 1010230000 | CLAMP,SINGLE U-BOLT,M.8 (WIRE ROPE CLIP) | 2
set30652 | 1010230205 | GROUND WIRE CLAMP,J.1152 | 1
set30652 | 1020440121 | BRACKET FOR SAC, CORNER SUPPORT, 33kV | 1
set30652 | 1030000002 | INSULATOR,PIN TYPE,TYPE C (CLASS 56-3)TIS.279 | 1
set30652 | 1030100001 | PIN,INSULATOR,33 KV.SHANK 165 MM.LEAD HEAD 35 MM.(1 3/8") | 1
set30653 | 1000110004 | CROSSARM,PRESTRESSED CONCRETE,SPUN(FOR DEAD-ENDING) 120X120X2,50 | 2
set30653 | 1010000100 | STEEL CHANNEL, 100x50x5 mm. 2,250 MM.LONG | 1
set30653 | 1010100000 | WIRE,STEEL SOLID DIA. 4.0 mm.TIS.71 | 0.4
set30653 | 1010100002 | WIRE,STEEL STRANDED 25 sq.mm.TIS.404 | 3
set30653 | 1010110201 | BOLT,MACHINE M.16x170 mm. | 2
set30653 | 1010110203 | BOLT,MACHINE M.16x250 mm. | 3
set30653 | 1010130002 | BOLT,DOUBLE ARMING,ROUND EYE M.16x500 mm. | 3
set30653 | 1010140001 | BOLT, ROUNG EYE M 16X200 MM. | 1
set30653 | 1010180001 | NUT,EYE M.16 DIN 582 | 4
set30653 | 1010180100 | WASHER,PLAIN,SQUARE,LARGE 52x52x4.5 mm.HOLE DIA. 18 MM. TIS.258 | 17
set30653 | 1010180201 | WASHER,SQUARE,CURVED 60x60x5 mm.HOLE DIA. 22 mm. | 1
set30653 | 1010200001 | BRACE,FLAT,FOR CROSSARM 30x6x760 mm. | 4
set30653 | 1010210304 | THIMBLE,GUY,FOR STEEL WIRE 50-95 sq.mm. | 2
set30653 | 1010230000 | CLAMP,SINGLE U-BOLT,M.8 (WIRE ROPE CLIP) | 8
set30653 | 1010230012 | CLAMP, DOUBLE BOLTS, ST. WIRE 25 SQ.MM. | 2
set30653 | 1030000002 | INSULATOR,PIN TYPE,TYPE C (CLASS 56-3)TIS.279 | 2
set30653 | 1030020002 | INSULATOR,SUSPENSION TYPE D (CLASS 52-4)TIS.354 | 6
set30653 | 1030100001 | PIN,INSULATOR,33 KV.SHANK 165 MM.LEAD HEAD 35 MM.(1 3/8") | 2
set30654 | 1000110004 | CROSSARM,PRESTRESSED CONCRETE,SPUN(FOR DEAD-ENDING) 120X120X2,50 | 2
set30654 | 1010000100 | STEEL CHANNEL, 100x50x5 mm. 2,250 MM.LONG | 1
set30654 | 1010110201 | BOLT,MACHINE M.16x170 mm. | 4
set30654 | 1010110203 | BOLT,MACHINE M.16x250 mm. | 3
set30654 | 1010130002 | BOLT,DOUBLE ARMING,ROUND EYE M.16x500 mm. | 3
set30654 | 1010140001 | BOLT, ROUNG EYE M 16X200 MM. | 1
set30654 | 1010180100 | WASHER,PLAIN,SQUARE,LARGE 52x52x4.5 mm.HOLE DIA. 18 MM. TIS.258 | 17
set30654 | 1010200001 | BRACE,FLAT,FOR CROSSARM 30x6x760 mm. | 4
set30654 | 1010210304 | THIMBLE,GUY,FOR STEEL WIRE 50-95 sq.mm. | 1
set30654 | 1010230000 | CLAMP,SINGLE U-BOLT,M.8 (WIRE ROPE CLIP) | 4
set30654 | 1030020002 | INSULATOR,SUSPENSION TYPE D (CLASS 52-4)TIS.354 | 3
set30655 | 1000110004 | CROSSARM,PRESTRESSED CONCRETE,SPUN(FOR DEAD-ENDING) 120X120X2,50 | 2
set30655 | 1010000100 | STEEL CHANNEL, 100x50x5 mm. 2,250 MM.LONG | 1
set30655 | 1010110201 | BOLT,MACHINE M.16x170 mm. | 2
set30655 | 1010110203 | BOLT,MACHINE M.16x250 mm. | 3
set30655 | 1010130002 | BOLT,DOUBLE ARMING,ROUND EYE M.16x500 mm. | 3
set30655 | 1010140001 | BOLT, ROUNG EYE M 16X200 MM. | 1
set30655 | 1010180001 | NUT,EYE M.16 DIN 582 | 4
set30655 | 1010180100 | WASHER,PLAIN,SQUARE,LARGE 52x52x4.5 mm.HOLE DIA. 18 MM. TIS.258 | 17
set30655 | 1010200001 | BRACE,FLAT,FOR CROSSARM 30x6x760 mm. | 2
set30655 | 1010210304 | THIMBLE,GUY,FOR STEEL WIRE 50-95 sq.mm. | 2
set30655 | 1010230000 | CLAMP,SINGLE U-BOLT,M.8 (WIRE ROPE CLIP) | 8
set30655 | 1030020002 | INSULATOR,SUSPENSION TYPE D (CLASS 52-4)TIS.354 | 6
set30656 | 1000110004 | CROSSARM,PRESTRESSED CONCRETE,SPUN(FOR DEAD-ENDING) 120X120X2,50 | 2
set30656 | 1010100000 | WIRE,STEEL SOLID DIA. 4.0 mm.TIS.71 | 0.2
set30656 | 1010110201 | BOLT,MACHINE M.16x170 mm. | 4
set30656 | 1010110204 | BOLT,MACHINE M.16x300 mm. | 1
set30656 | 1010130002 | BOLT,DOUBLE ARMING,ROUND EYE M.16x500 mm. | 3
set30656 | 1010140001 | BOLT, ROUNG EYE M 16X200 MM. | 1
set30656 | 1010180100 | WASHER,PLAIN,SQUARE,LARGE 52x52x4.5 mm.HOLE DIA. 18 MM. TIS.258 | 17
set30656 | 1010180201 | WASHER,SQUARE,CURVED 60x60x5 mm.HOLE DIA. 22 mm. | 1
set30656 | 1010200001 | BRACE,FLAT,FOR CROSSARM 30x6x760 mm. | 4
set30656 | 1010210304 | THIMBLE,GUY,FOR STEEL WIRE 50-95 sq.mm. | 1
set30656 | 1010230000 | CLAMP,SINGLE U-BOLT,M.8 (WIRE ROPE CLIP) | 6
set30656 | 1030000002 | INSULATOR,PIN TYPE,TYPE C (CLASS 56-3)TIS.279 | 1
set30656 | 1030020002 | INSULATOR,SUSPENSION TYPE D (CLASS 52-4)TIS.354 | 3
set30656 | 1030100001 | PIN,INSULATOR,33 KV.SHANK 165 MM.LEAD HEAD 35 MM.(1 3/8") | 1
set30657 | 1000110004 | CROSSARM,PRESTRESSED CONCRETE,SPUN(FOR DEAD-ENDING) 120X120X2,50 | 2
set30657 | 1010110201 | BOLT,MACHINE M.16x170 mm. | 4
set30657 | 1010110204 | BOLT,MACHINE M.16x300 mm. | 1
set30657 | 1010130002 | BOLT,DOUBLE ARMING,ROUND EYE M.16x500 mm. | 3
set30657 | 1010140001 | BOLT, ROUNG EYE M 16X200 MM. | 1
set30657 | 1010180100 | WASHER,PLAIN,SQUARE,LARGE 52x52x4.5 mm.HOLE DIA. 18 MM. TIS.258 | 17
set30657 | 1010200001 | BRACE,FLAT,FOR CROSSARM 30x6x760 mm. | 4
set30657 | 1010210304 | THIMBLE,GUY,FOR STEEL WIRE 50-95 sq.mm. | 1
set30657 | 1010230000 | CLAMP,SINGLE U-BOLT,M.8 (WIRE ROPE CLIP) | 6
set30657 | 1030020002 | INSULATOR,SUSPENSION TYPE D (CLASS 52-4)TIS.354 | 3
set30658 | 1000110001 | CROSSARM,PRESTRESSED CONCRETE,SPUN,H.T. 100X100X2,500 MM. | 1
set30658 | 1010010003 | STEEL ANGLE,OVERHEAD GROUND WIRE BAYONET 65x65x6 MM. 2,250 MM. LONG | 1
set30658 | 1010100000 | WIRE,STEEL SOLID DIA. 4.0 mm.TIS.71 | 0.1
set30658 | 1010110200 | BOLT,MACHINE M.16x130 mm. | 2
set30658 | 1010110203 | BOLT,MACHINE M.16x250 mm. | 3
set30658 | 1010110204 | BOLT,MACHINE M.16x300 mm. | 1
set30658 | 1010180100 | WASHER,PLAIN,SQUARE,LARGE 52x52x4.5 mm.HOLE DIA. 18 MM. TIS.258 | 7
set30658 | 1010180201 | WASHER,SQUARE,CURVED 60x60x5 mm.HOLE DIA. 22 mm. | 1
set30658 | 1010180301 | WASHER,LOCK,SPRING,SIZE 16 mm.,GENERAL PURPOSE,TIS.259 | 1
set30658 | 1010200001 | BRACE,FLAT,FOR CROSSARM 30x6x760 mm. | 2
set30658 | 1010230000 | CLAMP,SINGLE U-BOLT,M.8 (WIRE ROPE CLIP) | 2
set30658 | 1010230205 | GROUND WIRE CLAMP,J.1152 | 1
set30658 | 1030000002 | INSULATOR,PIN TYPE,TYPE C (CLASS 56-3)TIS.279 | 1
set30658 | 1030100001 | PIN,INSULATOR,33 KV.SHANK 165 MM.LEAD HEAD 35 MM.(1 3/8") | 1
set30659 | 1000110001 | CROSSARM,PRESTRESSED CONCRETE,SPUN,H.T. 100X100X2,500 MM. | 1
set30659 | 1010000100 | STEEL CHANNEL, 100x50x5 mm. 2,250 MM.LONG | 1
set30659 | 1010100000 | WIRE,STEEL SOLID DIA. 4.0 mm.TIS.71 | 0.1
set30659 | 1010110200 | BOLT,MACHINE M.16x130 mm. | 2
set30659 | 1010110202 | BOLT,MACHINE M.16x200 mm. | 1
set30659 | 1010110204 | BOLT,MACHINE M.16x300 mm. | 1
set30659 | 1010110205 | BOLT,MACHINE M.16x350 mm. | 2
set30659 | 1010180100 | WASHER,PLAIN,SQUARE,LARGE 52x52x4.5 mm.HOLE DIA. 18 MM. TIS.258 | 7
set30659 | 1010180201 | WASHER,SQUARE,CURVED 60x60x5 mm.HOLE DIA. 22 mm. | 1
set30659 | 1010180301 | WASHER,LOCK,SPRING,SIZE 16 mm.,GENERAL PURPOSE,TIS.259 | 1
set30659 | 1010200001 | BRACE,FLAT,FOR CROSSARM 30x6x760 mm. | 2
set30659 | 1010230000 | CLAMP,SINGLE U-BOLT,M.8 (WIRE ROPE CLIP) | 2
set30659 | 1010230205 | GROUND WIRE CLAMP,J.1152 | 1
set30659 | 1030000002 | INSULATOR,PIN TYPE,TYPE C (CLASS 56-3)TIS.279 | 1
set30659 | 1030100001 | PIN,INSULATOR,33 KV.SHANK 165 MM.LEAD HEAD 35 MM.(1 3/8") | 1
set30660 | 1000110004 | CROSSARM,PRESTRESSED CONCRETE,SPUN(FOR DEAD-ENDING) 120X120X2,50 | 2
set30660 | 1010000100 | STEEL CHANNEL, 100x50x5 mm. 2,250 MM.LONG | 1
set30660 | 1010110201 | BOLT,MACHINE M.16x170 mm. | 1
set30660 | 1010110203 | BOLT,MACHINE M.16x250 mm. | 3
set30660 | 1010130002 | BOLT,DOUBLE ARMING,ROUND EYE M.16x500 mm. | 3
set30660 | 1010140001 | BOLT, ROUNG EYE M 16X200 MM. | 1
set30660 | 1010180100 | WASHER,PLAIN,SQUARE,LARGE 52x52x4.5 mm.HOLE DIA. 18 MM. TIS.258 | 18
set30660 | 1010200005 | BRACE,ALLEY ARM 50x50x6 mm. 2,350 mm.LONG | 1
set30660 | 1010210304 | THIMBLE,GUY,FOR STEEL WIRE 50-95 sq.mm. | 1
set30660 | 1010230000 | CLAMP,SINGLE U-BOLT,M.8 (WIRE ROPE CLIP) | 4
set30660 | 1030020002 | INSULATOR,SUSPENSION TYPE D (CLASS 52-4)TIS.354 | 3
set30661 | 1000110004 | CROSSARM,PRESTRESSED CONCRETE,SPUN(FOR DEAD-ENDING) 120X120X2,50 | 2
set30661 | 1010100000 | WIRE,STEEL SOLID DIA. 4.0 mm.TIS.71 | 0.2
set30661 | 1010110203 | BOLT,MACHINE M.16x250 mm. | 1
set30661 | 1010110208 | BOLT,MACHINE M.16x500 mm. | 1
set30661 | 1010130002 | BOLT,DOUBLE ARMING,ROUND EYE M.16x500 mm. | 3
set30661 | 1010140001 | BOLT, ROUNG EYE M 16X200 MM. | 1
set30661 | 1010180100 | WASHER,PLAIN,SQUARE,LARGE 52x52x4.5 mm.HOLE DIA. 18 MM. TIS.258 | 16
set30661 | 1010180201 | WASHER,SQUARE,CURVED 60x60x5 mm.HOLE DIA. 22 mm. | 1
set30661 | 1010200005 | BRACE,ALLEY ARM 50x50x6 mm. 2,350 mm.LONG | 1
set30661 | 1010210304 | THIMBLE,GUY,FOR STEEL WIRE 50-95 sq.mm. | 1
set30661 | 1010230000 | CLAMP,SINGLE U-BOLT,M.8 (WIRE ROPE CLIP) | 6
set30661 | 1030000002 | INSULATOR,PIN TYPE,TYPE C (CLASS 56-3)TIS.279 | 1
set30661 | 1030020002 | INSULATOR,SUSPENSION TYPE D (CLASS 52-4)TIS.354 | 3
set30661 | 1030100001 | PIN,INSULATOR,33 KV.SHANK 165 MM.LEAD HEAD 35 MM.(1 3/8") | 1
set30662 | 1000110004 | CROSSARM,PRESTRESSED CONCRETE,SPUN(FOR DEAD-ENDING) 120X120X2,50 | 2
set30662 | 1010110203 | BOLT,MACHINE M.16x250 mm. | 1
set30662 | 1010110208 | BOLT,MACHINE M.16x500 mm. | 1
set30662 | 1010130002 | BOLT,DOUBLE ARMING,ROUND EYE M.16x500 mm. | 3
set30662 | 1010140001 | BOLT, ROUNG EYE M 16X200 MM. | 1
set30662 | 1010180100 | WASHER,PLAIN,SQUARE,LARGE 52x52x4.5 mm.HOLE DIA. 18 MM. TIS.258 | 16
set30662 | 1010200005 | BRACE,ALLEY ARM 50x50x6 mm. 2,350 mm.LONG | 1
set30662 | 1010210304 | THIMBLE,GUY,FOR STEEL WIRE 50-95 sq.mm. | 1
set30662 | 1010230000 | CLAMP,SINGLE U-BOLT,M.8 (WIRE ROPE CLIP) | 6
set30662 | 1030020002 | INSULATOR,SUSPENSION TYPE D (CLASS 52-4)TIS.354 | 3
set30663 | 1000110001 | CROSSARM,PRESTRESSED CONCRETE,SPUN,H.T. 100X100X2,500 MM. | 1
set30663 | 1010010003 | STEEL ANGLE,OVERHEAD GROUND WIRE BAYONET 65x65x6 MM. 2,250 MM. LONG | 1
set30663 | 1010100000 | WIRE,STEEL SOLID DIA. 4.0 mm.TIS.71 | 0.15
set30663 | 1010110200 | BOLT,MACHINE M.16x130 mm. | 1
set30663 | 1010110203 | BOLT,MACHINE M.16x250 mm. | 3
set30663 | 1010110204 | BOLT,MACHINE M.16x300 mm. | 1
set30663 | 1010180100 | WASHER,PLAIN,SQUARE,LARGE 52x52x4.5 mm.HOLE DIA. 18 MM. TIS.258 | 6
set30663 | 1010180201 | WASHER,SQUARE,CURVED 60x60x5 mm.HOLE DIA. 22 mm. | 1
set30663 | 1010180301 | WASHER,LOCK,SPRING,SIZE 16 mm.,GENERAL PURPOSE,TIS.259 | 1
set30663 | 1010200004 | BRACE,ALLEY ARM 40x40x5 mm. 2,120 mm.LONG | 1
set30663 | 1010230000 | CLAMP,SINGLE U-BOLT,M.8 (WIRE ROPE CLIP) | 2
set30663 | 1010230205 | GROUND WIRE CLAMP,J.1152 | 1
set30663 | 1030000002 | INSULATOR,PIN TYPE,TYPE C (CLASS 56-3)TIS.279 | 1
set30663 | 1030100001 | PIN,INSULATOR,33 KV.SHANK 165 MM.LEAD HEAD 35 MM.(1 3/8") | 1
set30664 | 1000110001 | CROSSARM,PRESTRESSED CONCRETE,SPUN,H.T. 100X100X2,500 MM. | 1
set30664 | 1010000100 | STEEL CHANNEL, 100x50x5 mm. 2,250 MM.LONG | 1
set30664 | 1010100000 | WIRE,STEEL SOLID DIA. 4.0 mm.TIS.71 | 0.15
set30664 | 1010110200 | BOLT,MACHINE M.16x130 mm. | 1
set30664 | 1010110203 | BOLT,MACHINE M.16x250 mm. | 1
set30664 | 1010110204 | BOLT,MACHINE M.16x300 mm. | 1
set30664 | 1010110205 | BOLT,MACHINE M.16x350 mm. | 2
set30664 | 1010180100 | WASHER,PLAIN,SQUARE,LARGE 52x52x4.5 mm.HOLE DIA. 18 MM. TIS.258 | 6
set30664 | 1010180201 | WASHER,SQUARE,CURVED 60x60x5 mm.HOLE DIA. 22 mm. | 1
set30664 | 1010180301 | WASHER,LOCK,SPRING,SIZE 16 mm.,GENERAL PURPOSE,TIS.259 | 1
set30664 | 1010200004 | BRACE,ALLEY ARM 40x40x5 mm. 2,120 mm.LONG | 1
set30664 | 1010230000 | CLAMP,SINGLE U-BOLT,M.8 (WIRE ROPE CLIP) | 2
set30664 | 1010230205 | GROUND WIRE CLAMP,J.1152 | 1
set30664 | 1030000002 | INSULATOR,PIN TYPE,TYPE C (CLASS 56-3)TIS.279 | 1
set30664 | 1030100001 | PIN,INSULATOR,33 KV.SHANK 165 MM.LEAD HEAD 35 MM.(1 3/8") | 1
set30665 | 1010010003 | STEEL ANGLE,OVERHEAD GROUND WIRE BAYONET 65x65x6 MM. 2,250 MM. LONG | 1
set30665 | 1010100002 | WIRE,STEEL STRANDED 25 sq.mm.TIS.404 | 3
set30665 | 1010110203 | BOLT,MACHINE M.16x250 mm. | 2
set30665 | 1010110205 | BOLT,MACHINE M.16x350 mm. | 2
set30665 | 1010180100 | WASHER,PLAIN,SQUARE,LARGE 52x52x4.5 mm.HOLE DIA. 18 MM. TIS.258 | 4
set30665 | 1010180201 | WASHER,SQUARE,CURVED 60x60x5 mm.HOLE DIA. 22 mm. | 1
set30665 | 1010230000 | CLAMP,SINGLE U-BOLT,M.8 (WIRE ROPE CLIP) | 3
set30665 | 1010230012 | CLAMP, DOUBLE BOLTS, ST. WIRE 25 SQ.MM. | 2
set30665 | 1010230205 | GROUND WIRE CLAMP,J.1152 | 1
set30665 | 1020440121 | BRACKET FOR SAC, CORNER SUPPORT, 33kV | 1
set30665 | 1030000002 | INSULATOR,PIN TYPE,TYPE C (CLASS 56-3)TIS.279 | 3
set30665 | 1030100001 | PIN,INSULATOR,33 KV.SHANK 165 MM.LEAD HEAD 35 MM.(1 3/8") | 3
set30666 | 1010000100 | STEEL CHANNEL, 100x50x5 mm. 2,250 MM.LONG | 1
set30666 | 1010100002 | WIRE,STEEL STRANDED 25 sq.mm.TIS.404 | 3
set30666 | 1010110203 | BOLT,MACHINE M.16x250 mm. | 2
set30666 | 1010110205 | BOLT,MACHINE M.16x350 mm. | 2
set30666 | 1010180100 | WASHER,PLAIN,SQUARE,LARGE 52x52x4.5 mm.HOLE DIA. 18 MM. TIS.258 | 4
set30666 | 1010180201 | WASHER,SQUARE,CURVED 60x60x5 mm.HOLE DIA. 22 mm. | 1
set30666 | 1010230000 | CLAMP,SINGLE U-BOLT,M.8 (WIRE ROPE CLIP) | 3
set30666 | 1010230012 | CLAMP, DOUBLE BOLTS, ST. WIRE 25 SQ.MM. | 2
set30666 | 1010230205 | GROUND WIRE CLAMP,J.1152 | 1
set30666 | 1020440121 | BRACKET FOR SAC, CORNER SUPPORT, 33kV | 1
set30666 | 1030000002 | INSULATOR,PIN TYPE,TYPE C (CLASS 56-3)TIS.279 | 3
set30666 | 1030100001 | PIN,INSULATOR,33 KV.SHANK 165 MM.LEAD HEAD 35 MM.(1 3/8") | 3
set30667 | 1000110004 | CROSSARM,PRESTRESSED CONCRETE,SPUN(FOR DEAD-ENDING) 120X120X2,50 | 2
set30667 | 1010000100 | STEEL CHANNEL, 100x50x5 mm. 2,250 MM.LONG | 1
set30667 | 1010100000 | WIRE,STEEL SOLID DIA. 4.0 mm.TIS.71 | 1.1
set30667 | 1010100002 | WIRE,STEEL STRANDED 25 sq.mm.TIS.404 | 2.5
set30667 | 1010110201 | BOLT,MACHINE M.16x170 mm. | 2
set30667 | 1010110203 | BOLT,MACHINE M.16x250 mm. | 3
set30667 | 1010110208 | BOLT,MACHINE M.16x500 mm. | 1
set30667 | 1010130002 | BOLT,DOUBLE ARMING,ROUND EYE M.16x500 mm. | 3
set30667 | 1010140001 | BOLT, ROUNG EYE M 16X200 MM. | 1
set30667 | 1010180001 | NUT,EYE M.16 DIN 582 | 3
set30667 | 1010180100 | WASHER,PLAIN,SQUARE,LARGE 52x52x4.5 mm.HOLE DIA. 18 MM. TIS.258 | 20
set30667 | 1010180201 | WASHER,SQUARE,CURVED 60x60x5 mm.HOLE DIA. 22 mm. | 6
set30667 | 1010180301 | WASHER,LOCK,SPRING,SIZE 16 mm.,GENERAL PURPOSE,TIS.259 | 4
set30667 | 1010200001 | BRACE,FLAT,FOR CROSSARM 30x6x760 mm. | 4
set30667 | 1010210304 | THIMBLE,GUY,FOR STEEL WIRE 50-95 sq.mm. | 2
set30667 | 1010230000 | CLAMP,SINGLE U-BOLT,M.8 (WIRE ROPE CLIP) | 4
set30667 | 1010230012 | CLAMP, DOUBLE BOLTS, ST. WIRE 25 SQ.MM. | 2
set30667 | 1030000002 | INSULATOR,PIN TYPE,TYPE C (CLASS 56-3)TIS.279 | 6
set30667 | 1030020002 | INSULATOR,SUSPENSION TYPE D (CLASS 52-4)TIS.354 | 18
set30667 | 1030100001 | PIN,INSULATOR,33 KV.SHANK 165 MM.LEAD HEAD 35 MM.(1 3/8") | 3
set30668 | 1000110004 | CROSSARM,PRESTRESSED CONCRETE,SPUN(FOR DEAD-ENDING) 120X120X2,50 | 2
set30668 | 1010000100 | STEEL CHANNEL, 100x50x5 mm. 2,250 MM.LONG | 1
set30668 | 1010100002 | WIRE,STEEL STRANDED 25 sq.mm.TIS.404 | 2.5
set30668 | 1010110201 | BOLT,MACHINE M.16x170 mm. | 4
set30668 | 1010110203 | BOLT,MACHINE M.16x250 mm. | 3
set30668 | 1010130002 | BOLT,DOUBLE ARMING,ROUND EYE M.16x500 mm. | 3
set30668 | 1010140001 | BOLT, ROUNG EYE M 16X200 MM. | 1
set30668 | 1010180100 | WASHER,PLAIN,SQUARE,LARGE 52x52x4.5 mm.HOLE DIA. 18 MM. TIS.258 | 17
set30668 | 1010200001 | BRACE,FLAT,FOR CROSSARM 30x6x760 mm. | 4
set30668 | 1010210304 | THIMBLE,GUY,FOR STEEL WIRE 50-95 sq.mm. | 1
set30668 | 1010230000 | CLAMP,SINGLE U-BOLT,M.8 (WIRE ROPE CLIP) | 7
set30668 | 1030020002 | INSULATOR,SUSPENSION TYPE D (CLASS 52-4)TIS.354 | 9
set30669 | 1000110004 | CROSSARM,PRESTRESSED CONCRETE,SPUN(FOR DEAD-ENDING) 120X120X2,50 | 2
set30669 | 1010000100 | STEEL CHANNEL, 100x50x5 mm. 2,250 MM.LONG | 1
set30669 | 1010100002 | WIRE,STEEL STRANDED 25 sq.mm.TIS.404 | 2.5
set30669 | 1010110201 | BOLT,MACHINE M.16x170 mm. | 2
set30669 | 1010110203 | BOLT,MACHINE M.16x250 mm. | 3
set30669 | 1010130002 | BOLT,DOUBLE ARMING,ROUND EYE M.16x500 mm. | 3
set30669 | 1010140001 | BOLT, ROUNG EYE M 16X200 MM. | 1
set30669 | 1010180001 | NUT,EYE M.16 DIN 582 | 4
set30669 | 1010180100 | WASHER,PLAIN,SQUARE,LARGE 52x52x4.5 mm.HOLE DIA. 18 MM. TIS.258 | 17
set30669 | 1010200001 | BRACE,FLAT,FOR CROSSARM 30x6x760 mm. | 2
set30669 | 1010210304 | THIMBLE,GUY,FOR STEEL WIRE 50-95 sq.mm. | 2
set30669 | 1010230000 | CLAMP,SINGLE U-BOLT,M.8 (WIRE ROPE CLIP) | 11
set30669 | 1030020002 | INSULATOR,SUSPENSION TYPE D (CLASS 52-4)TIS.354 | 18
set30670 | 1000110004 | CROSSARM,PRESTRESSED CONCRETE,SPUN(FOR DEAD-ENDING) 120X120X2,50 | 2
set30670 | 1010100000 | WIRE,STEEL SOLID DIA. 4.0 mm.TIS.71 | 0.5
set30670 | 1010110201 | BOLT,MACHINE M.16x170 mm. | 4
set30670 | 1010110204 | BOLT,MACHINE M.16x300 mm. | 1
set30670 | 1010130002 | BOLT,DOUBLE ARMING,ROUND EYE M.16x500 mm. | 3
set30670 | 1010140001 | BOLT, ROUNG EYE M 16X200 MM. | 1
set30670 | 1010180100 | WASHER,PLAIN,SQUARE,LARGE 52x52x4.5 mm.HOLE DIA. 18 MM. TIS.258 | 17
set30670 | 1010180201 | WASHER,SQUARE,CURVED 60x60x5 mm.HOLE DIA. 22 mm. | 3
set30670 | 1010200001 | BRACE,FLAT,FOR CROSSARM 30x6x760 mm. | 4
set30670 | 1010210304 | THIMBLE,GUY,FOR STEEL WIRE 50-95 sq.mm. | 1
set30670 | 1010230000 | CLAMP,SINGLE U-BOLT,M.8 (WIRE ROPE CLIP) | 6
set30670 | 1030000002 | INSULATOR,PIN TYPE,TYPE C (CLASS 56-3)TIS.279 | 3
set30670 | 1030020002 | INSULATOR,SUSPENSION TYPE D (CLASS 52-4)TIS.354 | 9
set30670 | 1030100001 | PIN,INSULATOR,33 KV.SHANK 165 MM.LEAD HEAD 35 MM.(1 3/8") | 3
set30671 | 1000110004 | CROSSARM,PRESTRESSED CONCRETE,SPUN(FOR DEAD-ENDING) 120X120X2,50 | 2
set30671 | 1010110201 | BOLT,MACHINE M.16x170 mm. | 4
set30671 | 1010110204 | BOLT,MACHINE M.16x300 mm. | 1
set30671 | 1010130002 | BOLT,DOUBLE ARMING,ROUND EYE M.16x500 mm. | 3
set30671 | 1010140001 | BOLT, ROUNG EYE M 16X200 MM. | 1
set30671 | 1010180100 | WASHER,PLAIN,SQUARE,LARGE 52x52x4.5 mm.HOLE DIA. 18 MM. TIS.258 | 17
set30671 | 1010200001 | BRACE,FLAT,FOR CROSSARM 30x6x760 mm. | 4
set30671 | 1010210304 | THIMBLE,GUY,FOR STEEL WIRE 50-95 sq.mm. | 1
set30671 | 1010230000 | CLAMP,SINGLE U-BOLT,M.8 (WIRE ROPE CLIP) | 6
set30671 | 1030020002 | INSULATOR,SUSPENSION TYPE D (CLASS 52-4)TIS.354 | 9
set30672 | 1000110001 | CROSSARM,PRESTRESSED CONCRETE,SPUN,H.T. 100X100X2,500 MM. | 1
set30672 | 1010010003 | STEEL ANGLE,OVERHEAD GROUND WIRE BAYONET 65x65x6 MM. 2,250 MM. LONG | 1
set30672 | 1010100000 | WIRE,STEEL SOLID DIA. 4.0 mm.TIS.71 | 0.4
set30672 | 1010100002 | WIRE,STEEL STRANDED 25 sq.mm.TIS.404 | 2.5
set30672 | 1010110200 | BOLT,MACHINE M.16x130 mm. | 2
set30672 | 1010110203 | BOLT,MACHINE M.16x250 mm. | 3
set30672 | 1010110204 | BOLT,MACHINE M.16x300 mm. | 1
set30672 | 1010180100 | WASHER,PLAIN,SQUARE,LARGE 52x52x4.5 mm.HOLE DIA. 18 MM. TIS.258 | 7
set30672 | 1010180201 | WASHER,SQUARE,CURVED 60x60x5 mm.HOLE DIA. 22 mm. | 3
set30672 | 1010180301 | WASHER,LOCK,SPRING,SIZE 16 mm.,GENERAL PURPOSE,TIS.259 | 1
set30672 | 1010200001 | BRACE,FLAT,FOR CROSSARM 30x6x760 mm. | 2
set30672 | 1010230000 | CLAMP,SINGLE U-BOLT,M.8 (WIRE ROPE CLIP) | 7
set30672 | 1010230205 | GROUND WIRE CLAMP,J.1152 | 1
set30672 | 1030000002 | INSULATOR,PIN TYPE,TYPE C (CLASS 56-3)TIS.279 | 3
set30672 | 1030100001 | PIN,INSULATOR,33 KV.SHANK 165 MM.LEAD HEAD 35 MM.(1 3/8") | 3
set30673 | 1000110001 | CROSSARM,PRESTRESSED CONCRETE,SPUN,H.T. 100X100X2,500 MM. | 1
set30673 | 1010000100 | STEEL CHANNEL, 100x50x5 mm. 2,250 MM.LONG | 1
set30673 | 1010100000 | WIRE,STEEL SOLID DIA. 4.0 mm.TIS.71 | 0.4
set30673 | 1010100002 | WIRE,STEEL STRANDED 25 sq.mm.TIS.404 | 2.5
set30673 | 1010110200 | BOLT,MACHINE M.16x130 mm. | 2
set30673 | 1010110202 | BOLT,MACHINE M.16x200 mm. | 1
set30673 | 1010110204 | BOLT,MACHINE M.16x300 mm. | 1
set30673 | 1010110205 | BOLT,MACHINE M.16x350 mm. | 2
set30673 | 1010180100 | WASHER,PLAIN,SQUARE,LARGE 52x52x4.5 mm.HOLE DIA. 18 MM. TIS.258 | 7
set30673 | 1010180201 | WASHER,SQUARE,CURVED 60x60x5 mm.HOLE DIA. 22 mm. | 3
set30673 | 1010180301 | WASHER,LOCK,SPRING,SIZE 16 mm.,GENERAL PURPOSE,TIS.259 | 1
set30673 | 1010200001 | BRACE,FLAT,FOR CROSSARM 30x6x760 mm. | 2
set30673 | 1010230205 | GROUND WIRE CLAMP,J.1152 | 1
set30673 | 1030000002 | INSULATOR,PIN TYPE,TYPE C (CLASS 56-3)TIS.279 | 3
set30673 | 1030100001 | PIN,INSULATOR,33 KV.SHANK 165 MM.LEAD HEAD 35 MM.(1 3/8") | 3
set30674 | 1000110004 | CROSSARM,PRESTRESSED CONCRETE,SPUN(FOR DEAD-ENDING) 120X120X2,50 | 2
set30674 | 1010000100 | STEEL CHANNEL, 100x50x5 mm. 2,250 MM.LONG | 1
set30674 | 1010100002 | WIRE,STEEL STRANDED 25 sq.mm.TIS.404 | 2.5
set30674 | 1010110201 | BOLT,MACHINE M.16x170 mm. | 1
set30674 | 1010110203 | BOLT,MACHINE M.16x250 mm. | 3
set30674 | 1010130002 | BOLT,DOUBLE ARMING,ROUND EYE M.16x500 mm. | 3
set30674 | 1010140001 | BOLT, ROUNG EYE M 16X200 MM. | 1
set30674 | 1010180100 | WASHER,PLAIN,SQUARE,LARGE 52x52x4.5 mm.HOLE DIA. 18 MM. TIS.258 | 18
set30674 | 1010200005 | BRACE,ALLEY ARM 50x50x6 mm. 2,350 mm.LONG | 1
set30674 | 1010210304 | THIMBLE,GUY,FOR STEEL WIRE 50-95 sq.mm. | 1
set30674 | 1010230000 | CLAMP,SINGLE U-BOLT,M.8 (WIRE ROPE CLIP) | 7
set30674 | 1030020002 | INSULATOR,SUSPENSION TYPE D (CLASS 52-4)TIS.354 | 9
set30675 | 1000110004 | CROSSARM,PRESTRESSED CONCRETE,SPUN(FOR DEAD-ENDING) 120X120X2,50 | 2
set30675 | 1010100000 | WIRE,STEEL SOLID DIA. 4.0 mm.TIS.71 | 0.2
set30675 | 1010110203 | BOLT,MACHINE M.16x250 mm. | 1
set30675 | 1010110208 | BOLT,MACHINE M.16x500 mm. | 1
set30675 | 1010130002 | BOLT,DOUBLE ARMING,ROUND EYE M.16x500 mm. | 3
set30675 | 1010140001 | BOLT, ROUNG EYE M 16X200 MM. | 1
set30675 | 1010180100 | WASHER,PLAIN,SQUARE,LARGE 52x52x4.5 mm.HOLE DIA. 18 MM. TIS.258 | 16
set30675 | 1010180201 | WASHER,SQUARE,CURVED 60x60x5 mm.HOLE DIA. 22 mm. | 3
set30675 | 1010200005 | BRACE,ALLEY ARM 50x50x6 mm. 2,350 mm.LONG | 1
set30675 | 1010210304 | THIMBLE,GUY,FOR STEEL WIRE 50-95 sq.mm. | 1
set30675 | 1010230000 | CLAMP,SINGLE U-BOLT,M.8 (WIRE ROPE CLIP) | 6
set30675 | 1030000002 | INSULATOR,PIN TYPE,TYPE C (CLASS 56-3)TIS.279 | 3
set30675 | 1030020002 | INSULATOR,SUSPENSION TYPE D (CLASS 52-4)TIS.354 | 9
set30675 | 1030100001 | PIN,INSULATOR,33 KV.SHANK 165 MM.LEAD HEAD 35 MM.(1 3/8") | 3
set30676 | 1000110004 | CROSSARM,PRESTRESSED CONCRETE,SPUN(FOR DEAD-ENDING) 120X120X2,50 | 2
set30676 | 1010110203 | BOLT,MACHINE M.16x250 mm. | 1
set30676 | 1010110208 | BOLT,MACHINE M.16x500 mm. | 1
set30676 | 1010130002 | BOLT,DOUBLE ARMING,ROUND EYE M.16x500 mm. | 3
set30676 | 1010140001 | BOLT, ROUNG EYE M 16X200 MM. | 1
set30676 | 1010180100 | WASHER,PLAIN,SQUARE,LARGE 52x52x4.5 mm.HOLE DIA. 18 MM. TIS.258 | 16
set30676 | 1010200005 | BRACE,ALLEY ARM 50x50x6 mm. 2,350 mm.LONG | 1
set30676 | 1010210304 | THIMBLE,GUY,FOR STEEL WIRE 50-95 sq.mm. | 1
set30676 | 1010230000 | CLAMP,SINGLE U-BOLT,M.8 (WIRE ROPE CLIP) | 6
set30676 | 1030020002 | INSULATOR,SUSPENSION TYPE D (CLASS 52-4)TIS.354 | 9
set30677 | 1000110001 | CROSSARM,PRESTRESSED CONCRETE,SPUN,H.T. 100X100X2,500 MM. | 1
set30677 | 1010010003 | STEEL ANGLE,OVERHEAD GROUND WIRE BAYONET 65x65x6 MM. 2,250 MM. LONG | 1
set30677 | 1010100000 | WIRE,STEEL SOLID DIA. 4.0 mm.TIS.71 | 0.35
set30677 | 1010110200 | BOLT,MACHINE M.16x130 mm. | 1
set30677 | 1010110203 | BOLT,MACHINE M.16x250 mm. | 3
set30677 | 1010110204 | BOLT,MACHINE M.16x300 mm. | 1
set30677 | 1010180100 | WASHER,PLAIN,SQUARE,LARGE 52x52x4.5 mm.HOLE DIA. 18 MM. TIS.258 | 6
set30677 | 1010180201 | WASHER,SQUARE,CURVED 60x60x5 mm.HOLE DIA. 22 mm. | 3
set30677 | 1010180301 | WASHER,LOCK,SPRING,SIZE 16 mm.,GENERAL PURPOSE,TIS.259 | 1
set30677 | 1010200004 | BRACE,ALLEY ARM 40x40x5 mm. 2,120 mm.LONG | 1
set30677 | 1010230000 | CLAMP,SINGLE U-BOLT,M.8 (WIRE ROPE CLIP) | 2
set30677 | 1010230205 | GROUND WIRE CLAMP,J.1152 | 1
set30677 | 1030000002 | INSULATOR,PIN TYPE,TYPE C (CLASS 56-3)TIS.279 | 3
set30677 | 1030100001 | PIN,INSULATOR,33 KV.SHANK 165 MM.LEAD HEAD 35 MM.(1 3/8") | 3
set30678 | 1000110001 | CROSSARM,PRESTRESSED CONCRETE,SPUN,H.T. 100X100X2,500 MM. | 1
set30678 | 1010000100 | STEEL CHANNEL, 100x50x5 mm. 2,250 MM.LONG | 1
set30678 | 1010100000 | WIRE,STEEL SOLID DIA. 4.0 mm.TIS.71 | 0.35
set30678 | 1010110200 | BOLT,MACHINE M.16x130 mm. | 1
set30678 | 1010110203 | BOLT,MACHINE M.16x250 mm. | 1
set30678 | 1010110204 | BOLT,MACHINE M.16x300 mm. | 1
set30678 | 1010110205 | BOLT,MACHINE M.16x350 mm. | 2
set30678 | 1010180100 | WASHER,PLAIN,SQUARE,LARGE 52x52x4.5 mm.HOLE DIA. 18 MM. TIS.258 | 6
set30678 | 1010180201 | WASHER,SQUARE,CURVED 60x60x5 mm.HOLE DIA. 22 mm. | 3
set30678 | 1010180301 | WASHER,LOCK,SPRING,SIZE 16 mm.,GENERAL PURPOSE,TIS.259 | 1
set30678 | 1010200004 | BRACE,ALLEY ARM 40x40x5 mm. 2,120 mm.LONG | 1
set30678 | 1010230000 | CLAMP,SINGLE U-BOLT,M.8 (WIRE ROPE CLIP) | 2
set30678 | 1010230205 | GROUND WIRE CLAMP,J.1152 | 1
set30678 | 1030000002 | INSULATOR,PIN TYPE,TYPE C (CLASS 56-3)TIS.279 | 3
set30678 | 1030100001 | PIN,INSULATOR,33 KV.SHANK 165 MM.LEAD HEAD 35 MM.(1 3/8") | 3
set30679 | 1010010003 | STEEL ANGLE,OVERHEAD GROUND WIRE BAYONET 65x65x6 MM. 2,250 MM. LONG | 1
set30679 | 1010100002 | WIRE,STEEL STRANDED 25 sq.mm.TIS.404 | 3
set30679 | 1010110202 | BOLT,MACHINE M.16x200 mm. | 2
set30679 | 1010110205 | BOLT,MACHINE M.16x350 mm. | 2
set30679 | 1010180100 | WASHER,PLAIN,SQUARE,LARGE 52x52x4.5 mm.HOLE DIA. 18 MM. TIS.258 | 4
set30679 | 1010230000 | CLAMP,SINGLE U-BOLT,M.8 (WIRE ROPE CLIP) | 3
set30679 | 1010230012 | CLAMP, DOUBLE BOLTS, ST. WIRE 25 SQ.MM. | 2
set30679 | 1010230205 | GROUND WIRE CLAMP,J.1152 | 1
set30679 | 1020440121 | BRACKET FOR SAC, CORNER SUPPORT, 33kV | 1
set30679 | 1030000002 | INSULATOR,PIN TYPE,TYPE C (CLASS 56-3)TIS.279 | 3
set30680 | 1010010003 | STEEL ANGLE,OVERHEAD GROUND WIRE BAYONET 65x65x6 MM. 2,250 MM. LONG | 1
set30680 | 1010100002 | WIRE,STEEL STRANDED 25 sq.mm.TIS.404 | 3
set30680 | 1010110204 | BOLT,MACHINE M.16x300 mm. | 2
set30680 | 1010110206 | BOLT,MACHINE M.16x400 mm. | 2
set30680 | 1010180100 | WASHER,PLAIN,SQUARE,LARGE 52x52x4.5 mm.HOLE DIA. 18 MM. TIS.258 | 4
set30680 | 1010230000 | CLAMP,SINGLE U-BOLT,M.8 (WIRE ROPE CLIP) | 3
set30680 | 1010230012 | CLAMP, DOUBLE BOLTS, ST. WIRE 25 SQ.MM. | 2
set30680 | 1010230205 | GROUND WIRE CLAMP,J.1152 | 1
set30680 | 1020440121 | BRACKET FOR SAC, CORNER SUPPORT, 33kV | 1
set30680 | 1030000002 | INSULATOR,PIN TYPE,TYPE C (CLASS 56-3)TIS.279 | 3
set30681 | 1010010003 | STEEL ANGLE,OVERHEAD GROUND WIRE BAYONET 65x65x6 MM. 2,250 MM. LONG | 1
set30681 | 1010100002 | WIRE,STEEL STRANDED 25 sq.mm.TIS.404 | 3.6
set30681 | 1010110203 | BOLT,MACHINE M.16x250 mm. | 2
set30681 | 1010110207 | BOLT,MACHINE M.16x450 mm. | 2
set30681 | 1010180100 | WASHER,PLAIN,SQUARE,LARGE 52x52x4.5 mm.HOLE DIA. 18 MM. TIS.258 | 4
set30681 | 1010230000 | CLAMP,SINGLE U-BOLT,M.8 (WIRE ROPE CLIP) | 5
set30681 | 1010230012 | CLAMP, DOUBLE BOLTS, ST. WIRE 25 SQ.MM. | 2
set30681 | 1010230205 | GROUND WIRE CLAMP,J.1152 | 1
set30681 | 1020440121 | BRACKET FOR SAC, CORNER SUPPORT, 33kV | 2
set30681 | 1030000002 | INSULATOR,PIN TYPE,TYPE C (CLASS 56-3)TIS.279 | 6
set30682 | 1010010003 | STEEL ANGLE,OVERHEAD GROUND WIRE BAYONET 65x65x6 MM. 2,250 MM. LONG | 1
set30682 | 1010100002 | WIRE,STEEL STRANDED 25 sq.mm.TIS.404 | 3.6
set30682 | 1010110204 | BOLT,MACHINE M.16x300 mm. | 2
set30682 | 1010110208 | BOLT,MACHINE M.16x500 mm. | 2
set30682 | 1010180100 | WASHER,PLAIN,SQUARE,LARGE 52x52x4.5 mm.HOLE DIA. 18 MM. TIS.258 | 4
set30682 | 1010230000 | CLAMP,SINGLE U-BOLT,M.8 (WIRE ROPE CLIP) | 5
set30682 | 1010230012 | CLAMP, DOUBLE BOLTS, ST. WIRE 25 SQ.MM. | 2
set30682 | 1010230205 | GROUND WIRE CLAMP,J.1152 | 1
set30682 | 1020440121 | BRACKET FOR SAC, CORNER SUPPORT, 33kV | 2
set30682 | 1030000002 | INSULATOR,PIN TYPE,TYPE C (CLASS 56-3)TIS.279 | 6
set30683 | 1010000100 | STEEL CHANNEL, 100x50x5 mm. 2,250 MM.LONG | 1
set30683 | 1010100002 | WIRE,STEEL STRANDED 25 sq.mm.TIS.404 | 3
set30683 | 1010110202 | BOLT,MACHINE M.16x200 mm. | 2
set30683 | 1010110205 | BOLT,MACHINE M.16x350 mm. | 2
set30683 | 1010180100 | WASHER,PLAIN,SQUARE,LARGE 52x52x4.5 mm.HOLE DIA. 18 MM. TIS.258 | 4
set30683 | 1010230000 | CLAMP,SINGLE U-BOLT,M.8 (WIRE ROPE CLIP) | 3
set30683 | 1010230012 | CLAMP, DOUBLE BOLTS, ST. WIRE 25 SQ.MM. | 2
set30683 | 1010230205 | GROUND WIRE CLAMP,J.1152 | 1
set30683 | 1020440121 | BRACKET FOR SAC, CORNER SUPPORT, 33kV | 1
set30683 | 1030000002 | INSULATOR,PIN TYPE,TYPE C (CLASS 56-3)TIS.279 | 3
set30684 | 1010000100 | STEEL CHANNEL, 100x50x5 mm. 2,250 MM.LONG | 1
set30684 | 1010100002 | WIRE,STEEL STRANDED 25 sq.mm.TIS.404 | 3
set30684 | 1010110204 | BOLT,MACHINE M.16x300 mm. | 2
set30684 | 1010110206 | BOLT,MACHINE M.16x400 mm. | 2
set30684 | 1010180100 | WASHER,PLAIN,SQUARE,LARGE 52x52x4.5 mm.HOLE DIA. 18 MM. TIS.258 | 4
set30684 | 1010230000 | CLAMP,SINGLE U-BOLT,M.8 (WIRE ROPE CLIP) | 3
set30684 | 1010230012 | CLAMP, DOUBLE BOLTS, ST. WIRE 25 SQ.MM. | 2
set30684 | 1010230205 | GROUND WIRE CLAMP,J.1152 | 1
set30684 | 1020440121 | BRACKET FOR SAC, CORNER SUPPORT, 33kV | 1
set30684 | 1030000002 | INSULATOR,PIN TYPE,TYPE C (CLASS 56-3)TIS.279 | 3
set30685 | 1010000100 | STEEL CHANNEL, 100x50x5 mm. 2,250 MM.LONG | 1
set30685 | 1010100002 | WIRE,STEEL STRANDED 25 sq.mm.TIS.404 | 3.6
set30685 | 1010110203 | BOLT,MACHINE M.16x250 mm. | 2
set30685 | 1010110207 | BOLT,MACHINE M.16x450 mm. | 2
set30685 | 1010180100 | WASHER,PLAIN,SQUARE,LARGE 52x52x4.5 mm.HOLE DIA. 18 MM. TIS.258 | 4
set30685 | 1010230000 | CLAMP,SINGLE U-BOLT,M.8 (WIRE ROPE CLIP) | 5
set30685 | 1010230012 | CLAMP, DOUBLE BOLTS, ST. WIRE 25 SQ.MM. | 2
set30685 | 1010230205 | GROUND WIRE CLAMP,J.1152 | 1
set30685 | 1020440121 | BRACKET FOR SAC, CORNER SUPPORT, 33kV | 2
set30685 | 1030000002 | INSULATOR,PIN TYPE,TYPE C (CLASS 56-3)TIS.279 | 6
set30686 | 1010000100 | STEEL CHANNEL, 100x50x5 mm. 2,250 MM.LONG | 1
set30686 | 1010100002 | WIRE,STEEL STRANDED 25 sq.mm.TIS.404 | 3.6
set30686 | 1010110204 | BOLT,MACHINE M.16x300 mm. | 2
set30686 | 1010110208 | BOLT,MACHINE M.16x500 mm. | 2
set30686 | 1010180100 | WASHER,PLAIN,SQUARE,LARGE 52x52x4.5 mm.HOLE DIA. 18 MM. TIS.258 | 4
set30686 | 1010230000 | CLAMP,SINGLE U-BOLT,M.8 (WIRE ROPE CLIP) | 5
set30686 | 1010230012 | CLAMP, DOUBLE BOLTS, ST. WIRE 25 SQ.MM. | 2
set30686 | 1010230205 | GROUND WIRE CLAMP,J.1152 | 1
set30686 | 1020440121 | BRACKET FOR SAC, CORNER SUPPORT, 33kV | 2
set30686 | 1030000002 | INSULATOR,PIN TYPE,TYPE C (CLASS 56-3)TIS.279 | 6
set30701 | 1010000100 | STEEL CHANNEL, 100x50x5 mm. 2,250 MM.LONG | 4
set30701 | 1010000302 | STEEL CHANNEL, 150x75x6.5 MM. 4,500 MM.LONG | 2
set30701 | 1010010100 | STEEL ANGLE 75x75x6 MM. 3,500 MM.LONG | 4
set30701 | 1010050005 | PIPE,STEEL,SIZE 20, 230 MM.LONG TIS.277 BUT WITHOUT THREADED END | 1
set30701 | 1010050006 | PIPE STEEL,SIZE 20 TYPE 2, 300 MM.LONG TIS.277 BUT WITHOUT THREADED END | 4
set30701 | 1010110200 | BOLT,MACHINE M.16x130 mm. | 12
set30701 | 1010110203 | BOLT,MACHINE M.16x250 mm. | 6
set30701 | 1010110204 | BOLT,MACHINE M.16x300 mm. | 6
set30701 | 1010110205 | BOLT,MACHINE M.16x350 mm. | 2
set30701 | 1010120000 | BOLT,DOUBLE ARMING,M.16x400 mm. | 5
set30701 | 1010140001 | BOLT, ROUNG EYE M 16X200 MM. | 2
set30701 | 1010180001 | NUT,EYE M.16 DIN 582 | 6
set30701 | 1010180100 | WASHER,PLAIN,SQUARE,LARGE 52x52x4.5 mm.HOLE DIA. 18 MM. TIS.258 | 16
set30701 | 1010180301 | WASHER,LOCK,SPRING,SIZE 16 mm.,GENERAL PURPOSE,TIS.259 | 2
set30701 | 1010200002 | BRACE,FLAT,FOR CROSSARM 40x6x1,000 mm. | 4
set30701 | 1010210304 | THIMBLE,GUY,FOR STEEL WIRE 50-95 sq.mm. | 4
set30701 | 1010230000 | CLAMP,SINGLE U-BOLT,M.8 (WIRE ROPE CLIP) | 20
set30701 | 1030020002 | INSULATOR,SUSPENSION TYPE D (CLASS 52-4)TIS.354 | 18
set30702 | 1010000100 | STEEL CHANNEL, 100x50x5 mm. 2,250 MM.LONG | 4
set30702 | 1010000303 | STEEL CHANNEL,150X75X6.5 MM.6,000 MM.LONG | 2
set30702 | 1010010101 | STEEL ANGLE 75X75X6 MM.4,100 MM.LONG | 2
set30702 | 1010050005 | PIPE,STEEL,SIZE 20, 230 MM.LONG TIS.277 BUT WITHOUT THREADED END | 1
set30702 | 1010050006 | PIPE STEEL,SIZE 20 TYPE 2, 300 MM.LONG TIS.277 BUT WITHOUT THREADED END | 4
set30702 | 1010110200 | BOLT,MACHINE M.16x130 mm. | 12
set30702 | 1010110203 | BOLT,MACHINE M.16x250 mm. | 2
set30702 | 1010110204 | BOLT,MACHINE M.16x300 mm. | 2
set30702 | 1010110205 | BOLT,MACHINE M.16x350 mm. | 6
set30702 | 1010120000 | BOLT,DOUBLE ARMING,M.16x400 mm. | 8
set30702 | 1010140001 | BOLT, ROUNG EYE M 16X200 MM. | 2
set30702 | 1010180001 | NUT,EYE M.16 DIN 582 | 8
set30702 | 1010180100 | WASHER,PLAIN,SQUARE,LARGE 52x52x4.5 mm.HOLE DIA. 18 MM. TIS.258 | 4
set30702 | 1010180301 | WASHER,LOCK,SPRING,SIZE 16 mm.,GENERAL PURPOSE,TIS.259 | 2
set30702 | 1010200002 | BRACE,FLAT,FOR CROSSARM 40x6x1,000 mm. | 4
set30702 | 1010210304 | THIMBLE,GUY,FOR STEEL WIRE 50-95 sq.mm. | 4
set30702 | 1010230000 | CLAMP,SINGLE U-BOLT,M.8 (WIRE ROPE CLIP) | 20
set30702 | 1030020002 | INSULATOR,SUSPENSION TYPE D (CLASS 52-4)TIS.354 | 18
set30703 | 1010000100 | STEEL CHANNEL, 100x50x5 mm. 2,250 MM.LONG | 4
set30703 | 1010000303 | STEEL CHANNEL,150X75X6.5 MM.6,000 MM.LONG | 2
set30703 | 1010010101 | STEEL ANGLE 75X75X6 MM.4,100 MM.LONG | 4
set30703 | 1010050005 | PIPE,STEEL,SIZE 20, 230 MM.LONG TIS.277 BUT WITHOUT THREADED END | 1
set30703 | 1010050006 | PIPE STEEL,SIZE 20 TYPE 2, 300 MM.LONG TIS.277 BUT WITHOUT THREADED END | 4
set30703 | 1010110200 | BOLT,MACHINE M.16x130 mm. | 12
set30703 | 1010110203 | BOLT,MACHINE M.16x250 mm. | 6
set30703 | 1010110204 | BOLT,MACHINE M.16x300 mm. | 6
set30703 | 1010110205 | BOLT,MACHINE M.16x350 mm. | 2
set30703 | 1010120000 | BOLT,DOUBLE ARMING,M.16x400 mm. | 9
set30703 | 1010140001 | BOLT, ROUNG EYE M 16X200 MM. | 2
set30703 | 1010180001 | NUT,EYE M.16 DIN 582 | 6
set30703 | 1010180100 | WASHER,PLAIN,SQUARE,LARGE 52x52x4.5 mm.HOLE DIA. 18 MM. TIS.258 | 22
set30703 | 1010180301 | WASHER,LOCK,SPRING,SIZE 16 mm.,GENERAL PURPOSE,TIS.259 | 2
set30703 | 1010200002 | BRACE,FLAT,FOR CROSSARM 40x6x1,000 mm. | 4
set30703 | 1010210304 | THIMBLE,GUY,FOR STEEL WIRE 50-95 sq.mm. | 4
set30703 | 1010230000 | CLAMP,SINGLE U-BOLT,M.8 (WIRE ROPE CLIP) | 20
set30703 | 1030020002 | INSULATOR,SUSPENSION TYPE D (CLASS 52-4)TIS.354 | 18
set30750 | 1000110002 | CROSSARM,PRESTRESSED CONCRETE,SPUN,H.T. 120X120X3,000 MM. | 4
set30750 | 1000110004 | CROSSARM,PRESTRESSED CONCRETE,SPUN(FOR DEAD-ENDING) 120X120X2,50 | 2
set30750 | 1010000100 | STEEL CHANNEL, 100x50x5 mm. 2,250 MM.LONG | 1
set30750 | 1010100004 | WIRE,STEEL STRANDED 50/7 sq.mm.TIS.404 | 27
set30750 | 1010110201 | BOLT,MACHINE M.16x170 mm. | 8
set30750 | 1010140001 | BOLT, ROUNG EYE M 16X200 MM. | 1
set30750 | 1010180100 | WASHER,PLAIN,SQUARE,LARGE 52x52x4.5 mm.HOLE DIA. 18 MM. TIS.258 | 37
set30750 | 1010200001 | BRACE,FLAT,FOR CROSSARM 30x6x760 mm. | 4
set30750 | 1010200002 | BRACE,FLAT,FOR CROSSARM 40x6x1,000 mm. | 4
set30750 | 1010210304 | THIMBLE,GUY,FOR STEEL WIRE 50-95 sq.mm. | 1
set30750 | 1010220002 | ROD,GROUND,60x60x5 mm. 2 m.LONG | 1
set30750 | 1010230000 | CLAMP,SINGLE U-BOLT,M.8 (WIRE ROPE CLIP) | 12
set30750 | 1020050100 | CABLE,AERIAL,AL 33 kV. 1x50 sq.mm. | 3
set30750 | 1020050104 | CABLE,AERIAL,AL 33 kV. 1x185 sq.mm. | 15
set30750 | 1020180001 | TAPE,ELECTRICAL,PVC.PLASTIC,OUTDOOR TYPE,ROLL SIZE 0.18X19X10,000 MM. TIS.386 | 3
set30750 | 1020180003 | ELECTRICAL SPLICING TAPE,FOR H.T.AERIAL CABLE,SIZE 3/4"X30' | 1
set30750 | 1020300103 | CONNECTOR,PARALLEL GROOVE,TRIPLE BOLT,AL,AL-ALLOY AND ACSR 70-185 SQ.MM. | 9
set30750 | 1020420106 | CABLE LUG,NEMA HOLE,COMPRESSION TYPE,AL 185 SQ.MM. | 9
set30750 | 1030020002 | INSULATOR,SUSPENSION TYPE D (CLASS 52-4)TIS.354 | 9
set30750 | 1040000101 | LIGHTNING ARRESTER,30 KV.10 KA. | 3
set30750 | 1040050101 | SWITCH,CONNECTING,SINGLE POLE, 33 KV.600 A.40 KA.STATION CLASS | 3
set30750 | 1080040001 | CONDUIT,PVC,RIGID,DIA. 20x2500 mm.TIS.216 | 1
set30750 | 1080050013 | CONDUIT,HDPE PN 6.3 SIZE 160 MM. TIS.982 | 4
set30750 | 9090010035 | คอมปาวด์ช่วยการสัมผัสทางไฟฟ้า | 0.4
set30750 | 9090010067 | MOUNTING ACCESSORIES FOR DISCONNECTING SWITCH | 3
set30750 | 9090011007 | WELDING POWDER, ST. WIRE 50 SQ.MM. TO GD | 1
set30751 | 1000110002 | CROSSARM,PRESTRESSED CONCRETE,SPUN,H.T. 120X120X3,000 MM. | 5
set30751 | 1000110004 | CROSSARM,PRESTRESSED CONCRETE,SPUN(FOR DEAD-ENDING) 120X120X2,50 | 2
set30751 | 1010100004 | WIRE,STEEL STRANDED 50/7 sq.mm.TIS.404 | 30
set30751 | 1010110201 | BOLT,MACHINE M.16x170 mm. | 13
set30751 | 1010140001 | BOLT, ROUNG EYE M 16X200 MM. | 1
set30751 | 1010180100 | WASHER,PLAIN,SQUARE,LARGE 52x52x4.5 mm.HOLE DIA. 18 MM. TIS.258 | 45
set30751 | 1010200001 | BRACE,FLAT,FOR CROSSARM 30x6x760 mm. | 6
set30751 | 1010200002 | BRACE,FLAT,FOR CROSSARM 40x6x1,000 mm. | 4
set30751 | 1010210304 | THIMBLE,GUY,FOR STEEL WIRE 50-95 sq.mm. | 1
set30751 | 1010220002 | ROD,GROUND,60x60x5 mm. 2 m.LONG | 1
set30751 | 1010230000 | CLAMP,SINGLE U-BOLT,M.8 (WIRE ROPE CLIP) | 12
set30751 | 1020050100 | CABLE,AERIAL,AL 33 kV. 1x50 sq.mm. | 3
set30751 | 1020050104 | CABLE,AERIAL,AL 33 kV. 1x185 sq.mm. | 21
set30751 | 1020180001 | TAPE,ELECTRICAL,PVC.PLASTIC,OUTDOOR TYPE,ROLL SIZE 0.18X19X10,000 MM. TIS.386 | 3
set30751 | 1020180003 | ELECTRICAL SPLICING TAPE,FOR H.T.AERIAL CABLE,SIZE 3/4"X30' | 1
set30751 | 1020300103 | CONNECTOR,PARALLEL GROOVE,TRIPLE BOLT,AL,AL-ALLOY AND ACSR 70-185 SQ.MM. | 9
set30751 | 1020420106 | CABLE LUG,NEMA HOLE,COMPRESSION TYPE,AL 185 SQ.MM. | 9
set30751 | 1030000002 | INSULATOR,PIN TYPE,TYPE C (CLASS 56-3)TIS.279 | 3
set30751 | 1030020002 | INSULATOR,SUSPENSION TYPE D (CLASS 52-4)TIS.354 | 9
set30751 | 1030100001 | PIN,INSULATOR,33 KV.SHANK 165 MM.LEAD HEAD 35 MM.(1 3/8") | 3
set30751 | 1040000101 | LIGHTNING ARRESTER,30 KV.10 KA. | 3
set30751 | 1040050101 | SWITCH,CONNECTING,SINGLE POLE, 33 KV.600 A.40 KA.STATION CLASS | 3
set30751 | 1080040001 | CONDUIT,PVC,RIGID,DIA. 20x2500 mm.TIS.216 | 1
set30751 | 1080050013 | CONDUIT,HDPE PN 6.3 SIZE 160 MM. TIS.982 | 4
set30751 | 9090010035 | คอมปาวด์ช่วยการสัมผัสทางไฟฟ้า | 0.4
set30751 | 9090010067 | MOUNTING ACCESSORIES FOR DISCONNECTING SWITCH | 3
set30751 | 9090011007 | WELDING POWDER, ST. WIRE 50 SQ.MM. TO GD | 1
set30752 | 1010110203 | BOLT,MACHINE M.16x250 mm. | 4
set30752 | 1010110204 | BOLT,MACHINE M.16x300 mm. | 1
set30752 | 1010110205 | BOLT,MACHINE M.16x350 mm. | 2
set30752 | 1010110207 | BOLT,MACHINE M.16x450 mm. | 1
set30752 | 1010120002 | BOLT,DOUBLE ARMING,M.16x500 mm. | 2
set30752 | 1010130001 | BOLT,DOUBLE ARMING,ROUND EYE M.16x450 mm. | 3
set30753 | 1010110204 | BOLT,MACHINE M.16x300 mm. | 4
set30753 | 1010110205 | BOLT,MACHINE M.16x350 mm. | 1
set30753 | 1010110206 | BOLT,MACHINE M.16x400 mm. | 2
set30753 | 1010110208 | BOLT,MACHINE M.16x500 mm. | 1
set30753 | 1010120002 | BOLT,DOUBLE ARMING,M.16x500 mm. | 2
set30753 | 1010130002 | BOLT,DOUBLE ARMING,ROUND EYE M.16x500 mm. | 3
set30754 | 1010110203 | BOLT,MACHINE M.16x250 mm. | 4
set30754 | 1010110204 | BOLT,MACHINE M.16x300 mm. | 2
set30754 | 1010110205 | BOLT,MACHINE M.16x350 mm. | 1
set30754 | 1010110206 | BOLT,MACHINE M.16x400 mm. | 2
set30754 | 1010110208 | BOLT,MACHINE M.16x500 mm. | 1
set30754 | 1010120002 | BOLT,DOUBLE ARMING,M.16x500 mm. | 2
set30754 | 1010130002 | BOLT,DOUBLE ARMING,ROUND EYE M.16x500 mm. | 3
set30755 | 1010110204 | BOLT,MACHINE M.16x300 mm. | 4
set30755 | 1010110205 | BOLT,MACHINE M.16x350 mm. | 1
set30755 | 1010110206 | BOLT,MACHINE M.16x400 mm. | 1
set30755 | 1010110207 | BOLT,MACHINE M.16x450 mm. | 3
set30755 | 1010110209 | BOLT MACHINE M.16X600 MM. | 1
set30755 | 1010120004 | BOLT,DOUBLE ARMING,M.16x600 mm. | 2
set30755 | 1010130004 | BOLT,DOUBLE ARMING,ROUND EYE,M.16X550 MM. | 3
set31101 | 1000110002 | CROSSARM,PRESTRESSED CONCRETE,SPUN,H.T. 120X120X3,000 MM. | 1
set31101 | 1010010003 | STEEL ANGLE,OVERHEAD GROUND WIRE BAYONET 65x65x6 MM. 2,250 MM. LONG | 1
set31101 | 1010100000 | WIRE,STEEL SOLID DIA. 4.0 mm.TIS.71 | 0.4
set31101 | 1010110201 | BOLT,MACHINE M.16x170 mm. | 2
set31101 | 1010110203 | BOLT,MACHINE M.16x250 mm. | 3
set31101 | 1010110205 | BOLT,MACHINE M.16x350 mm. | 1
set31101 | 1010180100 | WASHER,PLAIN,SQUARE,LARGE 52x52x4.5 mm.HOLE DIA. 18 MM. TIS.258 | 7
set31101 | 1010180201 | WASHER,SQUARE,CURVED 60x60x5 mm.HOLE DIA. 22 mm. | 3
set31101 | 1010180301 | WASHER,LOCK,SPRING,SIZE 16 mm.,GENERAL PURPOSE,TIS.259 | 1
set31101 | 1010200002 | BRACE,FLAT,FOR CROSSARM 40x6x1,000 mm. | 2
set31101 | 1010230000 | CLAMP,SINGLE U-BOLT,M.8 (WIRE ROPE CLIP) | 2
set31101 | 1010230205 | GROUND WIRE CLAMP,J.1152 | 1
set31101 | 1030000002 | INSULATOR,PIN TYPE,TYPE C (CLASS 56-3)TIS.279 | 3
set31101 | 1030100001 | PIN,INSULATOR,33 KV.SHANK 165 MM.LEAD HEAD 35 MM.(1 3/8") | 3
set31102 | 1000110002 | CROSSARM,PRESTRESSED CONCRETE,SPUN,H.T. 120X120X3,000 MM. | 1
set31102 | 1010000100 | STEEL CHANNEL, 100x50x5 mm. 2,250 MM.LONG | 1
set31102 | 1010100000 | WIRE,STEEL SOLID DIA. 4.0 mm.TIS.71 | 0.4
set31102 | 1010110201 | BOLT,MACHINE M.16x170 mm. | 2
set31102 | 1010110203 | BOLT,MACHINE M.16x250 mm. | 1
set31102 | 1010110205 | BOLT,MACHINE M.16x350 mm. | 3
set31102 | 1010180100 | WASHER,PLAIN,SQUARE,LARGE 52x52x4.5 mm.HOLE DIA. 18 MM. TIS.258 | 5
set31102 | 1010180201 | WASHER,SQUARE,CURVED 60x60x5 mm.HOLE DIA. 22 mm. | 3
set31102 | 1010180301 | WASHER,LOCK,SPRING,SIZE 16 mm.,GENERAL PURPOSE,TIS.259 | 1
set31102 | 1010200002 | BRACE,FLAT,FOR CROSSARM 40x6x1,000 mm. | 2
set31102 | 1010230000 | CLAMP,SINGLE U-BOLT,M.8 (WIRE ROPE CLIP) | 2
set31102 | 1010230205 | GROUND WIRE CLAMP,J.1152 | 1
set31102 | 1030000002 | INSULATOR,PIN TYPE,TYPE C (CLASS 56-3)TIS.279 | 3
set31102 | 1030100001 | PIN,INSULATOR,33 KV.SHANK 165 MM.LEAD HEAD 35 MM.(1 3/8") | 3
set31207 | 1000110002 | CROSSARM,PRESTRESSED CONCRETE,SPUN,H.T. 120X120X3,000 MM. | 1
set31207 | 1010100000 | WIRE,STEEL SOLID DIA. 4.0 mm.TIS.71 | 0.4
set31207 | 1010100002 | WIRE,STEEL STRANDED 25 sq.mm.TIS.404 | 2.5
set31207 | 1010110201 | BOLT,MACHINE M.16x170 mm. | 2
set31207 | 1010110203 | BOLT,MACHINE M.16x250 mm. | 1
set31207 | 1010110206 | BOLT,MACHINE M.16x400 mm. | 1
set31207 | 1010180100 | WASHER,PLAIN,SQUARE,LARGE 52x52x4.5 mm.HOLE DIA. 18 MM. TIS.258 | 5
set31207 | 1010180201 | WASHER,SQUARE,CURVED 60x60x5 mm.HOLE DIA. 22 mm. | 3
set31207 | 1010180301 | WASHER,LOCK,SPRING,SIZE 16 mm.,GENERAL PURPOSE,TIS.259 | 1
set31207 | 1010200002 | BRACE,FLAT,FOR CROSSARM 40x6x1,000 mm. | 2
set31207 | 1010230000 | CLAMP,SINGLE U-BOLT,M.8 (WIRE ROPE CLIP) | 1
set31207 | 1030000002 | INSULATOR,PIN TYPE,TYPE C (CLASS 56-3)TIS.279 | 3
set31207 | 1030100001 | PIN,INSULATOR,33 KV.SHANK 165 MM.LEAD HEAD 35 MM.(1 3/8") | 3
set31208 | 1000110002 | CROSSARM,PRESTRESSED CONCRETE,SPUN,H.T. 120X120X3,000 MM. | 2
set31208 | 1010100000 | WIRE,STEEL SOLID DIA. 4.0 mm.TIS.71 | 0.7
set31208 | 1010100002 | WIRE,STEEL STRANDED 25 sq.mm.TIS.404 | 2.5
set31208 | 1010110201 | BOLT,MACHINE M.16x170 mm. | 2
set31208 | 1010110203 | BOLT,MACHINE M.16x250 mm. | 1
set31208 | 1010110208 | BOLT,MACHINE M.16x500 mm. | 1
set31208 | 1010120002 | BOLT,DOUBLE ARMING,M.16x500 mm. | 2
set31208 | 1010180100 | WASHER,PLAIN,SQUARE,LARGE 52x52x4.5 mm.HOLE DIA. 18 MM. TIS.258 | 13
set31208 | 1010180201 | WASHER,SQUARE,CURVED 60x60x5 mm.HOLE DIA. 22 mm. | 6
set31208 | 1010180301 | WASHER,LOCK,SPRING,SIZE 16 mm.,GENERAL PURPOSE,TIS.259 | 1
set31208 | 1010200002 | BRACE,FLAT,FOR CROSSARM 40x6x1,000 mm. | 2
set31208 | 1010230000 | CLAMP,SINGLE U-BOLT,M.8 (WIRE ROPE CLIP) | 1
set31208 | 1030000002 | INSULATOR,PIN TYPE,TYPE C (CLASS 56-3)TIS.279 | 6
set31208 | 1030100001 | PIN,INSULATOR,33 KV.SHANK 165 MM.LEAD HEAD 35 MM.(1 3/8") | 6
set31209 | 1000110004 | CROSSARM,PRESTRESSED CONCRETE,SPUN(FOR DEAD-ENDING) 120X120X2,50 | 2
set31209 | 1010100000 | WIRE,STEEL SOLID DIA. 4.0 mm.TIS.71 | 0.4
set31209 | 1010100002 | WIRE,STEEL STRANDED 25 sq.mm.TIS.404 | 2.5
set31209 | 1010110201 | BOLT,MACHINE M.16x170 mm. | 2
set31209 | 1010110203 | BOLT,MACHINE M.16x250 mm. | 1
set31209 | 1010130002 | BOLT,DOUBLE ARMING,ROUND EYE M.16x500 mm. | 3
set31209 | 1010180001 | NUT,EYE M.16 DIN 582 | 3
set31209 | 1010180100 | WASHER,PLAIN,SQUARE,LARGE 52x52x4.5 mm.HOLE DIA. 18 MM. TIS.258 | 13
set31209 | 1010180201 | WASHER,SQUARE,CURVED 60x60x5 mm.HOLE DIA. 22 mm. | 3
set31209 | 1010200002 | BRACE,FLAT,FOR CROSSARM 40x6x1,000 mm. | 2
set31209 | 1010230000 | CLAMP,SINGLE U-BOLT,M.8 (WIRE ROPE CLIP) | 1
set31209 | 1030000002 | INSULATOR,PIN TYPE,TYPE C (CLASS 56-3)TIS.279 | 3
set31209 | 1030020002 | INSULATOR,SUSPENSION TYPE D (CLASS 52-4)TIS.354 | 18
set31209 | 1030100001 | PIN,INSULATOR,33 KV.SHANK 165 MM.LEAD HEAD 35 MM.(1 3/8") | 3
set31210 | 1000110004 | CROSSARM,PRESTRESSED CONCRETE,SPUN(FOR DEAD-ENDING) 120X120X2,50 | 2
set31210 | 1010110201 | BOLT,MACHINE M.16x170 mm. | 2
set31210 | 1010110203 | BOLT,MACHINE M.16x250 mm. | 1
set31210 | 1010130002 | BOLT,DOUBLE ARMING,ROUND EYE M.16x500 mm. | 3
set31210 | 1010180001 | NUT,EYE M.16 DIN 582 | 3
set31210 | 1010180100 | WASHER,PLAIN,SQUARE,LARGE 52x52x4.5 mm.HOLE DIA. 18 MM. TIS.258 | 13
set31210 | 1010200002 | BRACE,FLAT,FOR CROSSARM 40x6x1,000 mm. | 2
set31210 | 1030020002 | INSULATOR,SUSPENSION TYPE D (CLASS 52-4)TIS.354 | 18
set31211 | 1000110004 | CROSSARM,PRESTRESSED CONCRETE,SPUN(FOR DEAD-ENDING) 120X120X2,50 | 2
set31211 | 1010100000 | WIRE,STEEL SOLID DIA. 4.0 mm.TIS.71 | 0.4
set31211 | 1010100002 | WIRE,STEEL STRANDED 25 sq.mm.TIS.404 | 2.5
set31211 | 1010110201 | BOLT,MACHINE M.16x170 mm. | 4
set31211 | 1010110203 | BOLT,MACHINE M.16x250 mm. | 1
set31211 | 1010130002 | BOLT,DOUBLE ARMING,ROUND EYE M.16x500 mm. | 3
set31211 | 1010180100 | WASHER,PLAIN,SQUARE,LARGE 52x52x4.5 mm.HOLE DIA. 18 MM. TIS.258 | 14
set31211 | 1010180201 | WASHER,SQUARE,CURVED 60x60x5 mm.HOLE DIA. 22 mm. | 3
set31211 | 1010200002 | BRACE,FLAT,FOR CROSSARM 40x6x1,000 mm. | 4
set31211 | 1010230000 | CLAMP,SINGLE U-BOLT,M.8 (WIRE ROPE CLIP) | 1
set31211 | 1030000002 | INSULATOR,PIN TYPE,TYPE C (CLASS 56-3)TIS.279 | 3
set31211 | 1030020002 | INSULATOR,SUSPENSION TYPE D (CLASS 52-4)TIS.354 | 9
set31211 | 1030100001 | PIN,INSULATOR,33 KV.SHANK 165 MM.LEAD HEAD 35 MM.(1 3/8") | 3
set31212 | 1000110004 | CROSSARM,PRESTRESSED CONCRETE,SPUN(FOR DEAD-ENDING) 120X120X2,50 | 2
set31212 | 1010110201 | BOLT,MACHINE M.16x170 mm. | 4
set31212 | 1010110203 | BOLT,MACHINE M.16x250 mm. | 1
set31212 | 1010130002 | BOLT,DOUBLE ARMING,ROUND EYE M.16x500 mm. | 3
set31212 | 1010180100 | WASHER,PLAIN,SQUARE,LARGE 52x52x4.5 mm.HOLE DIA. 18 MM. TIS.258 | 14
set31212 | 1010200002 | BRACE,FLAT,FOR CROSSARM 40x6x1,000 mm. | 4
set31212 | 1030020002 | INSULATOR,SUSPENSION TYPE D (CLASS 52-4)TIS.354 | 9
set31213 | 1000110004 | CROSSARM,PRESTRESSED CONCRETE,SPUN(FOR DEAD-ENDING) 120X120X2,50 | 2
set31213 | 1010100000 | WIRE,STEEL SOLID DIA. 4.0 mm.TIS.71 | 0.2
set31213 | 1010110201 | BOLT,MACHINE M.16x170 mm. | 4
set31213 | 1010110204 | BOLT,MACHINE M.16x300 mm. | 1
set31213 | 1010130003 | BOLT,DOUBLE ARMING,ROUND EYE M.16x600 mm. | 3
set31213 | 1010140001 | BOLT, ROUNG EYE M 16X200 MM. | 1
set31213 | 1010180100 | WASHER,PLAIN,SQUARE,LARGE 52x52x4.5 mm.HOLE DIA. 18 MM. TIS.258 | 16
set31213 | 1010180201 | WASHER,SQUARE,CURVED 60x60x5 mm.HOLE DIA. 22 mm. | 1
set31213 | 1010200002 | BRACE,FLAT,FOR CROSSARM 40x6x1,000 mm. | 4
set31213 | 1010210304 | THIMBLE,GUY,FOR STEEL WIRE 50-95 sq.mm. | 1
set31213 | 1010230000 | CLAMP,SINGLE U-BOLT,M.8 (WIRE ROPE CLIP) | 6
set31213 | 1030000002 | INSULATOR,PIN TYPE,TYPE C (CLASS 56-3)TIS.279 | 1
set31213 | 1030020002 | INSULATOR,SUSPENSION TYPE D (CLASS 52-4)TIS.354 | 9
set31213 | 1030100001 | PIN,INSULATOR,33 KV.SHANK 165 MM.LEAD HEAD 35 MM.(1 3/8") | 1
set31214 | 1000110002 | CROSSARM,PRESTRESSED CONCRETE,SPUN,H.T. 120X120X3,000 MM. | 1
set31214 | 1010100000 | WIRE,STEEL SOLID DIA. 4.0 mm.TIS.71 | 0.35
set31214 | 1010100002 | WIRE,STEEL STRANDED 25 sq.mm.TIS.404 | 2.5
set31214 | 1010110201 | BOLT,MACHINE M.16x170 mm. | 1
set31214 | 1010110204 | BOLT,MACHINE M.16x300 mm. | 1
set31214 | 1010110205 | BOLT,MACHINE M.16x350 mm. | 1
set31214 | 1010180100 | WASHER,PLAIN,SQUARE,LARGE 52x52x4.5 mm.HOLE DIA. 18 MM. TIS.258 | 4
set31214 | 1010180201 | WASHER,SQUARE,CURVED 60x60x5 mm.HOLE DIA. 22 mm. | 3
set31214 | 1010180301 | WASHER,LOCK,SPRING,SIZE 16 mm.,GENERAL PURPOSE,TIS.259 | 1
set31214 | 1010200005 | BRACE,ALLEY ARM 50x50x6 mm. 2,350 mm.LONG | 1
set31214 | 1010230000 | CLAMP,SINGLE U-BOLT,M.8 (WIRE ROPE CLIP) | 1
set31214 | 1030000002 | INSULATOR,PIN TYPE,TYPE C (CLASS 56-3)TIS.279 | 3
set31214 | 1030100001 | PIN,INSULATOR,33 KV.SHANK 165 MM.LEAD HEAD 35 MM.(1 3/8") | 3
set31215 | 1000110002 | CROSSARM,PRESTRESSED CONCRETE,SPUN,H.T. 120X120X3,000 MM. | 2
set31215 | 1010100000 | WIRE,STEEL SOLID DIA. 4.0 mm.TIS.71 | 0.2
set31215 | 1010110203 | BOLT,MACHINE M.16x250 mm. | 1
set31215 | 1010110209 | BOLT MACHINE M.16X600 MM. | 1
set31215 | 1010130003 | BOLT,DOUBLE ARMING,ROUND EYE M.16x600 mm. | 3
set31215 | 1010140001 | BOLT, ROUNG EYE M 16X200 MM. | 1
set31215 | 1010180100 | WASHER,PLAIN,SQUARE,LARGE 52x52x4.5 mm.HOLE DIA. 18 MM. TIS.258 | 16
set31215 | 1010180201 | WASHER,SQUARE,CURVED 60x60x5 mm.HOLE DIA. 22 mm. | 1
set31215 | 1010200005 | BRACE,ALLEY ARM 50x50x6 mm. 2,350 mm.LONG | 1
set31215 | 1010210304 | THIMBLE,GUY,FOR STEEL WIRE 50-95 sq.mm. | 1
set31215 | 1010230000 | CLAMP,SINGLE U-BOLT,M.8 (WIRE ROPE CLIP) | 6
set31215 | 1030000002 | INSULATOR,PIN TYPE,TYPE C (CLASS 56-3)TIS.279 | 1
set31215 | 1030020002 | INSULATOR,SUSPENSION TYPE D (CLASS 52-4)TIS.354 | 9
set31215 | 1030100001 | PIN,INSULATOR,33 KV.SHANK 165 MM.LEAD HEAD 35 MM.(1 3/8") | 1
set31221 | 1000110001 | CROSSARM,PRESTRESSED CONCRETE,SPUN,H.T. 100X100X2,500 MM. | 1
set31221 | 1010010003 | STEEL ANGLE,OVERHEAD GROUND WIRE BAYONET 65x65x6 MM. 2,250 MM. LONG | 1
set31221 | 1010100000 | WIRE,STEEL SOLID DIA. 4.0 mm.TIS.71 | 0.4
set31221 | 1010110200 | BOLT,MACHINE M.16x130 mm. | 2
set31221 | 1010110203 | BOLT,MACHINE M.16x250 mm. | 3
set31221 | 1010110205 | BOLT,MACHINE M.16x350 mm. | 1
set31221 | 1010180100 | WASHER,PLAIN,SQUARE,LARGE 52x52x4.5 mm.HOLE DIA. 18 MM. TIS.258 | 7
set31221 | 1010180201 | WASHER,SQUARE,CURVED 60x60x5 mm.HOLE DIA. 22 mm. | 3
set31221 | 1010180300 | WASHER LOCK SPRING SIZE 12 MM. GENERAL PURPOSE TIS 259 | 1
set31221 | 1010200001 | BRACE,FLAT,FOR CROSSARM 30x6x760 mm. | 2
set31221 | 1010230000 | CLAMP,SINGLE U-BOLT,M.8 (WIRE ROPE CLIP) | 3
set31221 | 1010230205 | GROUND WIRE CLAMP,J.1152 | 1
set31221 | 1030000002 | INSULATOR,PIN TYPE,TYPE C (CLASS 56-3)TIS.279 | 3
set31221 | 1030100001 | PIN,INSULATOR,33 KV.SHANK 165 MM.LEAD HEAD 35 MM.(1 3/8") | 3
set31222 | 1000110001 | CROSSARM,PRESTRESSED CONCRETE,SPUN,H.T. 100X100X2,500 MM. | 1
set31222 | 1010000100 | STEEL CHANNEL, 100x50x5 mm. 2,250 MM.LONG | 1
set31222 | 1010100000 | WIRE,STEEL SOLID DIA. 4.0 mm.TIS.71 | 0.4
set31222 | 1010110200 | BOLT,MACHINE M.16x130 mm. | 2
set31222 | 1010110203 | BOLT,MACHINE M.16x250 mm. | 1
set31222 | 1010110205 | BOLT,MACHINE M.16x350 mm. | 3
set31222 | 1010180100 | WASHER,PLAIN,SQUARE,LARGE 52x52x4.5 mm.HOLE DIA. 18 MM. TIS.258 | 7
set31222 | 1010180201 | WASHER,SQUARE,CURVED 60x60x5 mm.HOLE DIA. 22 mm. | 3
set31222 | 1010180300 | WASHER LOCK SPRING SIZE 12 MM. GENERAL PURPOSE TIS 259 | 1
set31222 | 1010200001 | BRACE,FLAT,FOR CROSSARM 30x6x760 mm. | 2
set31222 | 1010230000 | CLAMP,SINGLE U-BOLT,M.8 (WIRE ROPE CLIP) | 3
set31222 | 1010230205 | GROUND WIRE CLAMP,J.1152 | 1
set31222 | 1030000002 | INSULATOR,PIN TYPE,TYPE C (CLASS 56-3)TIS.279 | 3
set31222 | 1030100001 | PIN,INSULATOR,33 KV.SHANK 165 MM.LEAD HEAD 35 MM.(1 3/8") | 3
set31223 | 1000110004 | CROSSARM,PRESTRESSED CONCRETE,SPUN(FOR DEAD-ENDING) 120X120X2,50 | 2
set31223 | 1010000100 | STEEL CHANNEL, 100x50x5 mm. 2,250 MM.LONG | 1
set31223 | 1010100000 | WIRE,STEEL SOLID DIA. 4.0 mm.TIS.71 | 0.4
set31223 | 1010110201 | BOLT,MACHINE M.16x170 mm. | 2
set31223 | 1010110203 | BOLT,MACHINE M.16x250 mm. | 3
set31223 | 1010130002 | BOLT,DOUBLE ARMING,ROUND EYE M.16x500 mm. | 3
set31223 | 1010140001 | BOLT, ROUNG EYE M 16X200 MM. | 1
set31223 | 1010180001 | NUT,EYE M.16 DIN 582 | 4
set31223 | 1010180100 | WASHER,PLAIN,SQUARE,LARGE 52x52x4.5 mm.HOLE DIA. 18 MM. TIS.258 | 17
set31223 | 1010180201 | WASHER,SQUARE,CURVED 60x60x5 mm.HOLE DIA. 22 mm. | 3
set31223 | 1010200001 | BRACE,FLAT,FOR CROSSARM 30x6x760 mm. | 2
set31223 | 1010210304 | THIMBLE,GUY,FOR STEEL WIRE 50-95 sq.mm. | 2
set31223 | 1010230000 | CLAMP,SINGLE U-BOLT,M.8 (WIRE ROPE CLIP) | 8
set31223 | 1030000002 | INSULATOR,PIN TYPE,TYPE C (CLASS 56-3)TIS.279 | 3
set31223 | 1030020002 | INSULATOR,SUSPENSION TYPE D (CLASS 52-4)TIS.354 | 18
set31223 | 1030100001 | PIN,INSULATOR,33 KV.SHANK 165 MM.LEAD HEAD 35 MM.(1 3/8") | 3
set31224 | 1000110004 | CROSSARM,PRESTRESSED CONCRETE,SPUN(FOR DEAD-ENDING) 120X120X2,50 | 2
set31224 | 1010000100 | STEEL CHANNEL, 100x50x5 mm. 2,250 MM.LONG | 1
set31224 | 1010110201 | BOLT,MACHINE M.16x170 mm. | 4
set31224 | 1010110203 | BOLT,MACHINE M.16x250 mm. | 3
set31224 | 1010130002 | BOLT,DOUBLE ARMING,ROUND EYE M.16x500 mm. | 3
set31224 | 1010140001 | BOLT, ROUNG EYE M 16X200 MM. | 1
set31224 | 1010180100 | WASHER,PLAIN,SQUARE,LARGE 52x52x4.5 mm.HOLE DIA. 18 MM. TIS.258 | 16
set31224 | 1010200001 | BRACE,FLAT,FOR CROSSARM 30x6x760 mm. | 4
set31224 | 1010210304 | THIMBLE,GUY,FOR STEEL WIRE 50-95 sq.mm. | 1
set31224 | 1010230000 | CLAMP,SINGLE U-BOLT,M.8 (WIRE ROPE CLIP) | 5
set31224 | 1030020002 | INSULATOR,SUSPENSION TYPE D (CLASS 52-4)TIS.354 | 9
set31231 | 1000110001 | CROSSARM,PRESTRESSED CONCRETE,SPUN,H.T. 100X100X2,500 MM. | 1
set31231 | 1010100004 | WIRE,STEEL STRANDED 50/7 sq.mm.TIS.404 | 3
set31231 | 1010110200 | BOLT,MACHINE M.16x130 mm. | 2
set31231 | 1010110201 | BOLT,MACHINE M.16x170 mm. | 1
set31231 | 1010110203 | BOLT,MACHINE M.16x250 mm. | 1
set31231 | 1010110204 | BOLT,MACHINE M.16x300 mm. | 1
set31231 | 1010180100 | WASHER,PLAIN,SQUARE,LARGE 52x52x4.5 mm.HOLE DIA. 18 MM. TIS.258 | 8
set31231 | 1010180301 | WASHER,LOCK,SPRING,SIZE 16 mm.,GENERAL PURPOSE,TIS.259 | 2
set31231 | 1010200001 | BRACE,FLAT,FOR CROSSARM 30x6x760 mm. | 2
set31231 | 1010230000 | CLAMP,SINGLE U-BOLT,M.8 (WIRE ROPE CLIP) | 4
set31231 | 1020440102 | CLAMP,GUY,TRIPLE BOLT | 1
set31231 | 1020440103 | LINK,CABLE SPACER | 1
set31232 | 1000110004 | CROSSARM,PRESTRESSED CONCRETE,SPUN(FOR DEAD-ENDING) 120X120X2,50 | 2
set31232 | 1010100000 | WIRE,STEEL SOLID DIA. 4.0 mm.TIS.71 | 1.2
set31232 | 1010110201 | BOLT,MACHINE M.16x170 mm. | 1
set31232 | 1010110204 | BOLT,MACHINE M.16x300 mm. | 1
set31232 | 1010110208 | BOLT,MACHINE M.16x500 mm. | 1
set31232 | 1010130002 | BOLT,DOUBLE ARMING,ROUND EYE M.16x500 mm. | 3
set31232 | 1010180001 | NUT,EYE M.16 DIN 582 | 3
set31232 | 1010180100 | WASHER,PLAIN,SQUARE,LARGE 52x52x4.5 mm.HOLE DIA. 18 MM. TIS.258 | 20
set31232 | 1010180201 | WASHER,SQUARE,CURVED 60x60x5 mm.HOLE DIA. 22 mm. | 6
set31232 | 1010180301 | WASHER,LOCK,SPRING,SIZE 16 mm.,GENERAL PURPOSE,TIS.259 | 4
set31232 | 1010200001 | BRACE,FLAT,FOR CROSSARM 30x6x760 mm. | 4
set31232 | 1010230000 | CLAMP,SINGLE U-BOLT,M.8 (WIRE ROPE CLIP) | 2
set31232 | 1030000002 | INSULATOR,PIN TYPE,TYPE C (CLASS 56-3)TIS.279 | 6
set31232 | 1030020002 | INSULATOR,SUSPENSION TYPE D (CLASS 52-4)TIS.354 | 18
set31232 | 1030100001 | PIN,INSULATOR,33 KV.SHANK 165 MM.LEAD HEAD 35 MM.(1 3/8") | 3
set31233 | 1000110004 | CROSSARM,PRESTRESSED CONCRETE,SPUN(FOR DEAD-ENDING) 120X120X2,50 | 2
set31233 | 1010100004 | WIRE,STEEL STRANDED 50/7 sq.mm.TIS.404 | 1.5
set31233 | 1010110201 | BOLT,MACHINE M.16x170 mm. | 2
set31233 | 1010110203 | BOLT,MACHINE M.16x250 mm. | 1
set31233 | 1010130002 | BOLT,DOUBLE ARMING,ROUND EYE M.16x500 mm. | 3
set31233 | 1010180100 | WASHER,PLAIN,SQUARE,LARGE 52x52x4.5 mm.HOLE DIA. 18 MM. TIS.258 | 15
set31233 | 1010200001 | BRACE,FLAT,FOR CROSSARM 30x6x760 mm. | 4
set31233 | 1030020002 | INSULATOR,SUSPENSION TYPE D (CLASS 52-4)TIS.354 | 9
set31234 | 1000110001 | CROSSARM,PRESTRESSED CONCRETE,SPUN,H.T. 100X100X2,500 MM. | 1
set31234 | 1010100002 | WIRE,STEEL STRANDED 25 sq.mm.TIS.404 | 3.5
set31234 | 1010110200 | BOLT,MACHINE M.16x130 mm. | 2
set31234 | 1010110201 | BOLT,MACHINE M.16x170 mm. | 1
set31234 | 1010110203 | BOLT,MACHINE M.16x250 mm. | 1
set31234 | 1010110205 | BOLT,MACHINE M.16x350 mm. | 1
set31234 | 1010180100 | WASHER,PLAIN,SQUARE,LARGE 52x52x4.5 mm.HOLE DIA. 18 MM. TIS.258 | 8
set31234 | 1010180301 | WASHER,LOCK,SPRING,SIZE 16 mm.,GENERAL PURPOSE,TIS.259 | 2
set31234 | 1010200001 | BRACE,FLAT,FOR CROSSARM 30x6x760 mm. | 2
set31234 | 1010230000 | CLAMP,SINGLE U-BOLT,M.8 (WIRE ROPE CLIP) | 4
set31234 | 1020440102 | CLAMP,GUY,TRIPLE BOLT | 1
set31234 | 1020440103 | LINK,CABLE SPACER | 1
set31235 | 1000110001 | CROSSARM,PRESTRESSED CONCRETE,SPUN,H.T. 100X100X2,500 MM. | 1
set31235 | 1010100000 | WIRE,STEEL SOLID DIA. 4.0 mm.TIS.71 | 0.4
set31235 | 1010100002 | WIRE,STEEL STRANDED 25 sq.mm.TIS.404 | 2.5
set31235 | 1010110200 | BOLT,MACHINE M.16x130 mm. | 2
set31235 | 1010110203 | BOLT,MACHINE M.16x250 mm. | 1
set31235 | 1010130000 | BOLT,DOUBLE ARMING,ROUND EYE M.16x400 mm. | 1
set31235 | 1010180001 | NUT,EYE M.16 DIN 582 | 1
set31235 | 1010180100 | WASHER,PLAIN,SQUARE,LARGE 52x52x4.5 mm.HOLE DIA. 18 MM. TIS.258 | 5
set31235 | 1010180201 | WASHER,SQUARE,CURVED 60x60x5 mm.HOLE DIA. 22 mm. | 3
set31235 | 1010180301 | WASHER,LOCK,SPRING,SIZE 16 mm.,GENERAL PURPOSE,TIS.259 | 1
set31235 | 1010200001 | BRACE,FLAT,FOR CROSSARM 30x6x760 mm. | 2
set31235 | 1010210304 | THIMBLE,GUY,FOR STEEL WIRE 50-95 sq.mm. | 2
set31235 | 1010230000 | CLAMP,SINGLE U-BOLT,M.8 (WIRE ROPE CLIP) | 13
set31235 | 1010230201 | GROUND WIRE SUPPORT AND CLAMP,FOR CONCRETE POLE | 1
set31235 | 1030000002 | INSULATOR,PIN TYPE,TYPE C (CLASS 56-3)TIS.279 | 3
set31235 | 1030100001 | PIN,INSULATOR,33 KV.SHANK 165 MM.LEAD HEAD 35 MM.(1 3/8") | 3
set31236 | 1000110001 | CROSSARM,PRESTRESSED CONCRETE,SPUN,H.T. 100X100X2,500 MM. | 1
set31236 | 1010100002 | WIRE,STEEL STRANDED 25 sq.mm.TIS.404 | 3.5
set31236 | 1010110200 | BOLT,MACHINE M.16x130 mm. | 2
set31236 | 1010110201 | BOLT,MACHINE M.16x170 mm. | 1
set31236 | 1010110204 | BOLT,MACHINE M.16x300 mm. | 1
set31236 | 1010110206 | BOLT,MACHINE M.16x400 mm. | 1
set31236 | 1010180100 | WASHER,PLAIN,SQUARE,LARGE 52x52x4.5 mm.HOLE DIA. 18 MM. TIS.258 | 8
set31236 | 1010180301 | WASHER,LOCK,SPRING,SIZE 16 mm.,GENERAL PURPOSE,TIS.259 | 2
set31236 | 1010200001 | BRACE,FLAT,FOR CROSSARM 30x6x760 mm. | 2
set31236 | 1010230000 | CLAMP,SINGLE U-BOLT,M.8 (WIRE ROPE CLIP) | 4
set31236 | 1020440102 | CLAMP,GUY,TRIPLE BOLT | 1
set31236 | 1020440103 | LINK,CABLE SPACER | 1
set31237 | 1000110001 | CROSSARM,PRESTRESSED CONCRETE,SPUN,H.T. 100X100X2,500 MM. | 1
set31237 | 1010100000 | WIRE,STEEL SOLID DIA. 4.0 mm.TIS.71 | 0.4
set31237 | 1010100002 | WIRE,STEEL STRANDED 25 sq.mm.TIS.404 | 2.5
set31237 | 1010110200 | BOLT,MACHINE M.16x130 mm. | 2
set31237 | 1010110204 | BOLT,MACHINE M.16x300 mm. | 1
set31237 | 1010130000 | BOLT,DOUBLE ARMING,ROUND EYE M.16x400 mm. | 1
set31237 | 1010180001 | NUT,EYE M.16 DIN 582 | 1
set31237 | 1010180100 | WASHER,PLAIN,SQUARE,LARGE 52x52x4.5 mm.HOLE DIA. 18 MM. TIS.258 | 5
set31237 | 1010180201 | WASHER,SQUARE,CURVED 60x60x5 mm.HOLE DIA. 22 mm. | 3
set31237 | 1010180301 | WASHER,LOCK,SPRING,SIZE 16 mm.,GENERAL PURPOSE,TIS.259 | 1
set31237 | 1010200001 | BRACE,FLAT,FOR CROSSARM 30x6x760 mm. | 2
set31237 | 1010210304 | THIMBLE,GUY,FOR STEEL WIRE 50-95 sq.mm. | 2
set31237 | 1010230000 | CLAMP,SINGLE U-BOLT,M.8 (WIRE ROPE CLIP) | 13
set31237 | 1030000002 | INSULATOR,PIN TYPE,TYPE C (CLASS 56-3)TIS.279 | 3
set31237 | 1030100001 | PIN,INSULATOR,33 KV.SHANK 165 MM.LEAD HEAD 35 MM.(1 3/8") | 3
set31238 | 1000110004 | CROSSARM,PRESTRESSED CONCRETE,SPUN(FOR DEAD-ENDING) 120X120X2,50 | 2
set31238 | 1010100000 | WIRE,STEEL SOLID DIA. 4.0 mm.TIS.71 | 1.32
set31238 | 1010110201 | BOLT,MACHINE M.16x170 mm. | 2
set31238 | 1010110205 | BOLT,MACHINE M.16x350 mm. | 1
set31238 | 1010110401 | BOLT,MACHINE,HEXAGON,M.16x550 mm. | 1
set31238 | 1010130003 | BOLT,DOUBLE ARMING,ROUND EYE M.16x600 mm. | 3
set31238 | 1010180001 | NUT,EYE M.16 DIN 582 | 3
set31238 | 1010180100 | WASHER,PLAIN,SQUARE,LARGE 52x52x4.5 mm.HOLE DIA. 18 MM. TIS.258 | 20
set31238 | 1010180201 | WASHER,SQUARE,CURVED 60x60x5 mm.HOLE DIA. 22 mm. | 6
set31238 | 1010180301 | WASHER,LOCK,SPRING,SIZE 16 mm.,GENERAL PURPOSE,TIS.259 | 4
set31238 | 1010200001 | BRACE,FLAT,FOR CROSSARM 30x6x760 mm. | 4
set31238 | 1010230000 | CLAMP,SINGLE U-BOLT,M.8 (WIRE ROPE CLIP) | 2
set31238 | 1030000002 | INSULATOR,PIN TYPE,TYPE C (CLASS 56-3)TIS.279 | 6
set31238 | 1030020002 | INSULATOR,SUSPENSION TYPE D (CLASS 52-4)TIS.354 | 18
set31238 | 1030100001 | PIN,INSULATOR,33 KV.SHANK 165 MM.LEAD HEAD 35 MM.(1 3/8") | 3
set31239 | 1000110004 | CROSSARM,PRESTRESSED CONCRETE,SPUN(FOR DEAD-ENDING) 120X120X2,50 | 2
set31239 | 1010100002 | WIRE,STEEL STRANDED 25 sq.mm.TIS.404 | 2
set31239 | 1010110201 | BOLT,MACHINE M.16x170 mm. | 2
set31239 | 1010110204 | BOLT,MACHINE M.16x300 mm. | 1
set31239 | 1010130003 | BOLT,DOUBLE ARMING,ROUND EYE M.16x600 mm. | 3
set31239 | 1010180100 | WASHER,PLAIN,SQUARE,LARGE 52x52x4.5 mm.HOLE DIA. 18 MM. TIS.258 | 15
set31239 | 1010200001 | BRACE,FLAT,FOR CROSSARM 30x6x760 mm. | 4
set31239 | 1030020002 | INSULATOR,SUSPENSION TYPE D (CLASS 52-4)TIS.354 | 9
set31240 | 1000110004 | CROSSARM,PRESTRESSED CONCRETE,SPUN(FOR DEAD-ENDING) 120X120X2,50 | 2
set31240 | 1010100000 | WIRE,STEEL SOLID DIA. 4.0 mm.TIS.71 | 0.25
set31240 | 1010110201 | BOLT,MACHINE M.16x170 mm. | 2
set31240 | 1010110205 | BOLT,MACHINE M.16x350 mm. | 1
set31240 | 1010130003 | BOLT,DOUBLE ARMING,ROUND EYE M.16x600 mm. | 3
set31240 | 1010180100 | WASHER,PLAIN,SQUARE,LARGE 52x52x4.5 mm.HOLE DIA. 18 MM. TIS.258 | 16
set31240 | 1010180201 | WASHER,SQUARE,CURVED 60x60x5 mm.HOLE DIA. 22 mm. | 2
set31240 | 1010200001 | BRACE,FLAT,FOR CROSSARM 30x6x760 mm. | 4
set31240 | 1010230000 | CLAMP,SINGLE U-BOLT,M.8 (WIRE ROPE CLIP) | 4
set31240 | 1030000002 | INSULATOR,PIN TYPE,TYPE C (CLASS 56-3)TIS.279 | 2
set31240 | 1030020002 | INSULATOR,SUSPENSION TYPE D (CLASS 52-4)TIS.354 | 9
set31240 | 1030100001 | PIN,INSULATOR,33 KV.SHANK 165 MM.LEAD HEAD 35 MM.(1 3/8") | 2
set31270 | 1010100002 | WIRE,STEEL STRANDED 25 sq.mm.TIS.404 | 0.5
set31270 | 1010110207 | BOLT,MACHINE M.16x450 mm. | 2
set31270 | 1010180201 | WASHER,SQUARE,CURVED 60x60x5 mm.HOLE DIA. 22 mm. | 1
set31270 | 1020440121 | BRACKET FOR SAC, CORNER SUPPORT, 33kV | 1
set31270 | 1030000002 | INSULATOR,PIN TYPE,TYPE C (CLASS 56-3)TIS.279 | 3
set31270 | 1030100001 | PIN,INSULATOR,33 KV.SHANK 165 MM.LEAD HEAD 35 MM.(1 3/8") | 3
set31281 | 1010100004 | WIRE,STEEL STRANDED 50/7 sq.mm.TIS.404 | 2.5
set31281 | 1010110101 | BOLE,MACHINE M. 12X50 MM. | 2
set31281 | 1010110204 | BOLT,MACHINE M.16x300 mm. | 2
set31281 | 1010180100 | WASHER,PLAIN,SQUARE,LARGE 52x52x4.5 mm.HOLE DIA. 18 MM. TIS.258 | 2
set31281 | 1010180300 | WASHER LOCK SPRING SIZE 12 MM. GENERAL PURPOSE TIS 259 | 2
set31281 | 1010230000 | CLAMP,SINGLE U-BOLT,M.8 (WIRE ROPE CLIP) | 4
set31281 | 1020440102 | CLAMP,GUY,TRIPLE BOLT | 2
set31281 | 1020440207 | ที่แขวนสายหุ้มฉนวนเต็มพิกัดตีเกลียว | 2
set31282 | 1010100004 | WIRE,STEEL STRANDED 50/7 sq.mm.TIS.404 | 2.5
set31282 | 1010100006 | WIRE,STEEL STRANDED 95 sq.mm.TIS.404 | 2
set31282 | 1010130000 | BOLT,DOUBLE ARMING,ROUND EYE M.16x400 mm. | 4
set31282 | 1010180100 | WASHER,PLAIN,SQUARE,LARGE 52x52x4.5 mm.HOLE DIA. 18 MM. TIS.258 | 8
set31282 | 1010210304 | THIMBLE,GUY,FOR STEEL WIRE 50-95 sq.mm. | 4
set31282 | 1010230000 | CLAMP,SINGLE U-BOLT,M.8 (WIRE ROPE CLIP) | 8
set31282 | 1010230001 | CLAMP,DOUBLE U-BOLT,M.16 (WIRE ROPE CLIP) | 12
set31283 | 1010100004 | WIRE,STEEL STRANDED 50/7 sq.mm.TIS.404 | 2.5
set31283 | 1010110204 | BOLT,MACHINE M.16x300 mm. | 2
set31283 | 1010130000 | BOLT,DOUBLE ARMING,ROUND EYE M.16x400 mm. | 2
set31283 | 1010180100 | WASHER,PLAIN,SQUARE,LARGE 52x52x4.5 mm.HOLE DIA. 18 MM. TIS.258 | 6
set31283 | 1010210304 | THIMBLE,GUY,FOR STEEL WIRE 50-95 sq.mm. | 2
set31283 | 1010230000 | CLAMP,SINGLE U-BOLT,M.8 (WIRE ROPE CLIP) | 4
set31283 | 1010230001 | CLAMP,DOUBLE U-BOLT,M.16 (WIRE ROPE CLIP) | 6
set31283 | 1020440102 | CLAMP,GUY,TRIPLE BOLT | 2
set31283 | 1020440207 | ที่แขวนสายหุ้มฉนวนเต็มพิกัดตีเกลียว | 2
set31301 | 1010000302 | STEEL CHANNEL, 150x75x6.5 MM. 4,500 MM.LONG | 2
set31301 | 1010110202 | BOLT,MACHINE M.16x200 mm. | 2
set31301 | 1010110208 | BOLT,MACHINE M.16x500 mm. | 1
set31301 | 1010110209 | BOLT MACHINE M.16X600 MM. | 1
set31301 | 1010130003 | BOLT,DOUBLE ARMING,ROUND EYE M.16x600 mm. | 6
set31301 | 1010180001 | NUT,EYE M.16 DIN 582 | 6
set31301 | 1010180100 | WASHER,PLAIN,SQUARE,LARGE 52x52x4.5 mm.HOLE DIA. 18 MM. TIS.258 | 28
set31301 | 1010200007 | BRACE,ANGLE STEEL 50x50x6 mm. 1,800 mm.WIDE 450 mm.DROP | 2
set31301 | 1010230000 | CLAMP,SINGLE U-BOLT,M.8 (WIRE ROPE CLIP) | 3
set31301 | 1030000002 | INSULATOR,PIN TYPE,TYPE C (CLASS 56-3)TIS.279 | 6
set31301 | 1030020002 | INSULATOR,SUSPENSION TYPE D (CLASS 52-4)TIS.354 | 36
set31301 | 1030100001 | PIN,INSULATOR,33 KV.SHANK 165 MM.LEAD HEAD 35 MM.(1 3/8") | 6
set31302 | 1010000302 | STEEL CHANNEL, 150x75x6.5 MM. 4,500 MM.LONG | 2
set31302 | 1010110202 | BOLT,MACHINE M.16x200 mm. | 2
set31302 | 1010110208 | BOLT,MACHINE M.16x500 mm. | 1
set31302 | 1010110209 | BOLT MACHINE M.16X600 MM. | 1
set31302 | 1010130003 | BOLT,DOUBLE ARMING,ROUND EYE M.16x600 mm. | 6
set31302 | 1010180100 | WASHER,PLAIN,SQUARE,LARGE 52x52x4.5 mm.HOLE DIA. 18 MM. TIS.258 | 28
set31302 | 1010200007 | BRACE,ANGLE STEEL 50x50x6 mm. 1,800 mm.WIDE 450 mm.DROP | 2
set31302 | 1010230000 | CLAMP,SINGLE U-BOLT,M.8 (WIRE ROPE CLIP) | 3
set31302 | 1030000002 | INSULATOR,PIN TYPE,TYPE C (CLASS 56-3)TIS.279 | 6
set31302 | 1030020002 | INSULATOR,SUSPENSION TYPE D (CLASS 52-4)TIS.354 | 18
set31302 | 1030100001 | PIN,INSULATOR,33 KV.SHANK 165 MM.LEAD HEAD 35 MM.(1 3/8") | 6
set31303 | 1010000302 | STEEL CHANNEL, 150x75x6.5 MM. 4,500 MM.LONG | 2
set31303 | 1010110202 | BOLT,MACHINE M.16x200 mm. | 2
set31303 | 1010110208 | BOLT,MACHINE M.16x500 mm. | 1
set31303 | 1010110209 | BOLT MACHINE M.16X600 MM. | 1
set31303 | 1010130003 | BOLT,DOUBLE ARMING,ROUND EYE M.16x600 mm. | 6
set31303 | 1010180100 | WASHER,PLAIN,SQUARE,LARGE 52x52x4.5 mm.HOLE DIA. 18 MM. TIS.258 | 28
set31303 | 1010200007 | BRACE,ANGLE STEEL 50x50x6 mm. 1,800 mm.WIDE 450 mm.DROP | 2
set31303 | 1010230000 | CLAMP,SINGLE U-BOLT,M.8 (WIRE ROPE CLIP) | 3
set31303 | 1030020002 | INSULATOR,SUSPENSION TYPE D (CLASS 52-4)TIS.354 | 18
set31701 | 1010000100 | STEEL CHANNEL, 100x50x5 mm. 2,250 MM.LONG | 4
set31701 | 1010000302 | STEEL CHANNEL, 150x75x6.5 MM. 4,500 MM.LONG | 4
set31701 | 1010010100 | STEEL ANGLE 75x75x6 MM. 3,500 MM.LONG | 4
set31701 | 1010050005 | PIPE,STEEL,SIZE 20, 230 MM.LONG TIS.277 BUT WITHOUT THREADED END | 3
set31701 | 1010050006 | PIPE STEEL,SIZE 20 TYPE 2, 300 MM.LONG TIS.277 BUT WITHOUT THREADED END | 4
set31701 | 1010050007 | PIPE STEEL,SIZE 20 TYPE 2, 350 MM.LONG TIS.277 BUT WITHOUT THREADED END | 1
set31701 | 1010110200 | BOLT,MACHINE M.16x130 mm. | 12
set31701 | 1010110203 | BOLT,MACHINE M.16x250 mm. | 8
set31701 | 1010110204 | BOLT,MACHINE M.16x300 mm. | 4
set31701 | 1010110205 | BOLT,MACHINE M.16x350 mm. | 2
set31701 | 1010110206 | BOLT,MACHINE M.16x400 mm. | 2
set31701 | 1010120000 | BOLT,DOUBLE ARMING,M.16x400 mm. | 8
set31701 | 1010140001 | BOLT, ROUNG EYE M 16X200 MM. | 2
set31701 | 1010180001 | NUT,EYE M.16 DIN 582 | 14
set31701 | 1010180100 | WASHER,PLAIN,SQUARE,LARGE 52x52x4.5 mm.HOLE DIA. 18 MM. TIS.258 | 18
set31701 | 1010180301 | WASHER,LOCK,SPRING,SIZE 16 mm.,GENERAL PURPOSE,TIS.259 | 4
set31701 | 1010200002 | BRACE,FLAT,FOR CROSSARM 40x6x1,000 mm. | 4
set31701 | 1010210304 | THIMBLE,GUY,FOR STEEL WIRE 50-95 sq.mm. | 4
set31701 | 1010230000 | CLAMP,SINGLE U-BOLT,M.8 (WIRE ROPE CLIP) | 20
set31701 | 1030020002 | INSULATOR,SUSPENSION TYPE D (CLASS 52-4)TIS.354 | 36
set31702 | 1010000100 | STEEL CHANNEL, 100x50x5 mm. 2,250 MM.LONG | 4
set31702 | 1010000302 | STEEL CHANNEL, 150x75x6.5 MM. 4,500 MM.LONG | 4
set31702 | 1010010100 | STEEL ANGLE 75x75x6 MM. 3,500 MM.LONG | 4
set31702 | 1010050005 | PIPE,STEEL,SIZE 20, 230 MM.LONG TIS.277 BUT WITHOUT THREADED END | 1
set31702 | 1010050006 | PIPE STEEL,SIZE 20 TYPE 2, 300 MM.LONG TIS.277 BUT WITHOUT THREADED END | 4
set31702 | 1010050007 | PIPE STEEL,SIZE 20 TYPE 2, 350 MM.LONG TIS.277 BUT WITHOUT THREADED END | 3
set31702 | 1010110200 | BOLT,MACHINE M.16x130 mm. | 12
set31702 | 1010110203 | BOLT,MACHINE M.16x250 mm. | 6
set31702 | 1010110204 | BOLT,MACHINE M.16x300 mm. | 4
set31702 | 1010110205 | BOLT,MACHINE M.16x350 mm. | 4
set31702 | 1010110206 | BOLT,MACHINE M.16x400 mm. | 2
set31702 | 1010120000 | BOLT,DOUBLE ARMING,M.16x400 mm. | 8
set31702 | 1010140001 | BOLT, ROUNG EYE M 16X200 MM. | 2
set31702 | 1010180001 | NUT,EYE M.16 DIN 582 | 14
set31702 | 1010180100 | WASHER,PLAIN,SQUARE,LARGE 52x52x4.5 mm.HOLE DIA. 18 MM. TIS.258 | 16
set31702 | 1010180301 | WASHER,LOCK,SPRING,SIZE 16 mm.,GENERAL PURPOSE,TIS.259 | 4
set31702 | 1010200002 | BRACE,FLAT,FOR CROSSARM 40x6x1,000 mm. | 4
set31702 | 1010210304 | THIMBLE,GUY,FOR STEEL WIRE 50-95 sq.mm. | 4
set31702 | 1010230000 | CLAMP,SINGLE U-BOLT,M.8 (WIRE ROPE CLIP) | 20
set31702 | 1030020002 | INSULATOR,SUSPENSION TYPE D (CLASS 52-4)TIS.354 | 36
set31703 | 1010000303 | STEEL CHANNEL,150X75X6.5 MM.6,000 MM.LONG | 4
set31703 | 1010010102 | STEEL ANGLE 75X75X6 MM. 4,500 MM.LONG | 6
set31703 | 1010050003 | PIPE,STEEL,SIZE 20,TYPE 2, 180 MM.LONG TIS.277 BUT WITHOUT THREADED END | 2
set31703 | 1010110201 | BOLT,MACHINE M.16x170 mm. | 12
set31703 | 1010110202 | BOLT,MACHINE M.16x200 mm. | 56
set31703 | 1010110205 | BOLT,MACHINE M.16x350 mm. | 12
set31703 | 1010110206 | BOLT,MACHINE M.16x400 mm. | 6
set31703 | 1010110302 | BOLT,MACHINE M.20X450 MM. | 4
set31703 | 1010120000 | BOLT,DOUBLE ARMING,M.16x400 mm. | 1
set31703 | 1010120001 | BOLT,DOUBLE ARMING,M.16x450 mm. | 2
set31703 | 1010120003 | BOLT,DOUBLE ARMING,M.16X550 MM. | 6
set31703 | 1010140001 | BOLT, ROUNG EYE M 16X200 MM. | 2
set31703 | 1010180001 | NUT,EYE M.16 DIN 582 | 14
set31703 | 1010180100 | WASHER,PLAIN,SQUARE,LARGE 52x52x4.5 mm.HOLE DIA. 18 MM. TIS.258 | 12
set31703 | 1010180301 | WASHER,LOCK,SPRING,SIZE 16 mm.,GENERAL PURPOSE,TIS.259 | 56
set31703 | 1010180302 | WASHER,LOCK,SPRING,SIZE 20 MM.,GENERAL PURPOSE,TIS.259 | 4
set31703 | 1010200002 | BRACE,FLAT,FOR CROSSARM 40x6x1,000 mm. | 74
set31703 | 1010210304 | THIMBLE,GUY,FOR STEEL WIRE 50-95 sq.mm. | 4
set31703 | 1010230000 | CLAMP,SINGLE U-BOLT,M.8 (WIRE ROPE CLIP) | 20
set31703 | 1030020002 | INSULATOR,SUSPENSION TYPE D (CLASS 52-4)TIS.354 | 36
set32181 | 1000110001 | CROSSARM,PRESTRESSED CONCRETE,SPUN,H.T. 100X100X2,500 MM. | 1
set32181 | 1010010003 | STEEL ANGLE,OVERHEAD GROUND WIRE BAYONET 65x65x6 MM. 2,250 MM. LONG | 1
set32181 | 1010100000 | WIRE,STEEL SOLID DIA. 4.0 mm.TIS.71 | 0.4
set32181 | 1010110200 | BOLT,MACHINE M.16x130 mm. | 2
set32181 | 1010110204 | BOLT,MACHINE M.16x300 mm. | 3
set32181 | 1010110206 | BOLT,MACHINE M.16x400 mm. | 1
set32181 | 1010180100 | WASHER,PLAIN,SQUARE,LARGE 52x52x4.5 mm.HOLE DIA. 18 MM. TIS.258 | 7
set32181 | 1010180300 | WASHER LOCK SPRING SIZE 12 MM. GENERAL PURPOSE TIS 259 | 1
set32181 | 1010200001 | BRACE,FLAT,FOR CROSSARM 30x6x760 mm. | 2
set32181 | 1010230000 | CLAMP,SINGLE U-BOLT,M.8 (WIRE ROPE CLIP) | 3
set32181 | 1010230205 | GROUND WIRE CLAMP,J.1152 | 1
set32181 | 1030000002 | INSULATOR,PIN TYPE,TYPE C (CLASS 56-3)TIS.279 | 3
set32181 | 1030100001 | PIN,INSULATOR,33 KV.SHANK 165 MM.LEAD HEAD 35 MM.(1 3/8") | 3
set32182 | 1000110001 | CROSSARM,PRESTRESSED CONCRETE,SPUN,H.T. 100X100X2,500 MM. | 1
set32182 | 1010000100 | STEEL CHANNEL, 100x50x5 mm. 2,250 MM.LONG | 1
set32182 | 1010100000 | WIRE,STEEL SOLID DIA. 4.0 mm.TIS.71 | 0.4
set32182 | 1010110200 | BOLT,MACHINE M.16x130 mm. | 2
set32182 | 1010110204 | BOLT,MACHINE M.16x300 mm. | 1
set32182 | 1010110206 | BOLT,MACHINE M.16x400 mm. | 3
set32182 | 1010180100 | WASHER,PLAIN,SQUARE,LARGE 52x52x4.5 mm.HOLE DIA. 18 MM. TIS.258 | 7
set32182 | 1010180300 | WASHER LOCK SPRING SIZE 12 MM. GENERAL PURPOSE TIS 259 | 1
set32182 | 1010200001 | BRACE,FLAT,FOR CROSSARM 30x6x760 mm. | 2
set32182 | 1010230000 | CLAMP,SINGLE U-BOLT,M.8 (WIRE ROPE CLIP) | 3
set32182 | 1010230205 | GROUND WIRE CLAMP,J.1152 | 1
set32182 | 1030000002 | INSULATOR,PIN TYPE,TYPE C (CLASS 56-3)TIS.279 | 3
set32182 | 1030100001 | PIN,INSULATOR,33 KV.SHANK 165 MM.LEAD HEAD 35 MM.(1 3/8") | 3
set32183 | 1000110004 | CROSSARM,PRESTRESSED CONCRETE,SPUN(FOR DEAD-ENDING) 120X120X2,50 | 2
set32183 | 1010000100 | STEEL CHANNEL, 100x50x5 mm. 2,250 MM.LONG | 1
set32183 | 1010100000 | WIRE,STEEL SOLID DIA. 4.0 mm.TIS.71 | 0.4
set32183 | 1010110201 | BOLT,MACHINE M.16x170 mm. | 2
set32183 | 1010110204 | BOLT,MACHINE M.16x300 mm. | 3
set32183 | 1010130003 | BOLT,DOUBLE ARMING,ROUND EYE M.16x600 mm. | 3
set32183 | 1010140001 | BOLT, ROUNG EYE M 16X200 MM. | 1
set32183 | 1010180001 | NUT,EYE M.16 DIN 582 | 4
set32183 | 1010180100 | WASHER,PLAIN,SQUARE,LARGE 52x52x4.5 mm.HOLE DIA. 18 MM. TIS.258 | 17
set32183 | 1010180201 | WASHER,SQUARE,CURVED 60x60x5 mm.HOLE DIA. 22 mm. | 3
set32183 | 1010200001 | BRACE,FLAT,FOR CROSSARM 30x6x760 mm. | 2
set32183 | 1010210304 | THIMBLE,GUY,FOR STEEL WIRE 50-95 sq.mm. | 2
set32183 | 1010230000 | CLAMP,SINGLE U-BOLT,M.8 (WIRE ROPE CLIP) | 8
set32183 | 1030000002 | INSULATOR,PIN TYPE,TYPE C (CLASS 56-3)TIS.279 | 3
set32183 | 1030020002 | INSULATOR,SUSPENSION TYPE D (CLASS 52-4)TIS.354 | 18
set32183 | 1030100001 | PIN,INSULATOR,33 KV.SHANK 165 MM.LEAD HEAD 35 MM.(1 3/8") | 3
set32186 | 1000110004 | CROSSARM,PRESTRESSED CONCRETE,SPUN(FOR DEAD-ENDING) 120X120X2,50 | 2
set32186 | 1010000100 | STEEL CHANNEL, 100x50x5 mm. 2,250 MM.LONG | 1
set32186 | 1010110201 | BOLT,MACHINE M.16x170 mm. | 4
set32186 | 1010110204 | BOLT,MACHINE M.16x300 mm. | 3
set32186 | 1010130003 | BOLT,DOUBLE ARMING,ROUND EYE M.16x600 mm. | 3
set32186 | 1010140001 | BOLT, ROUNG EYE M 16X200 MM. | 1
set32186 | 1010180100 | WASHER,PLAIN,SQUARE,LARGE 52x52x4.5 mm.HOLE DIA. 18 MM. TIS.258 | 16
set32186 | 1010200001 | BRACE,FLAT,FOR CROSSARM 30x6x760 mm. | 4
set32186 | 1010210304 | THIMBLE,GUY,FOR STEEL WIRE 50-95 sq.mm. | 2
set32186 | 1010230000 | CLAMP,SINGLE U-BOLT,M.8 (WIRE ROPE CLIP) | 5
set32186 | 1030020002 | INSULATOR,SUSPENSION TYPE D (CLASS 52-4)TIS.354 | 9
set32187 | 1000110004 | CROSSARM,PRESTRESSED CONCRETE,SPUN(FOR DEAD-ENDING) 120X120X2,50 | 2
set32187 | 1010100000 | WIRE,STEEL SOLID DIA. 4.0 mm.TIS.71 | 0.3
set32187 | 1010110201 | BOLT,MACHINE M.16x170 mm. | 4
set32187 | 1010110204 | BOLT,MACHINE M.16x300 mm. | 1
set32187 | 1010130003 | BOLT,DOUBLE ARMING,ROUND EYE M.16x600 mm. | 3
set32187 | 1010140001 | BOLT, ROUNG EYE M 16X200 MM. | 1
set32187 | 1010180100 | WASHER,PLAIN,SQUARE,LARGE 52x52x4.5 mm.HOLE DIA. 18 MM. TIS.258 | 16
set32187 | 1010180201 | WASHER,SQUARE,CURVED 60x60x5 mm.HOLE DIA. 22 mm. | 2
set32187 | 1010200001 | BRACE,FLAT,FOR CROSSARM 30x6x760 mm. | 4
set32187 | 1010210304 | THIMBLE,GUY,FOR STEEL WIRE 50-95 sq.mm. | 1
set32187 | 1010230000 | CLAMP,SINGLE U-BOLT,M.8 (WIRE ROPE CLIP) | 6
set32187 | 1030000002 | INSULATOR,PIN TYPE,TYPE C (CLASS 56-3)TIS.279 | 2
set32187 | 1030020002 | INSULATOR,SUSPENSION TYPE D (CLASS 52-4)TIS.354 | 9
set32187 | 1030100001 | PIN,INSULATOR,33 KV.SHANK 165 MM.LEAD HEAD 35 MM.(1 3/8") | 2
set32281 | 1000110001 | CROSSARM,PRESTRESSED CONCRETE,SPUN,H.T. 100X100X2,500 MM. | 1
set32281 | 1010100000 | WIRE,STEEL SOLID DIA. 4.0 mm.TIS.71 | 0.4
set32281 | 1010100002 | WIRE,STEEL STRANDED 25 sq.mm.TIS.404 | 2
set32281 | 1010110200 | BOLT,MACHINE M.16x130 mm. | 2
set32281 | 1010110204 | BOLT,MACHINE M.16x300 mm. | 1
set32281 | 1010110206 | BOLT,MACHINE M.16x400 mm. | 1
set32281 | 1010180100 | WASHER,PLAIN,SQUARE,LARGE 52x52x4.5 mm.HOLE DIA. 18 MM. TIS.258 | 5
set32281 | 1010180201 | WASHER,SQUARE,CURVED 60x60x5 mm.HOLE DIA. 22 mm. | 3
set32281 | 1010180300 | WASHER LOCK SPRING SIZE 12 MM. GENERAL PURPOSE TIS 259 | 1
set32281 | 1010200001 | BRACE,FLAT,FOR CROSSARM 30x6x760 mm. | 2
set32281 | 1010230000 | CLAMP,SINGLE U-BOLT,M.8 (WIRE ROPE CLIP) | 1
set32281 | 1030000002 | INSULATOR,PIN TYPE,TYPE C (CLASS 56-3)TIS.279 | 3
set32281 | 1030100001 | PIN,INSULATOR,33 KV.SHANK 165 MM.LEAD HEAD 35 MM.(1 3/8") | 3
set32283 | 1000110004 | CROSSARM,PRESTRESSED CONCRETE,SPUN(FOR DEAD-ENDING) 120X120X2,50 | 2
set32283 | 1010100000 | WIRE,STEEL SOLID DIA. 4.0 mm.TIS.71 | 0.4
set32283 | 1010100002 | WIRE,STEEL STRANDED 25 sq.mm.TIS.404 | 2
set32283 | 1010110201 | BOLT,MACHINE M.16x170 mm. | 1
set32283 | 1010110204 | BOLT,MACHINE M.16x300 mm. | 1
set32283 | 1010130003 | BOLT,DOUBLE ARMING,ROUND EYE M.16x600 mm. | 4
set32283 | 1010180001 | NUT,EYE M.16 DIN 582 | 3
set32283 | 1010180100 | WASHER,PLAIN,SQUARE,LARGE 52x52x4.5 mm.HOLE DIA. 18 MM. TIS.258 | 16
set32283 | 1010180201 | WASHER,SQUARE,CURVED 60x60x5 mm.HOLE DIA. 22 mm. | 3
set32283 | 1010200001 | BRACE,FLAT,FOR CROSSARM 30x6x760 mm. | 2
set32283 | 1010230000 | CLAMP,SINGLE U-BOLT,M.8 (WIRE ROPE CLIP) | 1
set32283 | 1030000002 | INSULATOR,PIN TYPE,TYPE C (CLASS 56-3)TIS.279 | 3
set32283 | 1030020002 | INSULATOR,SUSPENSION TYPE D (CLASS 52-4)TIS.354 | 18
set32283 | 1030100001 | PIN,INSULATOR,33 KV.SHANK 165 MM.LEAD HEAD 35 MM.(1 3/8") | 3
set32286 | 1000110004 | CROSSARM,PRESTRESSED CONCRETE,SPUN(FOR DEAD-ENDING) 120X120X2,50 | 2
set32286 | 1010110201 | BOLT,MACHINE M.16x170 mm. | 4
set32286 | 1010110205 | BOLT,MACHINE M.16x350 mm. | 1
set32286 | 1010130003 | BOLT,DOUBLE ARMING,ROUND EYE M.16x600 mm. | 3
set32286 | 1010180100 | WASHER,PLAIN,SQUARE,LARGE 52x52x4.5 mm.HOLE DIA. 18 MM. TIS.258 | 14
set32286 | 1010200001 | BRACE,FLAT,FOR CROSSARM 30x6x760 mm. | 4
set32286 | 1030020002 | INSULATOR,SUSPENSION TYPE D (CLASS 52-4)TIS.354 | 9
set32287 | 1000110004 | CROSSARM,PRESTRESSED CONCRETE,SPUN(FOR DEAD-ENDING) 120X120X2,50 | 2
set32287 | 1010100000 | WIRE,STEEL SOLID DIA. 4.0 mm.TIS.71 | 0.3
set32287 | 1010110201 | BOLT,MACHINE M.16x170 mm. | 4
set32287 | 1010110205 | BOLT,MACHINE M.16x350 mm. | 1
set32287 | 1010130003 | BOLT,DOUBLE ARMING,ROUND EYE M.16x600 mm. | 3
set32287 | 1010140001 | BOLT, ROUNG EYE M 16X200 MM. | 1
set32287 | 1010180100 | WASHER,PLAIN,SQUARE,LARGE 52x52x4.5 mm.HOLE DIA. 18 MM. TIS.258 | 16
set32287 | 1010180201 | WASHER,SQUARE,CURVED 60x60x5 mm.HOLE DIA. 22 mm. | 2
set32287 | 1010200001 | BRACE,FLAT,FOR CROSSARM 30x6x760 mm. | 4
set32287 | 1010210304 | THIMBLE,GUY,FOR STEEL WIRE 50-95 sq.mm. | 1
set32287 | 1010230000 | CLAMP,SINGLE U-BOLT,M.8 (WIRE ROPE CLIP) | 6
set32287 | 1030000002 | INSULATOR,PIN TYPE,TYPE C (CLASS 56-3)TIS.279 | 2
set32287 | 1030020002 | INSULATOR,SUSPENSION TYPE D (CLASS 52-4)TIS.354 | 9
set32287 | 1030100001 | PIN,INSULATOR,33 KV.SHANK 165 MM.LEAD HEAD 35 MM.(1 3/8") | 2
set32381 | 1000110001 | CROSSARM,PRESTRESSED CONCRETE,SPUN,H.T. 100X100X2,500 MM. | 1
set32381 | 1010100002 | WIRE,STEEL STRANDED 25 sq.mm.TIS.404 | 2.5
set32381 | 1010110200 | BOLT,MACHINE M.16x130 mm. | 2
set32381 | 1010110201 | BOLT,MACHINE M.16x170 mm. | 1
set32381 | 1010110205 | BOLT,MACHINE M.16x350 mm. | 1
set32381 | 1010110206 | BOLT,MACHINE M.16x400 mm. | 1
set32381 | 1010180100 | WASHER,PLAIN,SQUARE,LARGE 52x52x4.5 mm.HOLE DIA. 18 MM. TIS.258 | 8
set32381 | 1010180301 | WASHER,LOCK,SPRING,SIZE 16 mm.,GENERAL PURPOSE,TIS.259 | 2
set32381 | 1010200001 | BRACE,FLAT,FOR CROSSARM 30x6x760 mm. | 2
set32381 | 1010230000 | CLAMP,SINGLE U-BOLT,M.8 (WIRE ROPE CLIP) | 3
set32381 | 1020440102 | CLAMP,GUY,TRIPLE BOLT | 1
set32381 | 1020440103 | LINK,CABLE SPACER | 1
set32383 | 1000110004 | CROSSARM,PRESTRESSED CONCRETE,SPUN(FOR DEAD-ENDING) 120X120X2,50 | 2
set32383 | 1010100000 | WIRE,STEEL SOLID DIA. 4.0 mm.TIS.71 | 1.2
set32383 | 1010110201 | BOLT,MACHINE M.16x170 mm. | 2
set32383 | 1010110205 | BOLT,MACHINE M.16x350 mm. | 1
set32383 | 1010110209 | BOLT MACHINE M.16X600 MM. | 1
set32383 | 1010130003 | BOLT,DOUBLE ARMING,ROUND EYE M.16x600 mm. | 3
set32383 | 1010180001 | NUT,EYE M.16 DIN 582 | 3
set32383 | 1010180100 | WASHER,PLAIN,SQUARE,LARGE 52x52x4.5 mm.HOLE DIA. 18 MM. TIS.258 | 20
set32383 | 1010180201 | WASHER,SQUARE,CURVED 60x60x5 mm.HOLE DIA. 22 mm. | 6
set32383 | 1010180301 | WASHER,LOCK,SPRING,SIZE 16 mm.,GENERAL PURPOSE,TIS.259 | 4
set32383 | 1010200001 | BRACE,FLAT,FOR CROSSARM 30x6x760 mm. | 4
set32383 | 1010230000 | CLAMP,SINGLE U-BOLT,M.8 (WIRE ROPE CLIP) | 2
set32383 | 1030000002 | INSULATOR,PIN TYPE,TYPE C (CLASS 56-3)TIS.279 | 6
set32383 | 1030020002 | INSULATOR,SUSPENSION TYPE D (CLASS 52-4)TIS.354 | 18
set32386 | 1000110004 | CROSSARM,PRESTRESSED CONCRETE,SPUN(FOR DEAD-ENDING) 120X120X2,50 | 2
set32386 | 1010100002 | WIRE,STEEL STRANDED 25 sq.mm.TIS.404 | 3.5
set32386 | 1010110201 | BOLT,MACHINE M.16x170 mm. | 2
set32386 | 1010110205 | BOLT,MACHINE M.16x350 mm. | 1
set32386 | 1010130003 | BOLT,DOUBLE ARMING,ROUND EYE M.16x600 mm. | 3
set32386 | 1010180100 | WASHER,PLAIN,SQUARE,LARGE 52x52x4.5 mm.HOLE DIA. 18 MM. TIS.258 | 14
set32386 | 1010200001 | BRACE,FLAT,FOR CROSSARM 30x6x760 mm. | 4
set32386 | 1010230000 | CLAMP,SINGLE U-BOLT,M.8 (WIRE ROPE CLIP) | 2
set32386 | 1030020002 | INSULATOR,SUSPENSION TYPE D (CLASS 52-4)TIS.354 | 9
set32486 | 1010000302 | STEEL CHANNEL, 150x75x6.5 MM. 4,500 MM.LONG | 2
set32486 | 1010100002 | WIRE,STEEL STRANDED 25 sq.mm.TIS.404 | 4
set32486 | 1010110202 | BOLT,MACHINE M.16x200 mm. | 4
set32486 | 1010110205 | BOLT,MACHINE M.16x350 mm. | 1
set32486 | 1010110207 | BOLT,MACHINE M.16x450 mm. | 1
set32486 | 1010130001 | BOLT,DOUBLE ARMING,ROUND EYE M.16x450 mm. | 6
set32486 | 1010180100 | WASHER,PLAIN,SQUARE,LARGE 52x52x4.5 mm.HOLE DIA. 18 MM. TIS.258 | 30
set32486 | 1010200007 | BRACE,ANGLE STEEL 50x50x6 mm. 1,800 mm.WIDE 450 mm.DROP | 2
set32486 | 1010230000 | CLAMP,SINGLE U-BOLT,M.8 (WIRE ROPE CLIP) | 4
set32486 | 1030020002 | INSULATOR,SUSPENSION TYPE D (CLASS 52-4)TIS.354 | 18
set33001 | 1000040001 | ANCHOR,PLATE,REINFORCED CONCRETE 550X550X150 MM. | 1
set33001 | 1010100002 | WIRE,STEEL STRANDED 25 sq.mm.TIS.404 | 3
set33001 | 1010100006 | WIRE,STEEL STRANDED 95 sq.mm.TIS.404 | 16
set33001 | 1010180100 | WASHER,PLAIN,SQUARE,LARGE 52x52x4.5 mm.HOLE DIA. 18 MM. TIS.258 | 1
set33001 | 1010210000 | ROD,ANCHOR,ROUND EYE M.16, 2,000 mm.LONG | 1
set33001 | 1010210201 | BOLT,STRAND EYE,SINGLE 45 DEGREE M.16x250 mm. | 1
set33001 | 1010210304 | THIMBLE,GUY,FOR STEEL WIRE 50-95 sq.mm. | 1
set33001 | 1010230000 | CLAMP,SINGLE U-BOLT,M.8 (WIRE ROPE CLIP) | 4
set33001 | 1010230001 | CLAMP,DOUBLE U-BOLT,M.16 (WIRE ROPE CLIP) | 4
set33002 | 1000040003 | ANCHOR, PLATE, REINFORCED CONCRETE 600 X 600 X 180 MM. | 1
set33002 | 1010100002 | WIRE,STEEL STRANDED 25 sq.mm.TIS.404 | 3
set33002 | 1010100006 | WIRE,STEEL STRANDED 95 sq.mm.TIS.404 | 16
set33002 | 1010180100 | WASHER,PLAIN,SQUARE,LARGE 52x52x4.5 mm.HOLE DIA. 18 MM. TIS.258 | 1
set33002 | 1010210000 | ROD,ANCHOR,ROUND EYE M.16, 2,000 mm.LONG | 1
set33002 | 1010210201 | BOLT,STRAND EYE,SINGLE 45 DEGREE M.16x250 mm. | 1
set33002 | 1010210304 | THIMBLE,GUY,FOR STEEL WIRE 50-95 sq.mm. | 1
set33002 | 1010230000 | CLAMP,SINGLE U-BOLT,M.8 (WIRE ROPE CLIP) | 4
set33002 | 1010230001 | CLAMP,DOUBLE U-BOLT,M.16 (WIRE ROPE CLIP) | 4
set33004 | 1010100002 | WIRE,STEEL STRANDED 25 sq.mm.TIS.404 | 3
set33004 | 1010100006 | WIRE,STEEL STRANDED 95 sq.mm.TIS.404 | 15
set33004 | 1010140001 | BOLT, ROUNG EYE M 16X200 MM. | 1
set33004 | 1010140002 | BOLT,ROUND EYE M.16x250 mm. | 1
set33004 | 1010180100 | WASHER,PLAIN,SQUARE,LARGE 52x52x4.5 mm.HOLE DIA. 18 MM. TIS.258 | 3
set33004 | 1010210304 | THIMBLE,GUY,FOR STEEL WIRE 50-95 sq.mm. | 2
set33004 | 1010230000 | CLAMP,SINGLE U-BOLT,M.8 (WIRE ROPE CLIP) | 4
set33004 | 1010230001 | CLAMP,DOUBLE U-BOLT,M.16 (WIRE ROPE CLIP) | 4
set33005 | 1000040003 | ANCHOR, PLATE, REINFORCED CONCRETE 600 X 600 X 180 MM. | 1
set33005 | 1010100002 | WIRE,STEEL STRANDED 25 sq.mm.TIS.404 | 3
set33005 | 1010100006 | WIRE,STEEL STRANDED 95 sq.mm.TIS.404 | 16
set33005 | 1010180100 | WASHER,PLAIN,SQUARE,LARGE 52x52x4.5 mm.HOLE DIA. 18 MM. TIS.258 | 1
set33005 | 1010210000 | ROD,ANCHOR,ROUND EYE M.16, 2,000 mm.LONG | 1
set33005 | 1010210202 | BOLT,STRAND EYE,SINGLE 45 DEGREE M.16X350 MM. | 1
set33005 | 1010210304 | THIMBLE,GUY,FOR STEEL WIRE 50-95 sq.mm. | 1
set33005 | 1010230000 | CLAMP,SINGLE U-BOLT,M.8 (WIRE ROPE CLIP) | 4
set33005 | 1010230001 | CLAMP,DOUBLE U-BOLT,M.16 (WIRE ROPE CLIP) | 4
set33007 | 1000040001 | ANCHOR,PLATE,REINFORCED CONCRETE 550X550X150 MM. | 1
set33007 | 1010100004 | WIRE,STEEL STRANDED 50/7 sq.mm.TIS.404 | 32
set33007 | 1010180100 | WASHER,PLAIN,SQUARE,LARGE 52x52x4.5 mm.HOLE DIA. 18 MM. TIS.258 | 1
set33007 | 1010210003 | ROD,ANCHOR,DOUBLE STRAND EYE,M.20, 2,500 mm.LONG | 1
set33007 | 1010210201 | BOLT,STRAND EYE,SINGLE 45 DEGREE M.16x250 mm. | 1
set33007 | 1010210300 | ANGLE GUY ATTACHMENT 30 DEGREE. | 1
set33007 | 1010230000 | CLAMP,SINGLE U-BOLT,M.8 (WIRE ROPE CLIP) | 14
set33008 | 1000040001 | ANCHOR,PLATE,REINFORCED CONCRETE 550X550X150 MM. | 1
set33008 | 1010100004 | WIRE,STEEL STRANDED 50/7 sq.mm.TIS.404 | 16
set33008 | 1010100006 | WIRE,STEEL STRANDED 95 sq.mm.TIS.404 | 16
set33008 | 1010180100 | WASHER,PLAIN,SQUARE,LARGE 52x52x4.5 mm.HOLE DIA. 18 MM. TIS.258 | 1
set33008 | 1010210003 | ROD,ANCHOR,DOUBLE STRAND EYE,M.20, 2,500 mm.LONG | 1
set33008 | 1010210201 | BOLT,STRAND EYE,SINGLE 45 DEGREE M.16x250 mm. | 1
set33008 | 1010210300 | ANGLE GUY ATTACHMENT 30 DEGREE. | 1
set33008 | 1010230000 | CLAMP,SINGLE U-BOLT,M.8 (WIRE ROPE CLIP) | 8
set33008 | 1010230001 | CLAMP,DOUBLE U-BOLT,M.16 (WIRE ROPE CLIP) | 4
set33009 | 1010100004 | WIRE,STEEL STRANDED 50/7 sq.mm.TIS.404 | 30
set33009 | 1010140001 | BOLT, ROUNG EYE M 16X200 MM. | 2
set33009 | 1010180001 | NUT,EYE M.16 DIN 582 | 1
set33009 | 1010180100 | WASHER,PLAIN,SQUARE,LARGE 52x52x4.5 mm.HOLE DIA. 18 MM. TIS.258 | 3
set33009 | 1010210300 | ANGLE GUY ATTACHMENT 30 DEGREE. | 1
set33009 | 1010210304 | THIMBLE,GUY,FOR STEEL WIRE 50-95 sq.mm. | 3
set33009 | 1010230000 | CLAMP,SINGLE U-BOLT,M.8 (WIRE ROPE CLIP) | 16
set33010 | 1010100004 | WIRE,STEEL STRANDED 50/7 sq.mm.TIS.404 | 15
set33010 | 1010100006 | WIRE,STEEL STRANDED 95 sq.mm.TIS.404 | 15
set33010 | 1010140001 | BOLT, ROUNG EYE M 16X200 MM. | 2
set33010 | 1010180001 | NUT,EYE M.16 DIN 582 | 1
set33010 | 1010180100 | WASHER,PLAIN,SQUARE,LARGE 52x52x4.5 mm.HOLE DIA. 18 MM. TIS.258 | 3
set33010 | 1010210300 | ANGLE GUY ATTACHMENT 30 DEGREE. | 1
set33010 | 1010210304 | THIMBLE,GUY,FOR STEEL WIRE 50-95 sq.mm. | 3
set33010 | 1010230000 | CLAMP,SINGLE U-BOLT,M.8 (WIRE ROPE CLIP) | 10
set33010 | 1010230001 | CLAMP,DOUBLE U-BOLT,M.16 (WIRE ROPE CLIP) | 4
set33012 | 1000040001 | ANCHOR,PLATE,REINFORCED CONCRETE 550X550X150 MM. | 2
set33012 | 1010100006 | WIRE,STEEL STRANDED 95 sq.mm.TIS.404 | 32
set33012 | 1010110203 | BOLT,MACHINE M.16x250 mm. | 1
set33012 | 1010210000 | ROD,ANCHOR,ROUND EYE M.16, 2,000 mm.LONG | 2
set33012 | 1010210300 | ANGLE GUY ATTACHMENT 30 DEGREE. | 2
set33012 | 1010210304 | THIMBLE,GUY,FOR STEEL WIRE 50-95 sq.mm. | 2
set33012 | 1010230000 | CLAMP,SINGLE U-BOLT,M.8 (WIRE ROPE CLIP) | 2
set33012 | 1010230001 | CLAMP,DOUBLE U-BOLT,M.16 (WIRE ROPE CLIP) | 8
set33013 | 1000040003 | ANCHOR, PLATE, REINFORCED CONCRETE 600 X 600 X 180 MM. | 1
set33013 | 1010100002 | WIRE,STEEL STRANDED 25 sq.mm.TIS.404 | 3
set33013 | 1010100006 | WIRE,STEEL STRANDED 95 sq.mm.TIS.404 | 16
set33013 | 1010180100 | WASHER,PLAIN,SQUARE,LARGE 52x52x4.5 mm.HOLE DIA. 18 MM. TIS.258 | 1
set33013 | 1010210000 | ROD,ANCHOR,ROUND EYE M.16, 2,000 mm.LONG | 1
set33013 | 1010210202 | BOLT,STRAND EYE,SINGLE 45 DEGREE M.16X350 MM. | 1
set33013 | 1010210304 | THIMBLE,GUY,FOR STEEL WIRE 50-95 sq.mm. | 1
set33013 | 1010230000 | CLAMP,SINGLE U-BOLT,M.8 (WIRE ROPE CLIP) | 4
set33013 | 1010230001 | CLAMP,DOUBLE U-BOLT,M.16 (WIRE ROPE CLIP) | 4
set33014 | 1000040003 | ANCHOR, PLATE, REINFORCED CONCRETE 600 X 600 X 180 MM. | 1
set33014 | 1010100004 | WIRE,STEEL STRANDED 50/7 sq.mm.TIS.404 | 18
set33014 | 1010100006 | WIRE,STEEL STRANDED 95 sq.mm.TIS.404 | 16
set33014 | 1010180100 | WASHER,PLAIN,SQUARE,LARGE 52x52x4.5 mm.HOLE DIA. 18 MM. TIS.258 | 1
set33014 | 1010210003 | ROD,ANCHOR,DOUBLE STRAND EYE,M.20, 2,500 mm.LONG | 1
set33014 | 1010210201 | BOLT,STRAND EYE,SINGLE 45 DEGREE M.16x250 mm. | 1
set33014 | 1010210300 | ANGLE GUY ATTACHMENT 30 DEGREE. | 1
set33014 | 1010230000 | CLAMP,SINGLE U-BOLT,M.8 (WIRE ROPE CLIP) | 8
set33014 | 1010230001 | CLAMP,DOUBLE U-BOLT,M.16 (WIRE ROPE CLIP) | 4
set33015 | 1000040003 | ANCHOR, PLATE, REINFORCED CONCRETE 600 X 600 X 180 MM. | 1
set33015 | 1010100004 | WIRE,STEEL STRANDED 50/7 sq.mm.TIS.404 | 20
set33015 | 1010100006 | WIRE,STEEL STRANDED 95 sq.mm.TIS.404 | 18
set33015 | 1010180100 | WASHER,PLAIN,SQUARE,LARGE 52x52x4.5 mm.HOLE DIA. 18 MM. TIS.258 | 1
set33015 | 1010210003 | ROD,ANCHOR,DOUBLE STRAND EYE,M.20, 2,500 mm.LONG | 1
set33015 | 1010210202 | BOLT,STRAND EYE,SINGLE 45 DEGREE M.16X350 MM. | 1
set33015 | 1010210300 | ANGLE GUY ATTACHMENT 30 DEGREE. | 1
set33015 | 1010230000 | CLAMP,SINGLE U-BOLT,M.8 (WIRE ROPE CLIP) | 8
set33015 | 1010230001 | CLAMP,DOUBLE U-BOLT,M.16 (WIRE ROPE CLIP) | 4
set33016 | 1000040003 | ANCHOR, PLATE, REINFORCED CONCRETE 600 X 600 X 180 MM. | 2
set33016 | 1010100006 | WIRE,STEEL STRANDED 95 sq.mm.TIS.404 | 32
set33016 | 1010210000 | ROD,ANCHOR,ROUND EYE M.16, 2,000 mm.LONG | 2
set33016 | 1010210300 | ANGLE GUY ATTACHMENT 30 DEGREE. | 2
set33016 | 1010210304 | THIMBLE,GUY,FOR STEEL WIRE 50-95 sq.mm. | 2
set33016 | 1010230001 | CLAMP,DOUBLE U-BOLT,M.16 (WIRE ROPE CLIP) | 8
set33017 | 1000040003 | ANCHOR, PLATE, REINFORCED CONCRETE 600 X 600 X 180 MM. | 2
set33017 | 1010100002 | WIRE,STEEL STRANDED 25 sq.mm.TIS.404 | 3
set33017 | 1010100006 | WIRE,STEEL STRANDED 95 sq.mm.TIS.404 | 32
set33017 | 1010110204 | BOLT,MACHINE M.16x300 mm. | 1
set33017 | 1010210000 | ROD,ANCHOR,ROUND EYE M.16, 2,000 mm.LONG | 2
set33017 | 1010210300 | ANGLE GUY ATTACHMENT 30 DEGREE. | 2
set33017 | 1010210304 | THIMBLE,GUY,FOR STEEL WIRE 50-95 sq.mm. | 2
set33017 | 1010230000 | CLAMP,SINGLE U-BOLT,M.8 (WIRE ROPE CLIP) | 4
set33017 | 1010230001 | CLAMP,DOUBLE U-BOLT,M.16 (WIRE ROPE CLIP) | 8
set33041 | 1000040001 | ANCHOR,PLATE,REINFORCED CONCRETE 550X550X150 MM. | 1
set33041 | 1010100004 | WIRE,STEEL STRANDED 50/7 sq.mm.TIS.404 | 16
set33041 | 1010210000 | ROD,ANCHOR,ROUND EYE M.16, 2,000 mm.LONG | 1
set33041 | 1010210300 | ANGLE GUY ATTACHMENT 30 DEGREE. | 1
set33041 | 1010210304 | THIMBLE,GUY,FOR STEEL WIRE 50-95 sq.mm. | 1
set33041 | 1010230000 | CLAMP,SINGLE U-BOLT,M.8 (WIRE ROPE CLIP) | 6
set33042 | 1000040001 | ANCHOR,PLATE,REINFORCED CONCRETE 550X550X150 MM. | 1
set33042 | 1010100006 | WIRE,STEEL STRANDED 95 sq.mm.TIS.404 | 16
set33042 | 1010210000 | ROD,ANCHOR,ROUND EYE M.16, 2,000 mm.LONG | 1
set33042 | 1010210300 | ANGLE GUY ATTACHMENT 30 DEGREE. | 1
set33042 | 1010210304 | THIMBLE,GUY,FOR STEEL WIRE 50-95 sq.mm. | 1
set33042 | 1010230001 | CLAMP,DOUBLE U-BOLT,M.16 (WIRE ROPE CLIP) | 4
set33043 | 1000040001 | ANCHOR,PLATE,REINFORCED CONCRETE 550X550X150 MM. | 2
set33043 | 1010100004 | WIRE,STEEL STRANDED 50/7 sq.mm.TIS.404 | 32
set33043 | 1010210000 | ROD,ANCHOR,ROUND EYE M.16, 2,000 mm.LONG | 2
set33043 | 1010210300 | ANGLE GUY ATTACHMENT 30 DEGREE. | 2
set33043 | 1010210304 | THIMBLE,GUY,FOR STEEL WIRE 50-95 sq.mm. | 2
set33043 | 1010230000 | CLAMP,SINGLE U-BOLT,M.8 (WIRE ROPE CLIP) | 12
set33044 | 1000040001 | ANCHOR,PLATE,REINFORCED CONCRETE 550X550X150 MM. | 4
set33044 | 1010100004 | WIRE,STEEL STRANDED 50/7 sq.mm.TIS.404 | 32
set33044 | 1010100006 | WIRE,STEEL STRANDED 95 sq.mm.TIS.404 | 32
set33044 | 1010110203 | BOLT,MACHINE M.16x250 mm. | 1
set33044 | 1010210000 | ROD,ANCHOR,ROUND EYE M.16, 2,000 mm.LONG | 4
set33044 | 1010210300 | ANGLE GUY ATTACHMENT 30 DEGREE. | 4
set33044 | 1010210304 | THIMBLE,GUY,FOR STEEL WIRE 50-95 sq.mm. | 4
set33044 | 1010230000 | CLAMP,SINGLE U-BOLT,M.8 (WIRE ROPE CLIP) | 14
set33044 | 1010230001 | CLAMP,DOUBLE U-BOLT,M.16 (WIRE ROPE CLIP) | 8
set33045 | 1010100004 | WIRE,STEEL STRANDED 50/7 sq.mm.TIS.404 | 15
set33045 | 1010140001 | BOLT, ROUNG EYE M 16X200 MM. | 1
set33045 | 1010180001 | NUT,EYE M.16 DIN 582 | 1
set33045 | 1010180100 | WASHER,PLAIN,SQUARE,LARGE 52x52x4.5 mm.HOLE DIA. 18 MM. TIS.258 | 1
set33045 | 1010210304 | THIMBLE,GUY,FOR STEEL WIRE 50-95 sq.mm. | 2
set33045 | 1010230000 | CLAMP,SINGLE U-BOLT,M.8 (WIRE ROPE CLIP) | 6
set33046 | 1010100006 | WIRE,STEEL STRANDED 95 sq.mm.TIS.404 | 15
set33046 | 1010140001 | BOLT, ROUNG EYE M 16X200 MM. | 1
set33046 | 1010180001 | NUT,EYE M.16 DIN 582 | 1
set33046 | 1010180100 | WASHER,PLAIN,SQUARE,LARGE 52x52x4.5 mm.HOLE DIA. 18 MM. TIS.258 | 1
set33046 | 1010210304 | THIMBLE,GUY,FOR STEEL WIRE 50-95 sq.mm. | 2
set33046 | 1010230001 | CLAMP,DOUBLE U-BOLT,M.16 (WIRE ROPE CLIP) | 4
set33047 | 1000040003 | ANCHOR, PLATE, REINFORCED CONCRETE 600 X 600 X 180 MM. | 1
set33047 | 1010100006 | WIRE,STEEL STRANDED 95 sq.mm.TIS.404 | 16
set33047 | 1010210000 | ROD,ANCHOR,ROUND EYE M.16, 2,000 mm.LONG | 1
set33047 | 1010210300 | ANGLE GUY ATTACHMENT 30 DEGREE. | 1
set33047 | 1010210304 | THIMBLE,GUY,FOR STEEL WIRE 50-95 sq.mm. | 1
set33047 | 1010230001 | CLAMP,DOUBLE U-BOLT,M.16 (WIRE ROPE CLIP) | 4
set33048 | 1000040003 | ANCHOR, PLATE, REINFORCED CONCRETE 600 X 600 X 180 MM. | 2
set33048 | 1010100004 | WIRE,STEEL STRANDED 50/7 sq.mm.TIS.404 | 32
set33048 | 1010210000 | ROD,ANCHOR,ROUND EYE M.16, 2,000 mm.LONG | 2
set33048 | 1010210300 | ANGLE GUY ATTACHMENT 30 DEGREE. | 2
set33048 | 1010210304 | THIMBLE,GUY,FOR STEEL WIRE 50-95 sq.mm. | 2
set33048 | 1010230000 | CLAMP,SINGLE U-BOLT,M.8 (WIRE ROPE CLIP) | 12
set33049 | 1000040003 | ANCHOR, PLATE, REINFORCED CONCRETE 600 X 600 X 180 MM. | 4
set33049 | 1010100004 | WIRE,STEEL STRANDED 50/7 sq.mm.TIS.404 | 32
set33049 | 1010100006 | WIRE,STEEL STRANDED 95 sq.mm.TIS.404 | 32
set33049 | 1010110203 | BOLT,MACHINE M.16x250 mm. | 1
set33049 | 1010210000 | ROD,ANCHOR,ROUND EYE M.16, 2,000 mm.LONG | 4
set33049 | 1010210300 | ANGLE GUY ATTACHMENT 30 DEGREE. | 4
set33049 | 1010210304 | THIMBLE,GUY,FOR STEEL WIRE 50-95 sq.mm. | 4
set33049 | 1010230000 | CLAMP,SINGLE U-BOLT,M.8 (WIRE ROPE CLIP) | 14
set33049 | 1010230001 | CLAMP,DOUBLE U-BOLT,M.16 (WIRE ROPE CLIP) | 8
set33061 | 1000040001 | ANCHOR,PLATE,REINFORCED CONCRETE 550X550X150 MM. | 1
set33061 | 1010100002 | WIRE,STEEL STRANDED 25 sq.mm.TIS.404 | 3
set33061 | 1010100004 | WIRE,STEEL STRANDED 50/7 sq.mm.TIS.404 | 16
set33061 | 1010180100 | WASHER,PLAIN,SQUARE,LARGE 52x52x4.5 mm.HOLE DIA. 18 MM. TIS.258 | 1
set33061 | 1010210000 | ROD,ANCHOR,ROUND EYE M.16, 2,000 mm.LONG | 1
set33061 | 1010210201 | BOLT,STRAND EYE,SINGLE 45 DEGREE M.16x250 mm. | 1
set33061 | 1010210304 | THIMBLE,GUY,FOR STEEL WIRE 50-95 sq.mm. | 1
set33061 | 1010230000 | CLAMP,SINGLE U-BOLT,M.8 (WIRE ROPE CLIP) | 10
set33062 | 1000040001 | ANCHOR,PLATE,REINFORCED CONCRETE 550X550X150 MM. | 1
set33062 | 1010100002 | WIRE,STEEL STRANDED 25 sq.mm.TIS.404 | 3
set33062 | 1010100006 | WIRE,STEEL STRANDED 95 sq.mm.TIS.404 | 16
set33062 | 1010180100 | WASHER,PLAIN,SQUARE,LARGE 52x52x4.5 mm.HOLE DIA. 18 MM. TIS.258 | 1
set33062 | 1010210000 | ROD,ANCHOR,ROUND EYE M.16, 2,000 mm.LONG | 1
set33062 | 1010210201 | BOLT,STRAND EYE,SINGLE 45 DEGREE M.16x250 mm. | 1
set33062 | 1010210304 | THIMBLE,GUY,FOR STEEL WIRE 50-95 sq.mm. | 1
set33062 | 1010230000 | CLAMP,SINGLE U-BOLT,M.8 (WIRE ROPE CLIP) | 4
set33062 | 1010230001 | CLAMP,DOUBLE U-BOLT,M.16 (WIRE ROPE CLIP) | 4
set33063 | 1000040001 | ANCHOR,PLATE,REINFORCED CONCRETE 550X550X150 MM. | 2
set33063 | 1010100002 | WIRE,STEEL STRANDED 25 sq.mm.TIS.404 | 3
set33063 | 1010100004 | WIRE,STEEL STRANDED 50/7 sq.mm.TIS.404 | 32
set33063 | 1010110203 | BOLT,MACHINE M.16x250 mm. | 1
set33063 | 1010210000 | ROD,ANCHOR,ROUND EYE M.16, 2,000 mm.LONG | 2
set33063 | 1010210300 | ANGLE GUY ATTACHMENT 30 DEGREE. | 2
set33063 | 1010210304 | THIMBLE,GUY,FOR STEEL WIRE 50-95 sq.mm. | 2
set33063 | 1010230000 | CLAMP,SINGLE U-BOLT,M.8 (WIRE ROPE CLIP) | 15
set33064 | 1000040001 | ANCHOR,PLATE,REINFORCED CONCRETE 550X550X150 MM. | 4
set33064 | 1010100002 | WIRE,STEEL STRANDED 25 sq.mm.TIS.404 | 3
set33064 | 1010100006 | WIRE,STEEL STRANDED 95 sq.mm.TIS.404 | 64
set33064 | 1010110203 | BOLT,MACHINE M.16x250 mm. | 2
set33064 | 1010210000 | ROD,ANCHOR,ROUND EYE M.16, 2,000 mm.LONG | 4
set33064 | 1010210300 | ANGLE GUY ATTACHMENT 30 DEGREE. | 4
set33064 | 1010210304 | THIMBLE,GUY,FOR STEEL WIRE 50-95 sq.mm. | 4
set33064 | 1010230000 | CLAMP,SINGLE U-BOLT,M.8 (WIRE ROPE CLIP) | 3
set33064 | 1010230001 | CLAMP,DOUBLE U-BOLT,M.16 (WIRE ROPE CLIP) | 16
set33065 | 1010100002 | WIRE,STEEL STRANDED 25 sq.mm.TIS.404 | 3
set33065 | 1010100004 | WIRE,STEEL STRANDED 50/7 sq.mm.TIS.404 | 15
set33065 | 1010140001 | BOLT, ROUNG EYE M 16X200 MM. | 1
set33065 | 1010140002 | BOLT,ROUND EYE M.16x250 mm. | 1
set33065 | 1010180100 | WASHER,PLAIN,SQUARE,LARGE 52x52x4.5 mm.HOLE DIA. 18 MM. TIS.258 | 3
set33065 | 1010210304 | THIMBLE,GUY,FOR STEEL WIRE 50-95 sq.mm. | 2
set33065 | 1010230000 | CLAMP,SINGLE U-BOLT,M.8 (WIRE ROPE CLIP) | 10
set33066 | 1010100002 | WIRE,STEEL STRANDED 25 sq.mm.TIS.404 | 3
set33066 | 1010100006 | WIRE,STEEL STRANDED 95 sq.mm.TIS.404 | 15
set33066 | 1010140001 | BOLT, ROUNG EYE M 16X200 MM. | 1
set33066 | 1010140002 | BOLT,ROUND EYE M.16x250 mm. | 1
set33066 | 1010180100 | WASHER,PLAIN,SQUARE,LARGE 52x52x4.5 mm.HOLE DIA. 18 MM. TIS.258 | 3
set33066 | 1010210304 | THIMBLE,GUY,FOR STEEL WIRE 50-95 sq.mm. | 2
set33066 | 1010230000 | CLAMP,SINGLE U-BOLT,M.8 (WIRE ROPE CLIP) | 4
set33066 | 1010230001 | CLAMP,DOUBLE U-BOLT,M.16 (WIRE ROPE CLIP) | 4
set33067 | 1000040003 | ANCHOR, PLATE, REINFORCED CONCRETE 600 X 600 X 180 MM. | 2
set33067 | 1010100002 | WIRE,STEEL STRANDED 25 sq.mm.TIS.404 | 3
set33067 | 1010100004 | WIRE,STEEL STRANDED 50/7 sq.mm.TIS.404 | 32
set33067 | 1010110204 | BOLT,MACHINE M.16x300 mm. | 1
set33067 | 1010210000 | ROD,ANCHOR,ROUND EYE M.16, 2,000 mm.LONG | 2
set33067 | 1010210300 | ANGLE GUY ATTACHMENT 30 DEGREE. | 2
set33067 | 1010210304 | THIMBLE,GUY,FOR STEEL WIRE 50-95 sq.mm. | 2
set33067 | 1010230000 | CLAMP,SINGLE U-BOLT,M.8 (WIRE ROPE CLIP) | 16
set33068 | 1000040003 | ANCHOR, PLATE, REINFORCED CONCRETE 600 X 600 X 180 MM. | 4
set33068 | 1010100002 | WIRE,STEEL STRANDED 25 sq.mm.TIS.404 | 3
set33068 | 1010100004 | WIRE,STEEL STRANDED 50/7 sq.mm.TIS.404 | 32
set33068 | 1010100006 | WIRE,STEEL STRANDED 95 sq.mm.TIS.404 | 32
set33068 | 1010110204 | BOLT,MACHINE M.16x300 mm. | 2
set33068 | 1010210000 | ROD,ANCHOR,ROUND EYE M.16, 2,000 mm.LONG | 4
set33068 | 1010210300 | ANGLE GUY ATTACHMENT 30 DEGREE. | 4
set33068 | 1010210304 | THIMBLE,GUY,FOR STEEL WIRE 50-95 sq.mm. | 4
set33068 | 1010230000 | CLAMP,SINGLE U-BOLT,M.8 (WIRE ROPE CLIP) | 16
set33068 | 1010230001 | CLAMP,DOUBLE U-BOLT,M.16 (WIRE ROPE CLIP) | 8
set33107 | 1010100004 | WIRE,STEEL STRANDED 50/7 sq.mm.TIS.404 | 32
set33107 | 1010180100 | WASHER,PLAIN,SQUARE,LARGE 52x52x4.5 mm.HOLE DIA. 18 MM. TIS.258 | 5
set33107 | 1010210201 | BOLT,STRAND EYE,SINGLE 45 DEGREE M.16x250 mm. | 1
set33107 | 1010210202 | BOLT,STRAND EYE,SINGLE 45 DEGREE M.16X350 MM. | 2
set33107 | 1010210300 | ANGLE GUY ATTACHMENT 30 DEGREE. | 1
set33107 | 1010230000 | CLAMP,SINGLE U-BOLT,M.8 (WIRE ROPE CLIP) | 14
set33108 | 1010100004 | WIRE,STEEL STRANDED 50/7 sq.mm.TIS.404 | 16
set33108 | 1010100006 | WIRE,STEEL STRANDED 95 sq.mm.TIS.404 | 16
set33108 | 1010130000 | BOLT,DOUBLE ARMING,ROUND EYE M.16x400 mm. | 2
set33108 | 1010180100 | WASHER,PLAIN,SQUARE,LARGE 52x52x4.5 mm.HOLE DIA. 18 MM. TIS.258 | 5
set33108 | 1010210201 | BOLT,STRAND EYE,SINGLE 45 DEGREE M.16x250 mm. | 1
set33108 | 1010210300 | ANGLE GUY ATTACHMENT 30 DEGREE. | 1
set33108 | 1010210304 | THIMBLE,GUY,FOR STEEL WIRE 50-95 sq.mm. | 2
set33108 | 1010230000 | CLAMP,SINGLE U-BOLT,M.8 (WIRE ROPE CLIP) | 8
set33108 | 1010230001 | CLAMP,DOUBLE U-BOLT,M.16 (WIRE ROPE CLIP) | 4
set33141 | 1010100004 | WIRE,STEEL STRANDED 50/7 sq.mm.TIS.404 | 16
set33141 | 1010180100 | WASHER,PLAIN,SQUARE,LARGE 52x52x4.5 mm.HOLE DIA. 18 MM. TIS.258 | 2
set33141 | 1010210202 | BOLT,STRAND EYE,SINGLE 45 DEGREE M.16X350 MM. | 1
set33141 | 1010210300 | ANGLE GUY ATTACHMENT 30 DEGREE. | 1
set33141 | 1010230000 | CLAMP,SINGLE U-BOLT,M.8 (WIRE ROPE CLIP) | 6
set33142 | 1010100006 | WIRE,STEEL STRANDED 95 sq.mm.TIS.404 | 16
set33142 | 1010130000 | BOLT,DOUBLE ARMING,ROUND EYE M.16x400 mm. | 1
set33142 | 1010180100 | WASHER,PLAIN,SQUARE,LARGE 52x52x4.5 mm.HOLE DIA. 18 MM. TIS.258 | 2
set33142 | 1010210300 | ANGLE GUY ATTACHMENT 30 DEGREE. | 1
set33142 | 1010210304 | THIMBLE,GUY,FOR STEEL WIRE 50-95 sq.mm. | 1
set33142 | 1010230001 | CLAMP,DOUBLE U-BOLT,M.16 (WIRE ROPE CLIP) | 4
set33143 | 1010100004 | WIRE,STEEL STRANDED 50/7 sq.mm.TIS.404 | 32
set33143 | 1010180100 | WASHER,PLAIN,SQUARE,LARGE 52x52x4.5 mm.HOLE DIA. 18 MM. TIS.258 | 2
set33143 | 1010210202 | BOLT,STRAND EYE,SINGLE 45 DEGREE M.16X350 MM. | 2
set33143 | 1010210300 | ANGLE GUY ATTACHMENT 30 DEGREE. | 2
set33143 | 1010230000 | CLAMP,SINGLE U-BOLT,M.8 (WIRE ROPE CLIP) | 12
set33161 | 1010100002 | WIRE,STEEL STRANDED 25 sq.mm.TIS.404 | 3
set33161 | 1010100004 | WIRE,STEEL STRANDED 50/7 sq.mm.TIS.404 | 16
set33161 | 1010180100 | WASHER,PLAIN,SQUARE,LARGE 52x52x4.5 mm.HOLE DIA. 18 MM. TIS.258 | 3
set33161 | 1010210201 | BOLT,STRAND EYE,SINGLE 45 DEGREE M.16x250 mm. | 1
set33161 | 1010210202 | BOLT,STRAND EYE,SINGLE 45 DEGREE M.16X350 MM. | 1
set33161 | 1010230000 | CLAMP,SINGLE U-BOLT,M.8 (WIRE ROPE CLIP) | 10
set33162 | 1010100002 | WIRE,STEEL STRANDED 25 sq.mm.TIS.404 | 3
set33162 | 1010100006 | WIRE,STEEL STRANDED 95 sq.mm.TIS.404 | 16
set33162 | 1010130000 | BOLT,DOUBLE ARMING,ROUND EYE M.16x400 mm. | 1
set33162 | 1010180100 | WASHER,PLAIN,SQUARE,LARGE 52x52x4.5 mm.HOLE DIA. 18 MM. TIS.258 | 3
set33162 | 1010210201 | BOLT,STRAND EYE,SINGLE 45 DEGREE M.16x250 mm. | 1
set33162 | 1010210304 | THIMBLE,GUY,FOR STEEL WIRE 50-95 sq.mm. | 1
set33162 | 1010230000 | CLAMP,SINGLE U-BOLT,M.8 (WIRE ROPE CLIP) | 4
set33162 | 1010230001 | CLAMP,DOUBLE U-BOLT,M.16 (WIRE ROPE CLIP) | 4
set34001 | 1000110002 | CROSSARM,PRESTRESSED CONCRETE,SPUN,H.T. 120X120X3,000 MM. | 2
set34001 | 1010110201 | BOLT,MACHINE M.16x170 mm. | 2
set34001 | 1010110203 | BOLT,MACHINE M.16x250 mm. | 1
set34001 | 1010110208 | BOLT,MACHINE M.16x500 mm. | 1
set34001 | 1010120002 | BOLT,DOUBLE ARMING,M.16x500 mm. | 2
set34001 | 1010180100 | WASHER,PLAIN,SQUARE,LARGE 52x52x4.5 mm.HOLE DIA. 18 MM. TIS.258 | 13
set34001 | 1010200002 | BRACE,FLAT,FOR CROSSARM 40x6x1,000 mm. | 2
set34001 | 9090010035 | คอมปาวด์ช่วยการสัมผัสทางไฟฟ้า | 0.4
set34002 | 1000110002 | CROSSARM,PRESTRESSED CONCRETE,SPUN,H.T. 120X120X3,000 MM. | 1
set34002 | 1010100002 | WIRE,STEEL STRANDED 25 sq.mm.TIS.404 | 4.5
set34002 | 1010110201 | BOLT,MACHINE M.16x170 mm. | 2
set34002 | 1010110203 | BOLT,MACHINE M.16x250 mm. | 1
set34002 | 1010110205 | BOLT,MACHINE M.16x350 mm. | 1
set34002 | 1010180100 | WASHER,PLAIN,SQUARE,LARGE 52x52x4.5 mm.HOLE DIA. 18 MM. TIS.258 | 5
set34002 | 1010200002 | BRACE,FLAT,FOR CROSSARM 40x6x1,000 mm. | 2
set34002 | 1010230000 | CLAMP,SINGLE U-BOLT,M.8 (WIRE ROPE CLIP) | 3
set34002 | 1010230012 | CLAMP, DOUBLE BOLTS, ST. WIRE 25 SQ.MM. | 2
set34002 | 1040010100 | CUT-OUT,FUSE,OPEN TYPE,SINGLE ISULATOR,DROPOUT 33 KV. 100 A. | 3
set34002 | 1090250040 | DROPOUT FUSE CUTOUT COVERS | 3
set34003 | 1010100004 | WIRE,STEEL STRANDED 50/7 sq.mm.TIS.404 | 11
set34003 | 1010110200 | BOLT,MACHINE M.16x130 mm. | 2
set34003 | 1010110203 | BOLT,MACHINE M.16x250 mm. | 5
set34003 | 1010110204 | BOLT,MACHINE M.16x300 mm. | 1
set34003 | 1010180100 | WASHER,PLAIN,SQUARE,LARGE 52x52x4.5 mm.HOLE DIA. 18 MM. TIS.258 | 5
set34003 | 1010200007 | BRACE,ANGLE STEEL 50x50x6 mm. 1,800 mm.WIDE 450 mm.DROP | 1
set34003 | 1010220002 | ROD,GROUND,60x60x5 mm. 2 m.LONG | 1
set34003 | 1030020002 | INSULATOR,SUSPENSION TYPE D (CLASS 52-4)TIS.354 | 18
set34003 | 1040070100 | SWITCH,LOAD INTERRUPTER,3 PHASE 33 kV. 600 A. 40 kA. | 1
set34003 | 9090011007 | WELDING POWDER, ST. WIRE 50 SQ.MM. TO GD | 3
set34005 | 1010050201 | BEAM STEEL,SQUARE TUBE 100X100X3.2 MM.2.0 M.LONG FOR SF6 SWITCH | 1
set34005 | 1010100004 | WIRE,STEEL STRANDED 50/7 sq.mm.TIS.404 | 26
set34005 | 1010110200 | BOLT,MACHINE M.16x130 mm. | 3
set34005 | 1010110202 | BOLT,MACHINE M.16x200 mm. | 1
set34005 | 1010110204 | BOLT,MACHINE M.16x300 mm. | 1
set34005 | 1010180100 | WASHER,PLAIN,SQUARE,LARGE 52x52x4.5 mm.HOLE DIA. 18 MM. TIS.258 | 16
set34005 | 1010180301 | WASHER,LOCK,SPRING,SIZE 16 mm.,GENERAL PURPOSE,TIS.259 | 1
set34005 | 1010200001 | BRACE,FLAT,FOR CROSSARM 30x6x760 mm. | 2
set34005 | 1010200002 | BRACE,FLAT,FOR CROSSARM 40x6x1,000 mm. | 1
set34005 | 1010230000 | CLAMP,SINGLE U-BOLT,M.8 (WIRE ROPE CLIP) | 7
set34005 | 1020070004 | CABLE,AL,COMPACT STRANDED,PVC-INSULATED,750 V. 75 DEG.C, 95 SQ.MM. TIS.293 | 6
set34005 | 1020180002 | TAPE,ELECTRICAL,PVC PLASTIC,OUTDOOR TYPE,ROLL SIZE 0.18X19X20,000 MM.TIS.386 | 4
set34005 | 1020180003 | ELECTRICAL SPLICING TAPE,FOR H.T.AERIAL CABLE,SIZE 3/4"X30' | 4
set34005 | 1020300103 | CONNECTOR,PARALLEL GROOVE,TRIPLE BOLT,AL,AL-ALLOY AND ACSR 70-185 SQ.MM. | 6
set34005 | 1020420104 | CABLE LUG,NEMA HOLE,COMPRESSION TYPE,AL 95 SQ.MM. | 6
set34005 | 1040000100 | S.A. 30 KV. 5 KA. | 6
set34005 | 1040070104 | SWITCH,SP6,LOAD BREAK,3 PHASE 33 KV.,400 A. | 1
set34005 | 1080040002 | CONDUIT,PVC,RIGID,DIA. 20x4000 mm.TIS.216 | 1
set34005 | 9090010001 | STEEL,ANGLE, 65X65X6 MM,250 MM. LONG | 1
set34006 | 1010100004 | WIRE,STEEL STRANDED 50/7 sq.mm.TIS.404 | 11
set34006 | 1010110200 | BOLT,MACHINE M.16x130 mm. | 2
set34006 | 1010110203 | BOLT,MACHINE M.16x250 mm. | 5
set34006 | 1010110204 | BOLT,MACHINE M.16x300 mm. | 1
set34006 | 1010180100 | WASHER,PLAIN,SQUARE,LARGE 52x52x4.5 mm.HOLE DIA. 18 MM. TIS.258 | 5
set34006 | 1010200007 | BRACE,ANGLE STEEL 50x50x6 mm. 1,800 mm.WIDE 450 mm.DROP | 1
set34006 | 1010220002 | ROD,GROUND,60x60x5 mm. 2 m.LONG | 1
set34006 | 1030020002 | INSULATOR,SUSPENSION TYPE D (CLASS 52-4)TIS.354 | 18
set34006 | 1040060101 | SWITCH,AIR BREAK,TRIPLE POLE,33 KV.600 A.40 KA WITH OPERATING RODS | 1
set34007 | 1010010003 | STEEL ANGLE,OVERHEAD GROUND WIRE BAYONET 65x65x6 MM. 2,250 MM. LONG | 1
set34007 | 1010110203 | BOLT,MACHINE M.16x250 mm. | 2
set34007 | 1010180100 | WASHER,PLAIN,SQUARE,LARGE 52x52x4.5 mm.HOLE DIA. 18 MM. TIS.258 | 2
set34007 | 1010230000 | CLAMP,SINGLE U-BOLT,M.8 (WIRE ROPE CLIP) | 2
set34007 | 1010230205 | GROUND WIRE CLAMP,J.1152 | 1
set34008 | 1010000100 | STEEL CHANNEL, 100x50x5 mm. 2,250 MM.LONG | 1
set34008 | 1010110205 | BOLT,MACHINE M.16x350 mm. | 2
set34008 | 1010230000 | CLAMP,SINGLE U-BOLT,M.8 (WIRE ROPE CLIP) | 2
set34008 | 1010230205 | GROUND WIRE CLAMP,J.1152 | 1
set34013 | 1010180201 | WASHER,SQUARE,CURVED 60x60x5 mm.HOLE DIA. 22 mm. | 1
set34013 | 1030000002 | INSULATOR,PIN TYPE,TYPE C (CLASS 56-3)TIS.279 | 1
set34013 | 1030100001 | PIN,INSULATOR,33 KV.SHANK 165 MM.LEAD HEAD 35 MM.(1 3/8") | 1
set34014 | 1010180201 | WASHER,SQUARE,CURVED 60x60x5 mm.HOLE DIA. 22 mm. | 1
set34014 | 1030000003 | INSULATOR,PIN,FOG TYPE, 33 kV. | 1
set34014 | 1030100002 | PIN,FOR FOG TYPE PIN INSULATOR 33 kV. | 1
set34015 | 1000010004 | POLE,CONCRETE, 12 M.LONG | 2
set34015 | 1000110002 | CROSSARM,PRESTRESSED CONCRETE,SPUN,H.T. 120X120X3,000 MM. | 5
set34015 | 1000110004 | CROSSARM,PRESTRESSED CONCRETE,SPUN(FOR DEAD-ENDING) 120X120X2,50 | 2
set34015 | 1010010006 | STEEL ANGLE,OVERHEAD GROUND WIRE BAYONET 65X65X6 MM. 3,000 MM.LONG | 1
set34015 | 1010100000 | WIRE,STEEL SOLID DIA. 4.0 mm.TIS.71 | 3.5
set34015 | 1010100004 | WIRE,STEEL STRANDED 50/7 sq.mm.TIS.404 | 44
set34015 | 1010110201 | BOLT,MACHINE M.16x170 mm. | 8
set34015 | 1010110202 | BOLT,MACHINE M.16x200 mm. | 2
set34015 | 1010110203 | BOLT,MACHINE M.16x250 mm. | 10
set34015 | 1010110205 | BOLT,MACHINE M.16x350 mm. | 1
set34015 | 1010110207 | BOLT,MACHINE M.16x450 mm. | 2
set34015 | 1010120001 | BOLT,DOUBLE ARMING,M.16x450 mm. | 4
set34015 | 1010130001 | BOLT,DOUBLE ARMING,ROUND EYE M.16x450 mm. | 3
set34015 | 1010180001 | NUT,EYE M.16 DIN 582 | 3
set34015 | 1010180100 | WASHER,PLAIN,SQUARE,LARGE 52x52x4.5 mm.HOLE DIA. 18 MM. TIS.258 | 57
set34015 | 1010180201 | WASHER,SQUARE,CURVED 60x60x5 mm.HOLE DIA. 22 mm. | 3
set34015 | 1010180301 | WASHER,LOCK,SPRING,SIZE 16 mm.,GENERAL PURPOSE,TIS.259 | 1
set34015 | 1010200002 | BRACE,FLAT,FOR CROSSARM 40x6x1,000 mm. | 10
set34015 | 1010220002 | ROD,GROUND,60x60x5 mm. 2 m.LONG | 2
set34015 | 1010230000 | CLAMP,SINGLE U-BOLT,M.8 (WIRE ROPE CLIP) | 13
set34015 | 1010230205 | GROUND WIRE CLAMP,J.1152 | 1
set34015 | 1020010004 | CONDUCTOR,AL,BARE 95 sq.mm.TIS.85 | 5
set34015 | 1020050100 | CABLE,AERIAL,AL 33 kV. 1x50 sq.mm. | 3
set34015 | 1020050104 | CABLE,AERIAL,AL 33 kV. 1x185 sq.mm. | 40
set34015 | 1020180002 | TAPE,ELECTRICAL,PVC PLASTIC,OUTDOOR TYPE,ROLL SIZE 0.18X19X20,000 MM.TIS.386 | 1
set34015 | 1020180003 | ELECTRICAL SPLICING TAPE,FOR H.T.AERIAL CABLE,SIZE 3/4"X30' | 4
set34015 | 1020200000 | TAPE,ARMOR,AL 1x10 mm. | 0.5
set34015 | 1020200002 | TIE WIRE,AL 4 mm. | 0.5
set34015 | 1020300103 | CONNECTOR,PARALLEL GROOVE,TRIPLE BOLT,AL,AL-ALLOY AND ACSR 70-185 SQ.MM. | 20
set34015 | 1020420102 | CABLE LUG,NEMA HOLE,COMPRESSION TYPE,AL 50 SQ.MM. | 2
set34015 | 1020420104 | CABLE LUG,NEMA HOLE,COMPRESSION TYPE,AL 95 SQ.MM. | 6
set34015 | 1020420106 | CABLE LUG,NEMA HOLE,COMPRESSION TYPE,AL 185 SQ.MM. | 18
set34015 | 1030000002 | INSULATOR,PIN TYPE,TYPE C (CLASS 56-3)TIS.279 | 3
set34015 | 1030020002 | INSULATOR,SUSPENSION TYPE D (CLASS 52-4)TIS.354 | 18
set34015 | 1030100001 | PIN,INSULATOR,33 KV.SHANK 165 MM.LEAD HEAD 35 MM.(1 3/8") | 3
set34015 | 1040000101 | LIGHTNING ARRESTER,30 KV.10 KA. | 6
set34015 | 1040050100 | SWITCH,DISCONNECTING,SINGLE POLE 33 kV. 600 A.DISTRIBUTION CLASS | 9
set34015 | 1040080102 | RECLOSER,3 PHASE.33 KV.560 A.10 KA.(ELECTRONIC) | 1
set34015 | 1040080300 | RECLOSER,HANGER,FOR DOUBLE-POLE MOUNTING | 1
set34015 | 1040080302 | CONTROL UNIT,AUTOMATIC,FOR ELECTRONIC RECLOSER | 1
set34015 | 1040080305 | TRANSFORMER,0.5 KVA.,1 PHASE 19 KV.FOR POWER SUPPLY OF ELECTRONIC RECOLSER DONTROL UNIT | 1
set34015 | 1060100002 | METER PLATE, SIZE 2X20X120 CM. | 1
set34015 | 1080040001 | CONDUIT,PVC,RIGID,DIA. 20x2500 mm.TIS.216 | 2
set34015 | 9090011007 | WELDING POWDER, ST. WIRE 50 SQ.MM. TO GD | 7
set34016 | 1020050100 | CABLE,AERIAL,AL 33 kV. 1x50 sq.mm. | 3
set34016 | 1020050104 | CABLE,AERIAL,AL 33 kV. 1x185 sq.mm. | 20
set34016 | 1020180003 | ELECTRICAL SPLICING TAPE,FOR H.T.AERIAL CABLE,SIZE 3/4"X30' | 3
set34016 | 1020300103 | CONNECTOR,PARALLEL GROOVE,TRIPLE BOLT,AL,AL-ALLOY AND ACSR 70-185 SQ.MM. | 2
set34016 | 1020420106 | CABLE LUG,NEMA HOLE,COMPRESSION TYPE,AL 185 SQ.MM. | 12
set34016 | 1040080102 | RECLOSER,3 PHASE.33 KV.560 A.10 KA.(ELECTRONIC) | 1
set34016 | 1040080300 | RECLOSER,HANGER,FOR DOUBLE-POLE MOUNTING | 1
set34016 | 1060100002 | METER PLATE, SIZE 2X20X120 CM. | 1
set34017 | 1010110203 | BOLT,MACHINE M.16x250 mm. | 4
set34017 | 1010180100 | WASHER,PLAIN,SQUARE,LARGE 52x52x4.5 mm.HOLE DIA. 18 MM. TIS.258 | 4
set34017 | 1010990000 | NAIL,MILD STEEL,ROUND-FLAT HEAD,DIA. 2.00X5.00 MM. 35 MM.LONG | 10
set34017 | 1020070002 | CABLE,AL,COMPACT STRANDED,PVC-INSULATED,750 V. 75 DEG.C, 50 SQ.MM. TIS.293 | 18
set34017 | 1020200000 | TAPE,ARMOR,AL 1x10 mm. | 0.2
set34017 | 1020310001 | CONNECTOR,DEAD END,AL 50-70 sq.mm. | 4
set34017 | 1020320003 | CONNECTOR,COMPRESSION,H-TYPE,MAIN AL 50-95 SQ.MM.,TAP AL. OR CU. 50-95 SQ.MM. | 6
set34017 | 1030030000 | INSULATOR,SPOOL,TYPE B (CLASS 53-2)TIS.227 | 4
set34017 | 1030130000 | RACK,SECONDARY,MEDIUM PRESSED STEEL 2X200 mm.(2x8") | 2
set34017 | 1050100002 | STEEL BRACKET | 8
set34017 | 1080040003 | CONDUIT,PVC,RIGID,DIA. 65x1000 mm.TIS.216 | 2
set34018 | 1010000302 | STEEL CHANNEL, 150x75x6.5 MM. 4,500 MM.LONG | 2
set34018 | 1010110206 | BOLT,MACHINE M.16x400 mm. | 2
set34018 | 1010130002 | BOLT,DOUBLE ARMING,ROUND EYE M.16x500 mm. | 4
set34018 | 1010180100 | WASHER,PLAIN,SQUARE,LARGE 52x52x4.5 mm.HOLE DIA. 18 MM. TIS.258 | 8
set34018 | 1020050104 | CABLE,AERIAL,AL 33 kV. 1x185 sq.mm. | 12
set34018 | 1020180003 | ELECTRICAL SPLICING TAPE,FOR H.T.AERIAL CABLE,SIZE 3/4"X30' | 2
set34018 | 1020420106 | CABLE LUG,NEMA HOLE,COMPRESSION TYPE,AL 185 SQ.MM. | 12
set34018 | 1040080102 | RECLOSER,3 PHASE.33 KV.560 A.10 KA.(ELECTRONIC) | 1
set34018 | 1040080302 | CONTROL UNIT,AUTOMATIC,FOR ELECTRONIC RECLOSER | 1
set34018 | 1060030104 | TRANSFORMER,CURRENT,OUTDOOR,L.T. 500 V.RATIO 800-1,600/5 A. CLASS 0.5, 5 VA. | 50
set34019 | 1010110203 | BOLT,MACHINE M.16x250 mm. | 4
set34019 | 1010220002 | ROD,GROUND,60x60x5 mm. 2 m.LONG | 1
set34019 | 1020080500 | CONDUCTOR,CU.PVC. INSULATED AND JACKTED 2X6 SQ.MM 600 V. | 24
set34019 | 1020200000 | TAPE,ARMOR,AL 1x10 mm. | 0.3
set34019 | 1020310000 | CONNECTOR,DEAD END,AL 25-35 sq.mm. | 4
set34019 | 1030030000 | INSULATOR,SPOOL,TYPE B (CLASS 53-2)TIS.227 | 6
set34019 | 1030130000 | RACK,SECONDARY,MEDIUM PRESSED STEEL 2X200 mm.(2x8") | 2
set34019 | 1040000300 | LIGHTNING ARRESTER 250-500 V. 2.5-5.0 kA. | 1
set34019 | 1040020001 | L.T. H.R.C. FUSE 50 A.DIN 43620 SIZE 0 OR 1 OR BS.88 | 1
set34019 | 1040030102 | FUSE LINK 33 kV. 3 A.EEI-NEMA TYPE K OR HIGH SURGE TYPE | 1
set34019 | 1040070303 | CONTROL UNIT AUTOMATIC,FOR SF 6 LOAD BREAK SWITCH | 1
set34019 | 1040070304 | AUTOMATIC TRANSFER SWITCH 220 V. 40 A. | 1
set34019 | 1050000202 | TRANSFORMER, 30 KVA. 1 BUSHING ,CONVENTIONAL TYPE 33 GRDY/19-0.46/0.23 KV. | 1
set34019 | 1060100000 | CABLE PLATE, SIZE 2X20X20 CM. | 2
set34019 | 1060100002 | METER PLATE, SIZE 2X20X120 CM. | 1
set34019 | 9090011007 | WELDING POWDER, ST. WIRE 50 SQ.MM. TO GD | 4
set34020 | 1010110203 | BOLT,MACHINE M.16x250 mm. | 6
set34020 | 1010220002 | ROD,GROUND,60x60x5 mm. 2 m.LONG | 2
set34020 | 1020080500 | CONDUCTOR,CU.PVC. INSULATED AND JACKTED 2X6 SQ.MM 600 V. | 24
set34020 | 1020200000 | TAPE,ARMOR,AL 1x10 mm. | 0.3
set34020 | 1020310000 | CONNECTOR,DEAD END,AL 25-35 sq.mm. | 8
set34020 | 1030030000 | INSULATOR,SPOOL,TYPE B (CLASS 53-2)TIS.227 | 10
set34020 | 1030130000 | RACK,SECONDARY,MEDIUM PRESSED STEEL 2X200 mm.(2x8") | 4
set34020 | 1040000300 | LIGHTNING ARRESTER 250-500 V. 2.5-5.0 kA. | 2
set34020 | 1040020001 | L.T. H.R.C. FUSE 50 A.DIN 43620 SIZE 0 OR 1 OR BS.88 | 2
set34020 | 1040030102 | FUSE LINK 33 kV. 3 A.EEI-NEMA TYPE K OR HIGH SURGE TYPE | 2
set34020 | 1040070303 | CONTROL UNIT AUTOMATIC,FOR SF 6 LOAD BREAK SWITCH | 1
set34020 | 1040070304 | AUTOMATIC TRANSFER SWITCH 220 V. 40 A. | 1
set34020 | 1050000202 | TRANSFORMER, 30 KVA. 1 BUSHING ,CONVENTIONAL TYPE 33 GRDY/19-0.46/0.23 KV. | 2
set34020 | 1060100000 | CABLE PLATE, SIZE 2X20X20 CM. | 2
set34020 | 1060100002 | METER PLATE, SIZE 2X20X120 CM. | 1
set34020 | 9090011007 | WELDING POWDER, ST. WIRE 50 SQ.MM. TO GD | 7
set34021 | 1010050201 | BEAM STEEL,SQUARE TUBE 100X100X3.2 MM.2.0 M.LONG FOR SF6 SWITCH | 1
set34021 | 1010100004 | WIRE,STEEL STRANDED 50/7 sq.mm.TIS.404 | 26
set34021 | 1010110200 | BOLT,MACHINE M.16x130 mm. | 3
set34021 | 1010180100 | WASHER,PLAIN,SQUARE,LARGE 52x52x4.5 mm.HOLE DIA. 18 MM. TIS.258 | 2
set34021 | 1010180301 | WASHER,LOCK,SPRING,SIZE 16 mm.,GENERAL PURPOSE,TIS.259 | 1
set34021 | 1010200001 | BRACE,FLAT,FOR CROSSARM 30x6x760 mm. | 2
set34021 | 1010220002 | ROD,GROUND,60x60x5 mm. 2 m.LONG | 1
set34021 | 1010230000 | CLAMP,SINGLE U-BOLT,M.8 (WIRE ROPE CLIP) | 13
set34021 | 1020070004 | CABLE,AL,COMPACT STRANDED,PVC-INSULATED,750 V. 75 DEG.C, 95 SQ.MM. TIS.293 | 6
set34021 | 1020180003 | ELECTRICAL SPLICING TAPE,FOR H.T.AERIAL CABLE,SIZE 3/4"X30' | 8
set34021 | 1020180004 | TAPE,ELECTRICAL,SILICONE RUBBER,SELF-FUSING,ROLL SIZE 25.4 MMX9 M. | 5
set34021 | 1020300103 | CONNECTOR,PARALLEL GROOVE,TRIPLE BOLT,AL,AL-ALLOY AND ACSR 70-185 SQ.MM. | 6
set34021 | 1040000100 | S.A. 30 KV. 5 KA. | 6
set34021 | 1040070107 | SWITCH,SF.6 LOAD BREAK,REMOTE CONTROLLED,3 PHASE 33 KV. 400 A. | 1
set34021 | 1080040001 | CONDUIT,PVC,RIGID,DIA. 20x2500 mm.TIS.216 | 2
set34021 | 9090010035 | คอมปาวด์ช่วยการสัมผัสทางไฟฟ้า | 0.4
set34021 | 9090011007 | WELDING POWDER, ST. WIRE 50 SQ.MM. TO GD | 3
set34022 | 1010110202 | BOLT,MACHINE M.16x200 mm. | 1
set34022 | 1010110204 | BOLT,MACHINE M.16x300 mm. | 1
set34022 | 9090011007 | WELDING POWDER, ST. WIRE 50 SQ.MM. TO GD | 1
set34023 | 1010110203 | BOLT,MACHINE M.16x250 mm. | 1
set34023 | 1010110205 | BOLT,MACHINE M.16x350 mm. | 1
set34024 | 1010110204 | BOLT,MACHINE M.16x300 mm. | 1
set34024 | 1010110206 | BOLT,MACHINE M.16x400 mm. | 1
set34025 | 1010100004 | WIRE,STEEL STRANDED 50/7 sq.mm.TIS.404 | 13
set34025 | 1010180100 | WASHER,PLAIN,SQUARE,LARGE 52x52x4.5 mm.HOLE DIA. 18 MM. TIS.258 | 10
set34025 | 1010220002 | ROD,GROUND,60x60x5 mm. 2 m.LONG | 1
set34025 | 1010230000 | CLAMP,SINGLE U-BOLT,M.8 (WIRE ROPE CLIP) | 2
set34025 | 1020050100 | CABLE,AERIAL,AL 33 kV. 1x50 sq.mm. | 6
set34025 | 1020200000 | TAPE,ARMOR,AL 1x10 mm. | 2
set34025 | 1020330006 | HOTLINE BAIL-CLAMP,MAIN 70-185 SQ.MM. | 3
set34025 | 1020330104 | HOTLINE CLAMP,MAIN35-185,TAP50-185SQ.MM. | 3
set34025 | 1020420102 | CABLE LUG,NEMA HOLE,COMPRESSION TYPE,AL 50 SQ.MM. | 3
set34025 | 1040070305 | CONTROL UNIT AUTOMATIC REMOTE CONTROLLED,FOR SF.6 LOAD BREAK SWITCH | 1
set34025 | 1040073012 | VT.3P.O/D 33,000/110-220 V.RCS 500 VA. | 1
set34025 | 1060100000 | CABLE PLATE, SIZE 2X20X20 CM. | 2
set34025 | 1060100001 | METER PLATE, SIZE 2X20X60 CM. | 1
set34025 | 1060100002 | METER PLATE, SIZE 2X20X120 CM. | 1
set34025 | 1080040001 | CONDUIT,PVC,RIGID,DIA. 20x2500 mm.TIS.216 | 2
set34025 | 9090011007 | WELDING POWDER, ST. WIRE 50 SQ.MM. TO GD | 1
set34026 | 1010110202 | BOLT,MACHINE M.16x200 mm. | 2
set34026 | 1010110204 | BOLT,MACHINE M.16x300 mm. | 5
set34027 | 1010110203 | BOLT,MACHINE M.16x250 mm. | 2
set34027 | 1010110205 | BOLT,MACHINE M.16x350 mm. | 5
set34028 | 1010110204 | BOLT,MACHINE M.16x300 mm. | 2
set34028 | 1010110206 | BOLT,MACHINE M.16x400 mm. | 5
set34040 | 1000110002 | CROSSARM,PRESTRESSED CONCRETE,SPUN,H.T. 120X120X3,000 MM. | 5
set34040 | 1000110004 | CROSSARM,PRESTRESSED CONCRETE,SPUN(FOR DEAD-ENDING) 120X120X2,50 | 2
set34040 | 1010010003 | STEEL ANGLE,OVERHEAD GROUND WIRE BAYONET 65x65x6 MM. 2,250 MM. LONG | 1
set34040 | 1010100000 | WIRE,STEEL SOLID DIA. 4.0 mm.TIS.71 | 0.35
set34040 | 1010100004 | WIRE,STEEL STRANDED 50/7 sq.mm.TIS.404 | 47
set34040 | 1010110201 | BOLT,MACHINE M.16x170 mm. | 8
set34040 | 1010180001 | NUT,EYE M.16 DIN 582 | 3
set34040 | 1010180100 | WASHER,PLAIN,SQUARE,LARGE 52x52x4.5 mm.HOLE DIA. 18 MM. TIS.258 | 57
set34040 | 1010180201 | WASHER,SQUARE,CURVED 60x60x5 mm.HOLE DIA. 22 mm. | 3
set34040 | 1010180301 | WASHER,LOCK,SPRING,SIZE 16 mm.,GENERAL PURPOSE,TIS.259 | 1
set34040 | 1010200002 | BRACE,FLAT,FOR CROSSARM 40x6x1,000 mm. | 8
set34040 | 1010230000 | CLAMP,SINGLE U-BOLT,M.8 (WIRE ROPE CLIP) | 24
set34040 | 1010230205 | GROUND WIRE CLAMP,J.1152 | 1
set34040 | 1020050100 | CABLE,AERIAL,AL 33 kV. 1x50 sq.mm. | 8
set34040 | 1020050104 | CABLE,AERIAL,AL 33 kV. 1x185 sq.mm. | 33
set34040 | 1020180001 | TAPE,ELECTRICAL,PVC.PLASTIC,OUTDOOR TYPE,ROLL SIZE 0.18X19X10,000 MM. TIS.386 | 2
set34040 | 1020180003 | ELECTRICAL SPLICING TAPE,FOR H.T.AERIAL CABLE,SIZE 3/4"X30' | 4
set34040 | 1020200000 | TAPE,ARMOR,AL 1x10 mm. | 0.2
set34040 | 1020300103 | CONNECTOR,PARALLEL GROOVE,TRIPLE BOLT,AL,AL-ALLOY AND ACSR 70-185 SQ.MM. | 20
set34040 | 1020420102 | CABLE LUG,NEMA HOLE,COMPRESSION TYPE,AL 50 SQ.MM. | 2
set34040 | 1020420106 | CABLE LUG,NEMA HOLE,COMPRESSION TYPE,AL 185 SQ.MM. | 24
set34040 | 1030000002 | INSULATOR,PIN TYPE,TYPE C (CLASS 56-3)TIS.279 | 3
set34040 | 1030020002 | INSULATOR,SUSPENSION TYPE D (CLASS 52-4)TIS.354 | 18
set34040 | 1030100001 | PIN,INSULATOR,33 KV.SHANK 165 MM.LEAD HEAD 35 MM.(1 3/8") | 3
set34040 | 1040000101 | LIGHTNING ARRESTER,30 KV.10 KA. | 6
set34040 | 1040050100 | SWITCH,DISCONNECTING,SINGLE POLE 33 kV. 600 A.DISTRIBUTION CLASS | 9
set34040 | 1040080102 | RECLOSER,3 PHASE.33 KV.560 A.10 KA.(ELECTRONIC) | 1
set34040 | 1040080300 | RECLOSER,HANGER,FOR DOUBLE-POLE MOUNTING | 1
set34040 | 1040080302 | CONTROL UNIT,AUTOMATIC,FOR ELECTRONIC RECLOSER | 1
set34040 | 1040080305 | TRANSFORMER,0.5 KVA.,1 PHASE 19 KV.FOR POWER SUPPLY OF ELECTRONIC RECOLSER DONTROL UNIT | 1
set34040 | 1060100002 | METER PLATE, SIZE 2X20X120 CM. | 1
set34040 | 1080040001 | CONDUIT,PVC,RIGID,DIA. 20x2500 mm.TIS.216 | 2
set34040 | 9090010035 | คอมปาวด์ช่วยการสัมผัสทางไฟฟ้า | 0.4
set34040 | 9090011007 | WELDING POWDER, ST. WIRE 50 SQ.MM. TO GD | 6
set34041 | 1000110002 | CROSSARM,PRESTRESSED CONCRETE,SPUN,H.T. 120X120X3,000 MM. | 5
set34041 | 1000110004 | CROSSARM,PRESTRESSED CONCRETE,SPUN(FOR DEAD-ENDING) 120X120X2,50 | 2
set34041 | 1010010003 | STEEL ANGLE,OVERHEAD GROUND WIRE BAYONET 65x65x6 MM. 2,250 MM. LONG | 1
set34041 | 1010100000 | WIRE,STEEL SOLID DIA. 4.0 mm.TIS.71 | 0.35
set34041 | 1010100004 | WIRE,STEEL STRANDED 50/7 sq.mm.TIS.404 | 47
set34041 | 1010110201 | BOLT,MACHINE M.16x170 mm. | 8
set34041 | 1010180001 | NUT,EYE M.16 DIN 582 | 3
set34041 | 1010180100 | WASHER,PLAIN,SQUARE,LARGE 52x52x4.5 mm.HOLE DIA. 18 MM. TIS.258 | 57
set34041 | 1010180201 | WASHER,SQUARE,CURVED 60x60x5 mm.HOLE DIA. 22 mm. | 3
set34041 | 1010180301 | WASHER,LOCK,SPRING,SIZE 16 mm.,GENERAL PURPOSE,TIS.259 | 1
set34041 | 1010200002 | BRACE,FLAT,FOR CROSSARM 40x6x1,000 mm. | 8
set34041 | 1010220002 | ROD,GROUND,60x60x5 mm. 2 m.LONG | 2
set34041 | 1010230000 | CLAMP,SINGLE U-BOLT,M.8 (WIRE ROPE CLIP) | 24
set34041 | 1010230205 | GROUND WIRE CLAMP,J.1152 | 1
set34041 | 1020050100 | CABLE,AERIAL,AL 33 kV. 1x50 sq.mm. | 8
set34041 | 1020050104 | CABLE,AERIAL,AL 33 kV. 1x185 sq.mm. | 33
set34041 | 1020180001 | TAPE,ELECTRICAL,PVC.PLASTIC,OUTDOOR TYPE,ROLL SIZE 0.18X19X10,000 MM. TIS.386 | 2
set34041 | 1020180003 | ELECTRICAL SPLICING TAPE,FOR H.T.AERIAL CABLE,SIZE 3/4"X30' | 4
set34041 | 1020200000 | TAPE,ARMOR,AL 1x10 mm. | 0.2
set34041 | 1020300103 | CONNECTOR,PARALLEL GROOVE,TRIPLE BOLT,AL,AL-ALLOY AND ACSR 70-185 SQ.MM. | 20
set34041 | 1020420102 | CABLE LUG,NEMA HOLE,COMPRESSION TYPE,AL 50 SQ.MM. | 2
set34041 | 1020420106 | CABLE LUG,NEMA HOLE,COMPRESSION TYPE,AL 185 SQ.MM. | 24
set34041 | 1030000002 | INSULATOR,PIN TYPE,TYPE C (CLASS 56-3)TIS.279 | 3
set34041 | 1030020002 | INSULATOR,SUSPENSION TYPE D (CLASS 52-4)TIS.354 | 18
set34041 | 1030100001 | PIN,INSULATOR,33 KV.SHANK 165 MM.LEAD HEAD 35 MM.(1 3/8") | 3
set34041 | 1040000101 | LIGHTNING ARRESTER,30 KV.10 KA. | 6
set34041 | 1040050100 | SWITCH,DISCONNECTING,SINGLE POLE 33 kV. 600 A.DISTRIBUTION CLASS | 9
set34041 | 1040080103 | รีโคลสเซอร์ 3 เฟส 33 เควี 630 แอมป์ 12 เคเอ(ชนิด Soild dielectric) ตามสเปคเลขที่ RPRO-034/2547 | 1
set34041 | 1040080300 | RECLOSER,HANGER,FOR DOUBLE-POLE MOUNTING | 1
set34041 | 1040080302 | CONTROL UNIT,AUTOMATIC,FOR ELECTRONIC RECLOSER | 1
set34041 | 1040080305 | TRANSFORMER,0.5 KVA.,1 PHASE 19 KV.FOR POWER SUPPLY OF ELECTRONIC RECOLSER DONTROL UNIT | 1
set34041 | 1060100002 | METER PLATE, SIZE 2X20X120 CM. | 1
set34041 | 1080040001 | CONDUIT,PVC,RIGID,DIA. 20x2500 mm.TIS.216 | 2
set34041 | 9090010035 | คอมปาวด์ช่วยการสัมผัสทางไฟฟ้า | 0.4
set34041 | 9090011007 | WELDING POWDER, ST. WIRE 50 SQ.MM. TO GD | 6
set34042 | 1010110202 | BOLT,MACHINE M.16x200 mm. | 2
set34042 | 1010110203 | BOLT,MACHINE M.16x250 mm. | 10
set34042 | 1010110205 | BOLT,MACHINE M.16x350 mm. | 1
set34042 | 1010110207 | BOLT,MACHINE M.16x450 mm. | 2
set34042 | 1010120001 | BOLT,DOUBLE ARMING,M.16x450 mm. | 4
set34042 | 1010130001 | BOLT,DOUBLE ARMING,ROUND EYE M.16x450 mm. | 3
set34043 | 1010110203 | BOLT,MACHINE M.16x250 mm. | 6
set34043 | 1010110204 | BOLT,MACHINE M.16x300 mm. | 4
set34043 | 1010110205 | BOLT,MACHINE M.16x350 mm. | 3
set34043 | 1010110208 | BOLT,MACHINE M.16x500 mm. | 2
set34043 | 1010120002 | BOLT,DOUBLE ARMING,M.16x500 mm. | 4
set34043 | 1010130002 | BOLT,DOUBLE ARMING,ROUND EYE M.16x500 mm. | 3
set34044 | 1010110204 | BOLT,MACHINE M.16x300 mm. | 6
set34044 | 1010110205 | BOLT,MACHINE M.16x350 mm. | 4
set34044 | 1010110206 | BOLT,MACHINE M.16x400 mm. | 3
set34044 | 1010110209 | BOLT MACHINE M.16X600 MM. | 2
set34044 | 1010120003 | BOLT,DOUBLE ARMING,M.16X550 MM. | 4
set34044 | 1010130004 | BOLT,DOUBLE ARMING,ROUND EYE,M.16X550 MM. | 3
set34045 | 1000110002 | CROSSARM,PRESTRESSED CONCRETE,SPUN,H.T. 120X120X3,000 MM. | 2
set34045 | 1010010003 | STEEL ANGLE,OVERHEAD GROUND WIRE BAYONET 65x65x6 MM. 2,250 MM. LONG | 1
set34045 | 1010100002 | WIRE,STEEL STRANDED 25 sq.mm.TIS.404 | 2
set34045 | 1010100004 | WIRE,STEEL STRANDED 50/7 sq.mm.TIS.404 | 20
set34045 | 1010110201 | BOLT,MACHINE M.16x170 mm. | 2
set34045 | 1010110203 | BOLT,MACHINE M.16x250 mm. | 7
set34045 | 1010110205 | BOLT,MACHINE M.16x350 mm. | 6
set34045 | 1010130002 | BOLT,DOUBLE ARMING,ROUND EYE M.16x500 mm. | 3
set34045 | 1010180001 | NUT,EYE M.16 DIN 582 | 3
set34045 | 1010180100 | WASHER,PLAIN,SQUARE,LARGE 52x52x4.5 mm.HOLE DIA. 18 MM. TIS.258 | 28
set34045 | 1010180301 | WASHER,LOCK,SPRING,SIZE 16 mm.,GENERAL PURPOSE,TIS.259 | 1
set34045 | 1010200002 | BRACE,FLAT,FOR CROSSARM 40x6x1,000 mm. | 2
set34045 | 1010220002 | ROD,GROUND,60x60x5 mm. 2 m.LONG | 1
set34045 | 1010230000 | CLAMP,SINGLE U-BOLT,M.8 (WIRE ROPE CLIP) | 12
set34045 | 1010230012 | CLAMP, DOUBLE BOLTS, ST. WIRE 25 SQ.MM. | 1
set34045 | 1010230205 | GROUND WIRE CLAMP,J.1152 | 1
set34045 | 1020050104 | CABLE,AERIAL,AL 33 kV. 1x185 sq.mm. | 9
set34045 | 1020070004 | CABLE,AL,COMPACT STRANDED,PVC-INSULATED,750 V. 75 DEG.C, 95 SQ.MM. TIS.293 | 12
set34045 | 1020180001 | TAPE,ELECTRICAL,PVC.PLASTIC,OUTDOOR TYPE,ROLL SIZE 0.18X19X10,000 MM. TIS.386 | 2
set34045 | 1020180003 | ELECTRICAL SPLICING TAPE,FOR H.T.AERIAL CABLE,SIZE 3/4"X30' | 4
set34045 | 1020200000 | TAPE,ARMOR,AL 1x10 mm. | 0.5
set34045 | 1020300103 | CONNECTOR,PARALLEL GROOVE,TRIPLE BOLT,AL,AL-ALLOY AND ACSR 70-185 SQ.MM. | 15
set34045 | 1020420106 | CABLE LUG,NEMA HOLE,COMPRESSION TYPE,AL 185 SQ.MM. | 6
set34045 | 1030020002 | INSULATOR,SUSPENSION TYPE D (CLASS 52-4)TIS.354 | 18
set34045 | 1030110004 | CLAMP,STRAIN,STRAIGHT TYPE,FOR AL 185 sq.mm. | 6
set34045 | 1040000101 | LIGHTNING ARRESTER,30 KV.10 KA. | 6
set34045 | 1040073016 | VT.1P.O/D 33,000/230 V.REC.500 VA. | 1
set34045 | 1040080102 | RECLOSER,3 PHASE.33 KV.560 A.10 KA.(ELECTRONIC) | 1
set34045 | 1040080302 | CONTROL UNIT,AUTOMATIC,FOR ELECTRONIC RECLOSER | 1
set34045 | 1060100000 | CABLE PLATE, SIZE 2X20X20 CM. | 2
set34045 | 1060100001 | METER PLATE, SIZE 2X20X60 CM. | 1
set34045 | 1060100002 | METER PLATE, SIZE 2X20X120 CM. | 1
set34045 | 1080040002 | CONDUIT,PVC,RIGID,DIA. 20x4000 mm.TIS.216 | 2
set34045 | 9090011007 | WELDING POWDER, ST. WIRE 50 SQ.MM. TO GD | 1
set34101 | 1010030200 | ST. PLATE, SINGLE STUB FOR 12.00 M POLE | 2
set34101 | 1010110500 | BOLT, MACHINE, HEXAGON, M.24X2S0 MM. | 4
set34101 | 1010180102 | WASHER,PLAIN,SQUARE, 72X72X6 MM. | 8
set34101 | 1010180303 | WASHER,LOCK,SPRING,SIZE 24 MM.,TIS.259 | 4
set34102 | 1010030201 | ST. PLATE, SINGLE SlUB FOR 12.20 M POLE | 2
set34102 | 1010110500 | BOLT, MACHINE, HEXAGON, M.24X2S0 MM. | 4
set34102 | 1010180102 | WASHER,PLAIN,SQUARE, 72X72X6 MM. | 8
set34102 | 1010180303 | WASHER,LOCK,SPRING,SIZE 24 MM.,TIS.259 | 4
set34103 | 1010030202 | ST. PLATE, SINGLE STUB FOR 14.00 M POLE | 2
set34103 | 1010110500 | BOLT, MACHINE, HEXAGON, M.24X2S0 MM. | 4
set34103 | 1010180102 | WASHER,PLAIN,SQUARE, 72X72X6 MM. | 8
set34103 | 1010180303 | WASHER,LOCK,SPRING,SIZE 24 MM.,TIS.259 | 4
set34104 | 1010030203 | ST. PLATE, SINGLE STUB FOR 14.30 M POLE | 2
set34104 | 1010110500 | BOLT, MACHINE, HEXAGON, M.24X2S0 MM. | 4
set34104 | 1010180102 | WASHER,PLAIN,SQUARE, 72X72X6 MM. | 8
set34104 | 1010180303 | WASHER,LOCK,SPRING,SIZE 24 MM.,TIS.259 | 4
set34105 | 1010030204 | ST. PLATE, SINGLE STUB FOR 16.00 M POLE | 2
set34105 | 1010110500 | BOLT, MACHINE, HEXAGON, M.24X2S0 MM. | 4
set34105 | 1010180102 | WASHER,PLAIN,SQUARE, 72X72X6 MM. | 8
set34105 | 1010180303 | WASHER,LOCK,SPRING,SIZE 24 MM.,TIS.259 | 4
set34106 | 1010030300 | ST. PLATE, DOUBLE STUB FOR 12.00 M POLE | 2
set34106 | 1010110500 | BOLT, MACHINE, HEXAGON, M.24X2S0 MM. | 4
set34106 | 1010180102 | WASHER,PLAIN,SQUARE, 72X72X6 MM. | 8
set34106 | 1010180303 | WASHER,LOCK,SPRING,SIZE 24 MM.,TIS.259 | 8
set34107 | 1010030301 | ST. PLATE, DOUBLE STUB FOR 12.20 M POLE | 2
set34107 | 1010110500 | BOLT, MACHINE, HEXAGON, M.24X2S0 MM. | 4
set34107 | 1010180102 | WASHER,PLAIN,SQUARE, 72X72X6 MM. | 8
set34107 | 1010180303 | WASHER,LOCK,SPRING,SIZE 24 MM.,TIS.259 | 4
set34108 | 1010030302 | ST. PLATE, DOUBLE STUB FOR 14.00 M POLE | 2
set34108 | 1010110500 | BOLT, MACHINE, HEXAGON, M.24X2S0 MM. | 4
set34108 | 1010180102 | WASHER,PLAIN,SQUARE, 72X72X6 MM. | 8
set34108 | 1010180303 | WASHER,LOCK,SPRING,SIZE 24 MM.,TIS.259 | 4
set34109 | 1010030303 | ST. PLATE, DOUBLE STUB FOR 14.30 M POLE | 2
set34109 | 1010110500 | BOLT, MACHINE, HEXAGON, M.24X2S0 MM. | 4
set34109 | 1010180102 | WASHER,PLAIN,SQUARE, 72X72X6 MM. | 8
set34109 | 1010180303 | WASHER,LOCK,SPRING,SIZE 24 MM.,TIS.259 | 4
set34110 | 1010030304 | ST. PLATE. DOUBLE S11JS FOR 16.00 M POLE | 2
set34110 | 1010110500 | BOLT, MACHINE, HEXAGON, M.24X2S0 MM. | 4
set34110 | 1010180102 | WASHER,PLAIN,SQUARE, 72X72X6 MM. | 8
set34110 | 1010180303 | WASHER,LOCK,SPRING,SIZE 24 MM.,TIS.259 | 4
set34111 | 9040020014 | STEEL 9 MM.,10 M.LONG | 7
set34111 | 9090010037 | CONCRETE 1/2/4 | 0.81
set34112 | 9040020014 | STEEL 9 MM.,10 M.LONG | 9
set34112 | 9090010037 | CONCRETE 1/2/4 | 1.13
set34700 | 1010100000 | WIRE,STEEL SOLID DIA. 4.0 mm.TIS.71 | 0.5
set34700 | 1010110205 | BOLT,MACHINE M.16x350 mm. | 2
set34700 | 1010180201 | WASHER,SQUARE,CURVED 60x60x5 mm.HOLE DIA. 22 mm. | 1
set34700 | 1020440121 | BRACKET FOR SAC, CORNER SUPPORT, 33kV | 1
set34700 | 1030000002 | INSULATOR,PIN TYPE,TYPE C (CLASS 56-3)TIS.279 | 3
set34700 | 1030100001 | PIN,INSULATOR,33 KV.SHANK 165 MM.LEAD HEAD 35 MM.(1 3/8") | 3
set35001 | 1010000100 | STEEL CHANNEL, 100x50x5 mm. 2,250 MM.LONG | 1
set35001 | 1010110200 | BOLT,MACHINE M.16x130 mm. | 1
set35001 | 1010110205 | BOLT,MACHINE M.16x350 mm. | 2
set35001 | 1010180100 | WASHER,PLAIN,SQUARE,LARGE 52x52x4.5 mm.HOLE DIA. 18 MM. TIS.258 | 2
set35001 | 1010230000 | CLAMP,SINGLE U-BOLT,M.8 (WIRE ROPE CLIP) | 2
set35001 | 1020030001 | CONDUCTOR,AL-ALLOY 35 sq.mm.TIS.725 | 2.25
set35001 | 1020200000 | TAPE,ARMOR,AL 1x10 mm. | 0.02
set35001 | 1020200002 | TIE WIRE,AL 4 mm. | 0.04
set35001 | 1020320002 | CONNECTOR,COMPRESSION,H-TYPE,MAIN AL 25-50 SQ.MM.,TAP AL. OR CU. 16-35 SQ.MM. | 2
set35001 | 1030030000 | INSULATOR,SPOOL,TYPE B (CLASS 53-2)TIS.227 | 1
set35001 | 1030130100 | CLEVIS,FLAT STEEL 4 1/4" FOR INSULATOR EEI-NEMA CLASS 53-2 TIS.227 | 1
set35001 | 9090010035 | คอมปาวด์ช่วยการสัมผัสทางไฟฟ้า | 0.02
set35002 | 1010110203 | BOLT,MACHINE M.16x250 mm. | 1
set35002 | 1020030001 | CONDUCTOR,AL-ALLOY 35 sq.mm.TIS.725 | 0.25
set35002 | 1020200000 | TAPE,ARMOR,AL 1x10 mm. | 0.02
set35002 | 1020200002 | TIE WIRE,AL 4 mm. | 0.04
set35002 | 1020320002 | CONNECTOR,COMPRESSION,H-TYPE,MAIN AL 25-50 SQ.MM.,TAP AL. OR CU. 16-35 SQ.MM. | 2
set35002 | 1030030000 | INSULATOR,SPOOL,TYPE B (CLASS 53-2)TIS.227 | 1
set35002 | 1030130100 | CLEVIS,FLAT STEEL 4 1/4" FOR INSULATOR EEI-NEMA CLASS 53-2 TIS.227 | 1
set35002 | 9090010035 | คอมปาวด์ช่วยการสัมผัสทางไฟฟ้า | 0.02
set35003 | 1010000100 | STEEL CHANNEL, 100x50x5 mm. 2,250 MM.LONG | 1
set35003 | 1010110200 | BOLT,MACHINE M.16x130 mm. | 1
set35003 | 1010110203 | BOLT,MACHINE M.16x250 mm. | 2
set35003 | 1010180100 | WASHER,PLAIN,SQUARE,LARGE 52x52x4.5 mm.HOLE DIA. 18 MM. TIS.258 | 2
set35003 | 1010230000 | CLAMP,SINGLE U-BOLT,M.8 (WIRE ROPE CLIP) | 2
set35003 | 1020030001 | CONDUCTOR,AL-ALLOY 35 sq.mm.TIS.725 | 2.25
set35003 | 1020200000 | TAPE,ARMOR,AL 1x10 mm. | 0.04
set35003 | 1020310000 | CONNECTOR,DEAD END,AL 25-35 sq.mm. | 2
set35003 | 1020320002 | CONNECTOR,COMPRESSION,H-TYPE,MAIN AL 25-50 SQ.MM.,TAP AL. OR CU. 16-35 SQ.MM. | 2
set35003 | 1030030000 | INSULATOR,SPOOL,TYPE B (CLASS 53-2)TIS.227 | 2
set35003 | 1030130100 | CLEVIS,FLAT STEEL 4 1/4" FOR INSULATOR EEI-NEMA CLASS 53-2 TIS.227 | 2
set35003 | 9090010035 | คอมปาวด์ช่วยการสัมผัสทางไฟฟ้า | 0.02
set35004 | 1010110202 | BOLT,MACHINE M.16x200 mm. | 1
set35004 | 1020200000 | TAPE,ARMOR,AL 1x10 mm. | 0.04
set35004 | 1020310000 | CONNECTOR,DEAD END,AL 25-35 sq.mm. | 2
set35004 | 1020320002 | CONNECTOR,COMPRESSION,H-TYPE,MAIN AL 25-50 SQ.MM.,TAP AL. OR CU. 16-35 SQ.MM. | 2
set35004 | 1030030000 | INSULATOR,SPOOL,TYPE B (CLASS 53-2)TIS.227 | 2
set35004 | 1030130100 | CLEVIS,FLAT STEEL 4 1/4" FOR INSULATOR EEI-NEMA CLASS 53-2 TIS.227 | 2
set35004 | 9090010035 | คอมปาวด์ช่วยการสัมผัสทางไฟฟ้า | 0.02
set35005 | 1010000100 | STEEL CHANNEL, 100x50x5 mm. 2,250 MM.LONG | 1
set35005 | 1010110200 | BOLT,MACHINE M.16x130 mm. | 1
set35005 | 1010110203 | BOLT,MACHINE M.16x250 mm. | 2
set35005 | 1010180100 | WASHER,PLAIN,SQUARE,LARGE 52x52x4.5 mm.HOLE DIA. 18 MM. TIS.258 | 2
set35005 | 1010230000 | CLAMP,SINGLE U-BOLT,M.8 (WIRE ROPE CLIP) | 2
set35005 | 1020030001 | CONDUCTOR,AL-ALLOY 35 sq.mm.TIS.725 | 2.25
set35005 | 1020200000 | TAPE,ARMOR,AL 1x10 mm. | 0.02
set35005 | 1020310000 | CONNECTOR,DEAD END,AL 25-35 sq.mm. | 1
set35005 | 1020320002 | CONNECTOR,COMPRESSION,H-TYPE,MAIN AL 25-50 SQ.MM.,TAP AL. OR CU. 16-35 SQ.MM. | 2
set35005 | 1030030000 | INSULATOR,SPOOL,TYPE B (CLASS 53-2)TIS.227 | 1
set35005 | 1030130100 | CLEVIS,FLAT STEEL 4 1/4" FOR INSULATOR EEI-NEMA CLASS 53-2 TIS.227 | 1
set35005 | 9090010035 | คอมปาวด์ช่วยการสัมผัสทางไฟฟ้า | 0.02
set35006 | 1010110202 | BOLT,MACHINE M.16x200 mm. | 1
set35006 | 1020200000 | TAPE,ARMOR,AL 1x10 mm. | 0.02
set35006 | 1020310000 | CONNECTOR,DEAD END,AL 25-35 sq.mm. | 1
set35006 | 1020320002 | CONNECTOR,COMPRESSION,H-TYPE,MAIN AL 25-50 SQ.MM.,TAP AL. OR CU. 16-35 SQ.MM. | 2
set35006 | 1030030000 | INSULATOR,SPOOL,TYPE B (CLASS 53-2)TIS.227 | 1
set35006 | 1030130100 | CLEVIS,FLAT STEEL 4 1/4" FOR INSULATOR EEI-NEMA CLASS 53-2 TIS.227 | 1
set35006 | 9090010035 | คอมปาวด์ช่วยการสัมผัสทางไฟฟ้า | 0.02
set35007 | 1010140001 | BOLT, ROUNG EYE M 16X200 MM. | 1
set35007 | 1010180100 | WASHER,PLAIN,SQUARE,LARGE 52x52x4.5 mm.HOLE DIA. 18 MM. TIS.258 | 2
set35007 | 1010210304 | THIMBLE,GUY,FOR STEEL WIRE 50-95 sq.mm. | 1
set35007 | 1010230000 | CLAMP,SINGLE U-BOLT,M.8 (WIRE ROPE CLIP) | 2
set35007 | 1020300102 | CONNECTOR,PARALLEL GROOVE,DOUBLE BOLT,AL,AL-ALLOY AND ACSR 25-95 SQ.MM. | 1
set35007 | 1020320002 | CONNECTOR,COMPRESSION,H-TYPE,MAIN AL 25-50 SQ.MM.,TAP AL. OR CU. 16-35 SQ.MM. | 1
set35007 | 9090010035 | คอมปาวด์ช่วยการสัมผัสทางไฟฟ้า | 0.02
set40101 | 1020070001 | CABLE,AL,COMPACT STRANDED,PVC-INSULATED,750 V. 75 DEG.C, 35 SQ.MM.TIS.293 | 6
set40101 | 1020420101 | CABLE LUG,NEMA HOLE,COMPRESSION TYPE,AL 35 SQ.MM. | 3
set40102 | 1020070002 | CABLE,AL,COMPACT STRANDED,PVC-INSULATED,750 V. 75 DEG.C, 50 SQ.MM. TIS.293 | 6
set40102 | 1020420102 | CABLE LUG,NEMA HOLE,COMPRESSION TYPE,AL 50 SQ.MM. | 3
set40103 | 1020070001 | CABLE,AL,COMPACT STRANDED,PVC-INSULATED,750 V. 75 DEG.C, 35 SQ.MM.TIS.293 | 11
set40103 | 1020300102 | CONNECTOR,PARALLEL GROOVE,DOUBLE BOLT,AL,AL-ALLOY AND ACSR 25-95 SQ.MM. | 1
set40103 | 1020420101 | CABLE LUG,NEMA HOLE,COMPRESSION TYPE,AL 35 SQ.MM. | 8
set40104 | 1020070002 | CABLE,AL,COMPACT STRANDED,PVC-INSULATED,750 V. 75 DEG.C, 50 SQ.MM. TIS.293 | 11
set40104 | 1020300102 | CONNECTOR,PARALLEL GROOVE,DOUBLE BOLT,AL,AL-ALLOY AND ACSR 25-95 SQ.MM. | 1
set40104 | 1020420102 | CABLE LUG,NEMA HOLE,COMPRESSION TYPE,AL 50 SQ.MM. | 8
set40105 | 1020070003 | CABLE,AL,COMPACT STRANDED,PVC-INSULATED,750 V. 75 DEG.C, 70 SQ.MM. TIS.293 | 11
set40105 | 1020300102 | CONNECTOR,PARALLEL GROOVE,DOUBLE BOLT,AL,AL-ALLOY AND ACSR 25-95 SQ.MM. | 1
set40105 | 1020420103 | CABLE LUG,NEMA HOLE,COMPRESSION TYPE,AL 70 SQ.MM. | 8
set40106 | 1020070004 | CABLE,AL,COMPACT STRANDED,PVC-INSULATED,750 V. 75 DEG.C, 95 SQ.MM. TIS.293 | 11
set40106 | 1020300102 | CONNECTOR,PARALLEL GROOVE,DOUBLE BOLT,AL,AL-ALLOY AND ACSR 25-95 SQ.MM. | 1
set40106 | 1020420104 | CABLE LUG,NEMA HOLE,COMPRESSION TYPE,AL 95 SQ.MM. | 8
set40107 | 1020070001 | CABLE,AL,COMPACT STRANDED,PVC-INSULATED,750 V. 75 DEG.C, 35 SQ.MM.TIS.293 | 16
set40107 | 1020300102 | CONNECTOR,PARALLEL GROOVE,DOUBLE BOLT,AL,AL-ALLOY AND ACSR 25-95 SQ.MM. | 1
set40107 | 1020420101 | CABLE LUG,NEMA HOLE,COMPRESSION TYPE,AL 35 SQ.MM. | 9
set40108 | 1020070002 | CABLE,AL,COMPACT STRANDED,PVC-INSULATED,750 V. 75 DEG.C, 50 SQ.MM. TIS.293 | 16
set40108 | 1020300102 | CONNECTOR,PARALLEL GROOVE,DOUBLE BOLT,AL,AL-ALLOY AND ACSR 25-95 SQ.MM. | 1
set40108 | 1020420102 | CABLE LUG,NEMA HOLE,COMPRESSION TYPE,AL 50 SQ.MM. | 9
set40109 | 1020070003 | CABLE,AL,COMPACT STRANDED,PVC-INSULATED,750 V. 75 DEG.C, 70 SQ.MM. TIS.293 | 16
set40109 | 1020300102 | CONNECTOR,PARALLEL GROOVE,DOUBLE BOLT,AL,AL-ALLOY AND ACSR 25-95 SQ.MM. | 1
set40109 | 1020420103 | CABLE LUG,NEMA HOLE,COMPRESSION TYPE,AL 70 SQ.MM. | 9
set40110 | 1020070004 | CABLE,AL,COMPACT STRANDED,PVC-INSULATED,750 V. 75 DEG.C, 95 SQ.MM. TIS.293 | 16
set40110 | 1020300102 | CONNECTOR,PARALLEL GROOVE,DOUBLE BOLT,AL,AL-ALLOY AND ACSR 25-95 SQ.MM. | 1
set40110 | 1020420104 | CABLE LUG,NEMA HOLE,COMPRESSION TYPE,AL 95 SQ.MM. | 9
set40111 | 1020070001 | CABLE,AL,COMPACT STRANDED,PVC-INSULATED,750 V. 75 DEG.C, 35 SQ.MM.TIS.293 | 45
set40111 | 1020300102 | CONNECTOR,PARALLEL GROOVE,DOUBLE BOLT,AL,AL-ALLOY AND ACSR 25-95 SQ.MM. | 1
set40111 | 1020420101 | CABLE LUG,NEMA HOLE,COMPRESSION TYPE,AL 35 SQ.MM. | 10
set40112 | 1010110204 | BOLT,MACHINE M.16x300 mm. | 2
set40112 | 1010180100 | WASHER,PLAIN,SQUARE,LARGE 52x52x4.5 mm.HOLE DIA. 18 MM. TIS.258 | 4
set40112 | 1020070002 | CABLE,AL,COMPACT STRANDED,PVC-INSULATED,750 V. 75 DEG.C, 50 SQ.MM. TIS.293 | 45
set40112 | 1020200000 | TAPE,ARMOR,AL 1x10 mm. | 0.5
set40112 | 1020300102 | CONNECTOR,PARALLEL GROOVE,DOUBLE BOLT,AL,AL-ALLOY AND ACSR 25-95 SQ.MM. | 1
set40112 | 1020420102 | CABLE LUG,NEMA HOLE,COMPRESSION TYPE,AL 50 SQ.MM. | 10
set40112 | 1060100000 | CABLE PLATE, SIZE 2X20X20 CM. | 3
set40113 | 1010110204 | BOLT,MACHINE M.16x300 mm. | 2
set40113 | 1010180100 | WASHER,PLAIN,SQUARE,LARGE 52x52x4.5 mm.HOLE DIA. 18 MM. TIS.258 | 4
set40113 | 1020070003 | CABLE,AL,COMPACT STRANDED,PVC-INSULATED,750 V. 75 DEG.C, 70 SQ.MM. TIS.293 | 45
set40113 | 1020200000 | TAPE,ARMOR,AL 1x10 mm. | 0.5
set40113 | 1020300102 | CONNECTOR,PARALLEL GROOVE,DOUBLE BOLT,AL,AL-ALLOY AND ACSR 25-95 SQ.MM. | 1
set40113 | 1020420103 | CABLE LUG,NEMA HOLE,COMPRESSION TYPE,AL 70 SQ.MM. | 10
set40113 | 1060100000 | CABLE PLATE, SIZE 2X20X20 CM. | 3
set40114 | 1010110204 | BOLT,MACHINE M.16x300 mm. | 2
set40114 | 1010180100 | WASHER,PLAIN,SQUARE,LARGE 52x52x4.5 mm.HOLE DIA. 18 MM. TIS.258 | 4
set40114 | 1020070004 | CABLE,AL,COMPACT STRANDED,PVC-INSULATED,750 V. 75 DEG.C, 95 SQ.MM. TIS.293 | 45
set40114 | 1020200000 | TAPE,ARMOR,AL 1x10 mm. | 0.5
set40114 | 1020300102 | CONNECTOR,PARALLEL GROOVE,DOUBLE BOLT,AL,AL-ALLOY AND ACSR 25-95 SQ.MM. | 1
set40114 | 1020420104 | CABLE LUG,NEMA HOLE,COMPRESSION TYPE,AL 95 SQ.MM. | 10
set40114 | 1060100000 | CABLE PLATE, SIZE 2X20X20 CM. | 3
set40115 | 1010110204 | BOLT,MACHINE M.16x300 mm. | 2
set40115 | 1010180100 | WASHER,PLAIN,SQUARE,LARGE 52x52x4.5 mm.HOLE DIA. 18 MM. TIS.258 | 4
set40115 | 1020070005 | CABLE,AL,COMPACT STRANDED,PVC-INSULATED,750 V. 75 DEG.C, 120 SQ.MM.TIS.293 | 45
set40115 | 1020200000 | TAPE,ARMOR,AL 1x10 mm. | 0.5
set40115 | 1020300102 | CONNECTOR,PARALLEL GROOVE,DOUBLE BOLT,AL,AL-ALLOY AND ACSR 25-95 SQ.MM. | 1
set40115 | 1020420105 | CABLE LUG,NEMA HOLE,COMPRESSION TYPE,AL 120 SQ.MM. | 10
set40115 | 1060100000 | CABLE PLATE, SIZE 2X20X20 CM. | 3
set40116 | 1010110204 | BOLT,MACHINE M.16x300 mm. | 2
set40116 | 1010180100 | WASHER,PLAIN,SQUARE,LARGE 52x52x4.5 mm.HOLE DIA. 18 MM. TIS.258 | 4
set40116 | 1020070007 | CABLE,AL,COMPACT STRANDED,PVC-INSULATED,750 V. 75 DEG.C, 185 SQ.MM. TIS.293 | 45
set40116 | 1020200000 | TAPE,ARMOR,AL 1x10 mm. | 0.5
set40116 | 1020300102 | CONNECTOR,PARALLEL GROOVE,DOUBLE BOLT,AL,AL-ALLOY AND ACSR 25-95 SQ.MM. | 1
set40116 | 1020420106 | CABLE LUG,NEMA HOLE,COMPRESSION TYPE,AL 185 SQ.MM. | 10
set40116 | 1060100000 | CABLE PLATE, SIZE 2X20X20 CM. | 3
set40121 | 1020070001 | CABLE,AL,COMPACT STRANDED,PVC-INSULATED,750 V. 75 DEG.C, 35 SQ.MM.TIS.293 | 18
set40121 | 1020300102 | CONNECTOR,PARALLEL GROOVE,DOUBLE BOLT,AL,AL-ALLOY AND ACSR 25-95 SQ.MM. | 1
set40121 | 1020420101 | CABLE LUG,NEMA HOLE,COMPRESSION TYPE,AL 35 SQ.MM. | 8
set40122 | 1020070002 | CABLE,AL,COMPACT STRANDED,PVC-INSULATED,750 V. 75 DEG.C, 50 SQ.MM. TIS.293 | 18
set40122 | 1020300102 | CONNECTOR,PARALLEL GROOVE,DOUBLE BOLT,AL,AL-ALLOY AND ACSR 25-95 SQ.MM. | 1
set40122 | 1020420102 | CABLE LUG,NEMA HOLE,COMPRESSION TYPE,AL 50 SQ.MM. | 8
set40123 | 1020070003 | CABLE,AL,COMPACT STRANDED,PVC-INSULATED,750 V. 75 DEG.C, 70 SQ.MM. TIS.293 | 18
set40123 | 1020300102 | CONNECTOR,PARALLEL GROOVE,DOUBLE BOLT,AL,AL-ALLOY AND ACSR 25-95 SQ.MM. | 1
set40123 | 1020420103 | CABLE LUG,NEMA HOLE,COMPRESSION TYPE,AL 70 SQ.MM. | 8
set40124 | 1020070004 | CABLE,AL,COMPACT STRANDED,PVC-INSULATED,750 V. 75 DEG.C, 95 SQ.MM. TIS.293 | 18
set40124 | 1020300102 | CONNECTOR,PARALLEL GROOVE,DOUBLE BOLT,AL,AL-ALLOY AND ACSR 25-95 SQ.MM. | 1
set40124 | 1020420104 | CABLE LUG,NEMA HOLE,COMPRESSION TYPE,AL 95 SQ.MM. | 8
set40125 | 1020070001 | CABLE,AL,COMPACT STRANDED,PVC-INSULATED,750 V. 75 DEG.C, 35 SQ.MM.TIS.293 | 55
set40125 | 1020300102 | CONNECTOR,PARALLEL GROOVE,DOUBLE BOLT,AL,AL-ALLOY AND ACSR 25-95 SQ.MM. | 1
set40125 | 1020420101 | CABLE LUG,NEMA HOLE,COMPRESSION TYPE,AL 35 SQ.MM. | 10
set40126 | 1020070002 | CABLE,AL,COMPACT STRANDED,PVC-INSULATED,750 V. 75 DEG.C, 50 SQ.MM. TIS.293 | 55
set40126 | 1020300102 | CONNECTOR,PARALLEL GROOVE,DOUBLE BOLT,AL,AL-ALLOY AND ACSR 25-95 SQ.MM. | 1
set40126 | 1020420102 | CABLE LUG,NEMA HOLE,COMPRESSION TYPE,AL 50 SQ.MM. | 10
set40127 | 1020070003 | CABLE,AL,COMPACT STRANDED,PVC-INSULATED,750 V. 75 DEG.C, 70 SQ.MM. TIS.293 | 55
set40127 | 1020300102 | CONNECTOR,PARALLEL GROOVE,DOUBLE BOLT,AL,AL-ALLOY AND ACSR 25-95 SQ.MM. | 1
set40127 | 1020420103 | CABLE LUG,NEMA HOLE,COMPRESSION TYPE,AL 70 SQ.MM. | 10
set40128 | 1020070004 | CABLE,AL,COMPACT STRANDED,PVC-INSULATED,750 V. 75 DEG.C, 95 SQ.MM. TIS.293 | 55
set40128 | 1020300102 | CONNECTOR,PARALLEL GROOVE,DOUBLE BOLT,AL,AL-ALLOY AND ACSR 25-95 SQ.MM. | 1
set40128 | 1020420104 | CABLE LUG,NEMA HOLE,COMPRESSION TYPE,AL 95 SQ.MM. | 10
set40129 | 1020070005 | CABLE,AL,COMPACT STRANDED,PVC-INSULATED,750 V. 75 DEG.C, 120 SQ.MM.TIS.293 | 55
set40129 | 1020300103 | CONNECTOR,PARALLEL GROOVE,TRIPLE BOLT,AL,AL-ALLOY AND ACSR 70-185 SQ.MM. | 1
set40129 | 1020420105 | CABLE LUG,NEMA HOLE,COMPRESSION TYPE,AL 120 SQ.MM. | 10
set40130 | 1020070007 | CABLE,AL,COMPACT STRANDED,PVC-INSULATED,750 V. 75 DEG.C, 185 SQ.MM. TIS.293 | 55
set40130 | 1020300103 | CONNECTOR,PARALLEL GROOVE,TRIPLE BOLT,AL,AL-ALLOY AND ACSR 70-185 SQ.MM. | 1
set40130 | 1020420106 | CABLE LUG,NEMA HOLE,COMPRESSION TYPE,AL 185 SQ.MM. | 10
set40201 | 1000110001 | CROSSARM,PRESTRESSED CONCRETE,SPUN,H.T. 100X100X2,500 MM. | 1
set40201 | 1010100004 | WIRE,STEEL STRANDED 50/7 sq.mm.TIS.404 | 20
set40201 | 1010110200 | BOLT,MACHINE M.16x130 mm. | 4
set40201 | 1010110203 | BOLT,MACHINE M.16x250 mm. | 3
set40201 | 1010110204 | BOLT,MACHINE M.16x300 mm. | 1
set40201 | 1010180100 | WASHER,PLAIN,SQUARE,LARGE 52x52x4.5 mm.HOLE DIA. 18 MM. TIS.258 | 6
set40201 | 1010180301 | WASHER,LOCK,SPRING,SIZE 16 mm.,GENERAL PURPOSE,TIS.259 | 3
set40201 | 1010200001 | BRACE,FLAT,FOR CROSSARM 30x6x760 mm. | 2
set40201 | 1010220002 | ROD,GROUND,60x60x5 mm. 2 m.LONG | 1
set40201 | 1010230000 | CLAMP,SINGLE U-BOLT,M.8 (WIRE ROPE CLIP) | 2
set40201 | 1020050000 | CABLE,AERIAL,AL 22 kV. 1x50 sq.mm. | 9
set40201 | 1020200002 | TIE WIRE,AL 4 mm. | 1
set40201 | 1020300102 | CONNECTOR,PARALLEL GROOVE,DOUBLE BOLT,AL,AL-ALLOY AND ACSR 25-95 SQ.MM. | 2
set40201 | 1020330005 | HOTLINE BAIL-CLAMP,MAIN 35-70 SQ.MM. | 2
set40201 | 1020330104 | HOTLINE CLAMP,MAIN35-185,TAP50-185SQ.MM. | 2
set40201 | 1020420400 | PIN TERMINAL,FOR AL 50 SQ.MM. | 2
set40201 | 1030030000 | INSULATOR,SPOOL,TYPE B (CLASS 53-2)TIS.227 | 2
set40201 | 1040000007 | S.A., 21 KV.5 KA.,WITHOUT BRACKET | 2
set40201 | 1040010002 | CUT-OUT,FUSE,OPEN TYPE,SINGLE INSULATOR DROPUOT 22 KV. 100 A. 12 KA. ASYM | 2
set40201 | 1050100003 | BRACKET,STEEL,FOR TRANSFORMER SECONDARY LEAD | 2
set40201 | 1080040001 | CONDUIT,PVC,RIGID,DIA. 20x2500 mm.TIS.216 | 3
set40201 | 9090011007 | WELDING POWDER, ST. WIRE 50 SQ.MM. TO GD | 3
set40202 | 1000110001 | CROSSARM,PRESTRESSED CONCRETE,SPUN,H.T. 100X100X2,500 MM. | 1
set40202 | 1010100004 | WIRE,STEEL STRANDED 50/7 sq.mm.TIS.404 | 20
set40202 | 1010110200 | BOLT,MACHINE M.16x130 mm. | 2
set40202 | 1010110201 | BOLT,MACHINE M.16x170 mm. | 1
set40202 | 1010110203 | BOLT,MACHINE M.16x250 mm. | 4
set40202 | 1010110204 | BOLT,MACHINE M.16x300 mm. | 1
set40202 | 1010180100 | WASHER,PLAIN,SQUARE,LARGE 52x52x4.5 mm.HOLE DIA. 18 MM. TIS.258 | 6
set40202 | 1010180301 | WASHER,LOCK,SPRING,SIZE 16 mm.,GENERAL PURPOSE,TIS.259 | 3
set40202 | 1010200001 | BRACE,FLAT,FOR CROSSARM 30x6x760 mm. | 2
set40202 | 1010220002 | ROD,GROUND,60x60x5 mm. 2 m.LONG | 1
set40202 | 1010230000 | CLAMP,SINGLE U-BOLT,M.8 (WIRE ROPE CLIP) | 2
set40202 | 1020050000 | CABLE,AERIAL,AL 22 kV. 1x50 sq.mm. | 10
set40202 | 1020200002 | TIE WIRE,AL 4 mm. | 1
set40202 | 1020300102 | CONNECTOR,PARALLEL GROOVE,DOUBLE BOLT,AL,AL-ALLOY AND ACSR 25-95 SQ.MM. | 2
set40202 | 1020330005 | HOTLINE BAIL-CLAMP,MAIN 35-70 SQ.MM. | 2
set40202 | 1020330104 | HOTLINE CLAMP,MAIN35-185,TAP50-185SQ.MM. | 2
set40202 | 1020420400 | PIN TERMINAL,FOR AL 50 SQ.MM. | 2
set40202 | 1030030000 | INSULATOR,SPOOL,TYPE B (CLASS 53-2)TIS.227 | 2
set40202 | 1040000007 | S.A., 21 KV.5 KA.,WITHOUT BRACKET | 2
set40202 | 1040010002 | CUT-OUT,FUSE,OPEN TYPE,SINGLE INSULATOR DROPUOT 22 KV. 100 A. 12 KA. ASYM | 2
set40202 | 1050100003 | BRACKET,STEEL,FOR TRANSFORMER SECONDARY LEAD | 2
set40202 | 1080040001 | CONDUIT,PVC,RIGID,DIA. 20x2500 mm.TIS.216 | 3
set40202 | 9090011007 | WELDING POWDER, ST. WIRE 50 SQ.MM. TO GD | 3
set40203 | 1000110001 | CROSSARM,PRESTRESSED CONCRETE,SPUN,H.T. 100X100X2,500 MM. | 1
set40203 | 1010100004 | WIRE,STEEL STRANDED 50/7 sq.mm.TIS.404 | 22
set40203 | 1010110200 | BOLT,MACHINE M.16x130 mm. | 2
set40203 | 1010110203 | BOLT,MACHINE M.16x250 mm. | 3
set40203 | 1010110205 | BOLT,MACHINE M.16x350 mm. | 1
set40203 | 1010180100 | WASHER,PLAIN,SQUARE,LARGE 52x52x4.5 mm.HOLE DIA. 18 MM. TIS.258 | 6
set40203 | 1010180301 | WASHER,LOCK,SPRING,SIZE 16 mm.,GENERAL PURPOSE,TIS.259 | 1
set40203 | 1010200001 | BRACE,FLAT,FOR CROSSARM 30x6x760 mm. | 2
set40203 | 1010220002 | ROD,GROUND,60x60x5 mm. 2 m.LONG | 1
set40203 | 1020050000 | CABLE,AERIAL,AL 22 kV. 1x50 sq.mm. | 15
set40203 | 1020200000 | TAPE,ARMOR,AL 1x10 mm. | 1
set40203 | 1020300102 | CONNECTOR,PARALLEL GROOVE,DOUBLE BOLT,AL,AL-ALLOY AND ACSR 25-95 SQ.MM. | 3
set40203 | 1020330005 | HOTLINE BAIL-CLAMP,MAIN 35-70 SQ.MM. | 3
set40203 | 1020330104 | HOTLINE CLAMP,MAIN35-185,TAP50-185SQ.MM. | 3
set40203 | 1020420400 | PIN TERMINAL,FOR AL 50 SQ.MM. | 3
set40203 | 1040000007 | S.A., 21 KV.5 KA.,WITHOUT BRACKET | 3
set40203 | 1040010002 | CUT-OUT,FUSE,OPEN TYPE,SINGLE INSULATOR DROPUOT 22 KV. 100 A. 12 KA. ASYM | 3
set40203 | 1080040001 | CONDUIT,PVC,RIGID,DIA. 20x2500 mm.TIS.216 | 3
set40203 | 9090011007 | WELDING POWDER, ST. WIRE 50 SQ.MM. TO GD | 3
set40204 | 1010100004 | WIRE,STEEL STRANDED 50/7 sq.mm.TIS.404 | 18
set40204 | 1010110203 | BOLT,MACHINE M.16x250 mm. | 2
set40204 | 1010180100 | WASHER,PLAIN,SQUARE,LARGE 52x52x4.5 mm.HOLE DIA. 18 MM. TIS.258 | 2
set40204 | 1010220002 | ROD,GROUND,60x60x5 mm. 2 m.LONG | 1
set40204 | 1020050000 | CABLE,AERIAL,AL 22 kV. 1x50 sq.mm. | 6
set40204 | 1020200002 | TIE WIRE,AL 4 mm. | 1
set40204 | 1020330005 | HOTLINE BAIL-CLAMP,MAIN 35-70 SQ.MM. | 2
set40204 | 1020330104 | HOTLINE CLAMP,MAIN35-185,TAP50-185SQ.MM. | 2
set40204 | 1020420400 | PIN TERMINAL,FOR AL 50 SQ.MM. | 2
set40204 | 1030030000 | INSULATOR,SPOOL,TYPE B (CLASS 53-2)TIS.227 | 2
set40204 | 1050100003 | BRACKET,STEEL,FOR TRANSFORMER SECONDARY LEAD | 2
set40204 | 1080040001 | CONDUIT,PVC,RIGID,DIA. 20x2500 mm.TIS.216 | 3
set40205 | 1000110001 | CROSSARM,PRESTRESSED CONCRETE,SPUN,H.T. 100X100X2,500 MM. | 1
set40205 | 1010100004 | WIRE,STEEL STRANDED 50/7 sq.mm.TIS.404 | 24
set40205 | 1010110200 | BOLT,MACHINE M.16x130 mm. | 2
set40205 | 1010110203 | BOLT,MACHINE M.16x250 mm. | 3
set40205 | 1010110204 | BOLT,MACHINE M.16x300 mm. | 1
set40205 | 1010180100 | WASHER,PLAIN,SQUARE,LARGE 52x52x4.5 mm.HOLE DIA. 18 MM. TIS.258 | 8
set40205 | 1010180301 | WASHER,LOCK,SPRING,SIZE 16 mm.,GENERAL PURPOSE,TIS.259 | 1
set40205 | 1010200001 | BRACE,FLAT,FOR CROSSARM 30x6x760 mm. | 2
set40205 | 1010220002 | ROD,GROUND,60x60x5 mm. 2 m.LONG | 1
set40205 | 1010230000 | CLAMP,SINGLE U-BOLT,M.8 (WIRE ROPE CLIP) | 4
set40205 | 1020050000 | CABLE,AERIAL,AL 22 kV. 1x50 sq.mm. | 15
set40205 | 1020180001 | TAPE,ELECTRICAL,PVC.PLASTIC,OUTDOOR TYPE,ROLL SIZE 0.18X19X10,000 MM. TIS.386 | 12
set40205 | 1020300102 | CONNECTOR,PARALLEL GROOVE,DOUBLE BOLT,AL,AL-ALLOY AND ACSR 25-95 SQ.MM. | 3
set40205 | 1020330005 | HOTLINE BAIL-CLAMP,MAIN 35-70 SQ.MM. | 3
set40205 | 1020330104 | HOTLINE CLAMP,MAIN35-185,TAP50-185SQ.MM. | 3
set40205 | 1020420400 | PIN TERMINAL,FOR AL 50 SQ.MM. | 3
set40205 | 1040000007 | S.A., 21 KV.5 KA.,WITHOUT BRACKET | 3
set40205 | 1040010002 | CUT-OUT,FUSE,OPEN TYPE,SINGLE INSULATOR DROPUOT 22 KV. 100 A. 12 KA. ASYM | 3
set40205 | 1080040001 | CONDUIT,PVC,RIGID,DIA. 20x2500 mm.TIS.216 | 3
set40205 | 9090011007 | WELDING POWDER, ST. WIRE 50 SQ.MM. TO GD | 3
set40206 | 1000110001 | CROSSARM,PRESTRESSED CONCRETE,SPUN,H.T. 100X100X2,500 MM. | 1
set40206 | 1010100004 | WIRE,STEEL STRANDED 50/7 sq.mm.TIS.404 | 24
set40206 | 1010110201 | BOLT,MACHINE M.16x170 mm. | 1
set40206 | 1010110203 | BOLT,MACHINE M.16x250 mm. | 4
set40206 | 1010110204 | BOLT,MACHINE M.16x300 mm. | 1
set40206 | 1010180100 | WASHER,PLAIN,SQUARE,LARGE 52x52x4.5 mm.HOLE DIA. 18 MM. TIS.258 | 8
set40206 | 1010180301 | WASHER,LOCK,SPRING,SIZE 16 mm.,GENERAL PURPOSE,TIS.259 | 1
set40206 | 1010200001 | BRACE,FLAT,FOR CROSSARM 30x6x760 mm. | 2
set40206 | 1010220002 | ROD,GROUND,60x60x5 mm. 2 m.LONG | 1
set40206 | 1010230000 | CLAMP,SINGLE U-BOLT,M.8 (WIRE ROPE CLIP) | 4
set40206 | 1020050000 | CABLE,AERIAL,AL 22 kV. 1x50 sq.mm. | 15
set40206 | 1020180001 | TAPE,ELECTRICAL,PVC.PLASTIC,OUTDOOR TYPE,ROLL SIZE 0.18X19X10,000 MM. TIS.386 | 12
set40206 | 1020300102 | CONNECTOR,PARALLEL GROOVE,DOUBLE BOLT,AL,AL-ALLOY AND ACSR 25-95 SQ.MM. | 3
set40206 | 1020330005 | HOTLINE BAIL-CLAMP,MAIN 35-70 SQ.MM. | 3
set40206 | 1020330104 | HOTLINE CLAMP,MAIN35-185,TAP50-185SQ.MM. | 3
set40206 | 1020420400 | PIN TERMINAL,FOR AL 50 SQ.MM. | 3
set40206 | 1040000007 | S.A., 21 KV.5 KA.,WITHOUT BRACKET | 3
set40206 | 1040010002 | CUT-OUT,FUSE,OPEN TYPE,SINGLE INSULATOR DROPUOT 22 KV. 100 A. 12 KA. ASYM | 3
set40206 | 1080040001 | CONDUIT,PVC,RIGID,DIA. 20x2500 mm.TIS.216 | 3
set40206 | 9090011007 | WELDING POWDER, ST. WIRE 50 SQ.MM. TO GD | 3
set40211 | 1000010004 | POLE,CONCRETE, 12 M.LONG | 1
set40211 | 1000110001 | CROSSARM,PRESTRESSED CONCRETE,SPUN,H.T. 100X100X2,500 MM. | 1
set40211 | 1000210000 | BEAM,SPUN PRESTRESSED CONCRETE 100X100X3,200 MM. | 2
set40211 | 1000210003 | BEAM, PRESTRESSED CONCRETE, 150 X 250 X 3,550 mm. | 2
set40211 | 1010100000 | WIRE,STEEL SOLID DIA. 4.0 mm.TIS.71 | 0.85
set40211 | 1010100004 | WIRE,STEEL STRANDED 50/7 sq.mm.TIS.404 | 50
set40211 | 1010110200 | BOLT,MACHINE M.16x130 mm. | 2
set40211 | 1010110202 | BOLT,MACHINE M.16x200 mm. | 1
set40211 | 1010110204 | BOLT,MACHINE M.16x300 mm. | 1
set40211 | 1010110205 | BOLT,MACHINE M.16x350 mm. | 4
set40211 | 1010110401 | BOLT,MACHINE,HEXAGON,M.16x550 mm. | 12
set40211 | 1010180100 | WASHER,PLAIN,SQUARE,LARGE 52x52x4.5 mm.HOLE DIA. 18 MM. TIS.258 | 14
set40211 | 1010180201 | WASHER,SQUARE,CURVED 60x60x5 mm.HOLE DIA. 22 mm. | 6
set40211 | 1010180301 | WASHER,LOCK,SPRING,SIZE 16 mm.,GENERAL PURPOSE,TIS.259 | 5
set40211 | 1010200001 | BRACE,FLAT,FOR CROSSARM 30x6x760 mm. | 2
set40211 | 1010220002 | ROD,GROUND,60x60x5 mm. 2 m.LONG | 2
set40211 | 1010230000 | CLAMP,SINGLE U-BOLT,M.8 (WIRE ROPE CLIP) | 10
set40211 | 1020050000 | CABLE,AERIAL,AL 22 kV. 1x50 sq.mm. | 18
set40211 | 1020300102 | CONNECTOR,PARALLEL GROOVE,DOUBLE BOLT,AL,AL-ALLOY AND ACSR 25-95 SQ.MM. | 3
set40211 | 1020330005 | HOTLINE BAIL-CLAMP,MAIN 35-70 SQ.MM. | 3
set40211 | 1020330104 | HOTLINE CLAMP,MAIN35-185,TAP50-185SQ.MM. | 3
set40211 | 1020420400 | PIN TERMINAL,FOR AL 50 SQ.MM. | 3
set40211 | 1030000001 | INSULATOR,PIN TYPE,TYPE B (CLASS 56-2) TIS.279 | 6
set40211 | 1030100000 | PIN,INSULATOR,22 KV.SHANK 140 MM.,LEAD HEAD 35 MM.(1 3/8") | 6
set40211 | 1040000007 | S.A., 21 KV.5 KA.,WITHOUT BRACKET | 3
set40211 | 1040010002 | CUT-OUT,FUSE,OPEN TYPE,SINGLE INSULATOR DROPUOT 22 KV. 100 A. 12 KA. ASYM | 3
set40211 | 1080040001 | CONDUIT,PVC,RIGID,DIA. 20x2500 mm.TIS.216 | 8
set40211 | 9090010026 | CONCRETE 1/3 (50 KG./SET) | 1
set40211 | 9090011007 | WELDING POWDER, ST. WIRE 50 SQ.MM. TO GD | 6
set40212 | 1000010004 | POLE,CONCRETE, 12 M.LONG | 1
set40212 | 1000110001 | CROSSARM,PRESTRESSED CONCRETE,SPUN,H.T. 100X100X2,500 MM. | 1
set40212 | 1000210000 | BEAM,SPUN PRESTRESSED CONCRETE 100X100X3,200 MM. | 2
set40212 | 1000210003 | BEAM, PRESTRESSED CONCRETE, 150 X 250 X 3,550 mm. | 2
set40212 | 1010100000 | WIRE,STEEL SOLID DIA. 4.0 mm.TIS.71 | 1.3
set40212 | 1010100004 | WIRE,STEEL STRANDED 50/7 sq.mm.TIS.404 | 50
set40212 | 1010110200 | BOLT,MACHINE M.16x130 mm. | 2
set40212 | 1010110201 | BOLT,MACHINE M.16x170 mm. | 2
set40212 | 1010110202 | BOLT,MACHINE M.16x200 mm. | 1
set40212 | 1010110205 | BOLT,MACHINE M.16x350 mm. | 5
set40212 | 1010110401 | BOLT,MACHINE,HEXAGON,M.16x550 mm. | 12
set40212 | 1010180100 | WASHER,PLAIN,SQUARE,LARGE 52x52x4.5 mm.HOLE DIA. 18 MM. TIS.258 | 22
set40212 | 1010180201 | WASHER,SQUARE,CURVED 60x60x5 mm.HOLE DIA. 22 mm. | 6
set40212 | 1010180301 | WASHER,LOCK,SPRING,SIZE 16 mm.,GENERAL PURPOSE,TIS.259 | 5
set40212 | 1010200001 | BRACE,FLAT,FOR CROSSARM 30x6x760 mm. | 2
set40212 | 1010220002 | ROD,GROUND,60x60x5 mm. 2 m.LONG | 2
set40212 | 1010230000 | CLAMP,SINGLE U-BOLT,M.8 (WIRE ROPE CLIP) | 10
set40212 | 1020050000 | CABLE,AERIAL,AL 22 kV. 1x50 sq.mm. | 18
set40212 | 1020300102 | CONNECTOR,PARALLEL GROOVE,DOUBLE BOLT,AL,AL-ALLOY AND ACSR 25-95 SQ.MM. | 3
set40212 | 1020330005 | HOTLINE BAIL-CLAMP,MAIN 35-70 SQ.MM. | 3
set40212 | 1020330104 | HOTLINE CLAMP,MAIN35-185,TAP50-185SQ.MM. | 3
set40212 | 1020420400 | PIN TERMINAL,FOR AL 50 SQ.MM. | 3
set40212 | 1020440102 | CLAMP,GUY,TRIPLE BOLT | 2
set40212 | 1030000001 | INSULATOR,PIN TYPE,TYPE B (CLASS 56-2) TIS.279 | 6
set40212 | 1030100000 | PIN,INSULATOR,22 KV.SHANK 140 MM.,LEAD HEAD 35 MM.(1 3/8") | 6
set40212 | 1040000007 | S.A., 21 KV.5 KA.,WITHOUT BRACKET | 3
set40212 | 1040010002 | CUT-OUT,FUSE,OPEN TYPE,SINGLE INSULATOR DROPUOT 22 KV. 100 A. 12 KA. ASYM | 3
set40212 | 1080040001 | CONDUIT,PVC,RIGID,DIA. 20x2500 mm.TIS.216 | 8
set40212 | 9090010026 | CONCRETE 1/3 (50 KG./SET) | 1
set40212 | 9090011007 | WELDING POWDER, ST. WIRE 50 SQ.MM. TO GD | 6
set40213 | 1000010004 | POLE,CONCRETE, 12 M.LONG | 1
set40213 | 1000110001 | CROSSARM,PRESTRESSED CONCRETE,SPUN,H.T. 100X100X2,500 MM. | 1
set40213 | 1000210000 | BEAM,SPUN PRESTRESSED CONCRETE 100X100X3,200 MM. | 2
set40213 | 1000210003 | BEAM, PRESTRESSED CONCRETE, 150 X 250 X 3,550 mm. | 2
set40213 | 1010100000 | WIRE,STEEL SOLID DIA. 4.0 mm.TIS.71 | 0.85
set40213 | 1010100004 | WIRE,STEEL STRANDED 50/7 sq.mm.TIS.404 | 50
set40213 | 1010110200 | BOLT,MACHINE M.16x130 mm. | 2
set40213 | 1010110202 | BOLT,MACHINE M.16x200 mm. | 1
set40213 | 1010110204 | BOLT,MACHINE M.16x300 mm. | 1
set40213 | 1010110205 | BOLT,MACHINE M.16x350 mm. | 4
set40213 | 1010110401 | BOLT,MACHINE,HEXAGON,M.16x550 mm. | 12
set40213 | 1010180100 | WASHER,PLAIN,SQUARE,LARGE 52x52x4.5 mm.HOLE DIA. 18 MM. TIS.258 | 13
set40213 | 1010180201 | WASHER,SQUARE,CURVED 60x60x5 mm.HOLE DIA. 22 mm. | 6
set40213 | 1010180301 | WASHER,LOCK,SPRING,SIZE 16 mm.,GENERAL PURPOSE,TIS.259 | 5
set40213 | 1010200001 | BRACE,FLAT,FOR CROSSARM 30x6x760 mm. | 2
set40213 | 1010220002 | ROD,GROUND,60x60x5 mm. 2 m.LONG | 2
set40213 | 1010230000 | CLAMP,SINGLE U-BOLT,M.8 (WIRE ROPE CLIP) | 10
set40213 | 1020050000 | CABLE,AERIAL,AL 22 kV. 1x50 sq.mm. | 30
set40213 | 1020300102 | CONNECTOR,PARALLEL GROOVE,DOUBLE BOLT,AL,AL-ALLOY AND ACSR 25-95 SQ.MM. | 6
set40213 | 1020310001 | CONNECTOR,DEAD END,AL 50-70 sq.mm. | 3
set40213 | 1020420400 | PIN TERMINAL,FOR AL 50 SQ.MM. | 3
set40213 | 1030000001 | INSULATOR,PIN TYPE,TYPE B (CLASS 56-2) TIS.279 | 6
set40213 | 1030100000 | PIN,INSULATOR,22 KV.SHANK 140 MM.,LEAD HEAD 35 MM.(1 3/8") | 6
set40213 | 1040000007 | S.A., 21 KV.5 KA.,WITHOUT BRACKET | 3
set40213 | 1040010002 | CUT-OUT,FUSE,OPEN TYPE,SINGLE INSULATOR DROPUOT 22 KV. 100 A. 12 KA. ASYM | 3
set40213 | 1080040001 | CONDUIT,PVC,RIGID,DIA. 20x2500 mm.TIS.216 | 8
set40213 | 9090010026 | CONCRETE 1/3 (50 KG./SET) | 1
set40213 | 9090011007 | WELDING POWDER, ST. WIRE 50 SQ.MM. TO GD | 6
set40221 | 1000010004 | POLE,CONCRETE, 12 M.LONG | 1
set40221 | 1000110001 | CROSSARM,PRESTRESSED CONCRETE,SPUN,H.T. 100X100X2,500 MM. | 1
set40221 | 1000210000 | BEAM,SPUN PRESTRESSED CONCRETE 100X100X3,200 MM. | 2
set40221 | 1000210003 | BEAM, PRESTRESSED CONCRETE, 150 X 250 X 3,550 mm. | 2
set40221 | 1010100000 | WIRE,STEEL SOLID DIA. 4.0 mm.TIS.71 | 1.2
set40221 | 1010100004 | WIRE,STEEL STRANDED 50/7 sq.mm.TIS.404 | 50
set40221 | 1010110200 | BOLT,MACHINE M.16x130 mm. | 1
set40221 | 1010110203 | BOLT,MACHINE M.16x250 mm. | 1
set40221 | 1010110205 | BOLT,MACHINE M.16x350 mm. | 5
set40221 | 1010110401 | BOLT,MACHINE,HEXAGON,M.16x550 mm. | 12
set40221 | 1010180100 | WASHER,PLAIN,SQUARE,LARGE 52x52x4.5 mm.HOLE DIA. 18 MM. TIS.258 | 15
set40221 | 1010180201 | WASHER,SQUARE,CURVED 60x60x5 mm.HOLE DIA. 22 mm. | 6
set40221 | 1010180301 | WASHER,LOCK,SPRING,SIZE 16 mm.,GENERAL PURPOSE,TIS.259 | 5
set40221 | 1010200004 | BRACE,ALLEY ARM 40x40x5 mm. 2,120 mm.LONG | 1
set40221 | 1010220002 | ROD,GROUND,60x60x5 mm. 2 m.LONG | 2
set40221 | 1010230000 | CLAMP,SINGLE U-BOLT,M.8 (WIRE ROPE CLIP) | 10
set40221 | 1020050000 | CABLE,AERIAL,AL 22 kV. 1x50 sq.mm. | 18
set40221 | 1020300102 | CONNECTOR,PARALLEL GROOVE,DOUBLE BOLT,AL,AL-ALLOY AND ACSR 25-95 SQ.MM. | 3
set40221 | 1020330005 | HOTLINE BAIL-CLAMP,MAIN 35-70 SQ.MM. | 3
set40221 | 1020330104 | HOTLINE CLAMP,MAIN35-185,TAP50-185SQ.MM. | 3
set40221 | 1020420400 | PIN TERMINAL,FOR AL 50 SQ.MM. | 3
set40221 | 1030000001 | INSULATOR,PIN TYPE,TYPE B (CLASS 56-2) TIS.279 | 6
set40221 | 1030100000 | PIN,INSULATOR,22 KV.SHANK 140 MM.,LEAD HEAD 35 MM.(1 3/8") | 6
set40221 | 1040000007 | S.A., 21 KV.5 KA.,WITHOUT BRACKET | 3
set40221 | 1040010002 | CUT-OUT,FUSE,OPEN TYPE,SINGLE INSULATOR DROPUOT 22 KV. 100 A. 12 KA. ASYM | 3
set40221 | 1080040001 | CONDUIT,PVC,RIGID,DIA. 20x2500 mm.TIS.216 | 8
set40221 | 9090010026 | CONCRETE 1/3 (50 KG./SET) | 1
set40221 | 9090011007 | WELDING POWDER, ST. WIRE 50 SQ.MM. TO GD | 6
set40222 | 1000010004 | POLE,CONCRETE, 12 M.LONG | 1
set40222 | 1000110001 | CROSSARM,PRESTRESSED CONCRETE,SPUN,H.T. 100X100X2,500 MM. | 1
set40222 | 1000210000 | BEAM,SPUN PRESTRESSED CONCRETE 100X100X3,200 MM. | 2
set40222 | 1000210003 | BEAM, PRESTRESSED CONCRETE, 150 X 250 X 3,550 mm. | 2
set40222 | 1010100000 | WIRE,STEEL SOLID DIA. 4.0 mm.TIS.71 | 1.3
set40222 | 1010100006 | WIRE,STEEL STRANDED 95 sq.mm.TIS.404 | 50
set40222 | 1010110200 | BOLT,MACHINE M.16x130 mm. | 1
set40222 | 1010110201 | BOLT,MACHINE M.16x170 mm. | 2
set40222 | 1010110203 | BOLT,MACHINE M.16x250 mm. | 1
set40222 | 1010110205 | BOLT,MACHINE M.16x350 mm. | 5
set40222 | 1010110401 | BOLT,MACHINE,HEXAGON,M.16x550 mm. | 12
set40222 | 1010180100 | WASHER,PLAIN,SQUARE,LARGE 52x52x4.5 mm.HOLE DIA. 18 MM. TIS.258 | 21
set40222 | 1010180201 | WASHER,SQUARE,CURVED 60x60x5 mm.HOLE DIA. 22 mm. | 6
set40222 | 1010180301 | WASHER,LOCK,SPRING,SIZE 16 mm.,GENERAL PURPOSE,TIS.259 | 5
set40222 | 1010200004 | BRACE,ALLEY ARM 40x40x5 mm. 2,120 mm.LONG | 1
set40222 | 1010220002 | ROD,GROUND,60x60x5 mm. 2 m.LONG | 2
set40222 | 1010230000 | CLAMP,SINGLE U-BOLT,M.8 (WIRE ROPE CLIP) | 10
set40222 | 1020050000 | CABLE,AERIAL,AL 22 kV. 1x50 sq.mm. | 18
set40222 | 1020300102 | CONNECTOR,PARALLEL GROOVE,DOUBLE BOLT,AL,AL-ALLOY AND ACSR 25-95 SQ.MM. | 3
set40222 | 1020330005 | HOTLINE BAIL-CLAMP,MAIN 35-70 SQ.MM. | 3
set40222 | 1020330104 | HOTLINE CLAMP,MAIN35-185,TAP50-185SQ.MM. | 3
set40222 | 1020420400 | PIN TERMINAL,FOR AL 50 SQ.MM. | 3
set40222 | 1020440102 | CLAMP,GUY,TRIPLE BOLT | 2
set40222 | 1030000001 | INSULATOR,PIN TYPE,TYPE B (CLASS 56-2) TIS.279 | 6
set40222 | 1030100000 | PIN,INSULATOR,22 KV.SHANK 140 MM.,LEAD HEAD 35 MM.(1 3/8") | 6
set40222 | 1040000007 | S.A., 21 KV.5 KA.,WITHOUT BRACKET | 3
set40222 | 1040010002 | CUT-OUT,FUSE,OPEN TYPE,SINGLE INSULATOR DROPUOT 22 KV. 100 A. 12 KA. ASYM | 3
set40222 | 1080040001 | CONDUIT,PVC,RIGID,DIA. 20x2500 mm.TIS.216 | 8
set40222 | 9090010026 | CONCRETE 1/3 (50 KG./SET) | 1
set40222 | 9090011007 | WELDING POWDER, ST. WIRE 50 SQ.MM. TO GD | 6
set40223 | 1000010004 | POLE,CONCRETE, 12 M.LONG | 1
set40223 | 1000110001 | CROSSARM,PRESTRESSED CONCRETE,SPUN,H.T. 100X100X2,500 MM. | 1
set40223 | 1000210000 | BEAM,SPUN PRESTRESSED CONCRETE 100X100X3,200 MM. | 2
set40223 | 1000210003 | BEAM, PRESTRESSED CONCRETE, 150 X 250 X 3,550 mm. | 2
set40223 | 1010100000 | WIRE,STEEL SOLID DIA. 4.0 mm.TIS.71 | 1.2
set40223 | 1010100004 | WIRE,STEEL STRANDED 50/7 sq.mm.TIS.404 | 50
set40223 | 1010110200 | BOLT,MACHINE M.16x130 mm. | 1
set40223 | 1010110203 | BOLT,MACHINE M.16x250 mm. | 1
set40223 | 1010110205 | BOLT,MACHINE M.16x350 mm. | 5
set40223 | 1010110401 | BOLT,MACHINE,HEXAGON,M.16x550 mm. | 12
set40223 | 1010180100 | WASHER,PLAIN,SQUARE,LARGE 52x52x4.5 mm.HOLE DIA. 18 MM. TIS.258 | 15
set40223 | 1010180201 | WASHER,SQUARE,CURVED 60x60x5 mm.HOLE DIA. 22 mm. | 6
set40223 | 1010180301 | WASHER,LOCK,SPRING,SIZE 16 mm.,GENERAL PURPOSE,TIS.259 | 5
set40223 | 1010200004 | BRACE,ALLEY ARM 40x40x5 mm. 2,120 mm.LONG | 1
set40223 | 1010220002 | ROD,GROUND,60x60x5 mm. 2 m.LONG | 2
set40223 | 1010230000 | CLAMP,SINGLE U-BOLT,M.8 (WIRE ROPE CLIP) | 10
set40223 | 1020050000 | CABLE,AERIAL,AL 22 kV. 1x50 sq.mm. | 30
set40223 | 1020300102 | CONNECTOR,PARALLEL GROOVE,DOUBLE BOLT,AL,AL-ALLOY AND ACSR 25-95 SQ.MM. | 6
set40223 | 1020310001 | CONNECTOR,DEAD END,AL 50-70 sq.mm. | 3
set40223 | 1020420400 | PIN TERMINAL,FOR AL 50 SQ.MM. | 3
set40223 | 1030000001 | INSULATOR,PIN TYPE,TYPE B (CLASS 56-2) TIS.279 | 6
set40223 | 1030100000 | PIN,INSULATOR,22 KV.SHANK 140 MM.,LEAD HEAD 35 MM.(1 3/8") | 6
set40223 | 1040000007 | S.A., 21 KV.5 KA.,WITHOUT BRACKET | 3
set40223 | 1040010002 | CUT-OUT,FUSE,OPEN TYPE,SINGLE INSULATOR DROPUOT 22 KV. 100 A. 12 KA. ASYM | 3
set40223 | 1080040001 | CONDUIT,PVC,RIGID,DIA. 20x2500 mm.TIS.216 | 8
set40223 | 9090010026 | CONCRETE 1/3 (50 KG./SET) | 1
set40223 | 9090011007 | WELDING POWDER, ST. WIRE 50 SQ.MM. TO GD | 6
set40231 | 1000010004 | POLE,CONCRETE, 12 M.LONG | 1
set40231 | 1000210000 | BEAM,SPUN PRESTRESSED CONCRETE 100X100X3,200 MM. | 4
set40231 | 1000210003 | BEAM, PRESTRESSED CONCRETE, 150 X 250 X 3,550 mm. | 2
set40231 | 1010100000 | WIRE,STEEL SOLID DIA. 4.0 mm.TIS.71 | 0.55
set40231 | 1010100004 | WIRE,STEEL STRANDED 50/7 sq.mm.TIS.404 | 50
set40231 | 1010110205 | BOLT,MACHINE M.16x350 mm. | 4
set40231 | 1010110206 | BOLT,MACHINE M.16x400 mm. | 2
set40231 | 1010110401 | BOLT,MACHINE,HEXAGON,M.16x550 mm. | 12
set40231 | 1010130000 | BOLT,DOUBLE ARMING,ROUND EYE M.16x400 mm. | 3
set40231 | 1010180100 | WASHER,PLAIN,SQUARE,LARGE 52x52x4.5 mm.HOLE DIA. 18 MM. TIS.258 | 12
set40231 | 1010180201 | WASHER,SQUARE,CURVED 60x60x5 mm.HOLE DIA. 22 mm. | 3
set40231 | 1010180301 | WASHER,LOCK,SPRING,SIZE 16 mm.,GENERAL PURPOSE,TIS.259 | 6
set40231 | 1010220002 | ROD,GROUND,60x60x5 mm. 2 m.LONG | 2
set40231 | 1010230000 | CLAMP,SINGLE U-BOLT,M.8 (WIRE ROPE CLIP) | 10
set40231 | 1020050000 | CABLE,AERIAL,AL 22 kV. 1x50 sq.mm. | 18
set40231 | 1020300102 | CONNECTOR,PARALLEL GROOVE,DOUBLE BOLT,AL,AL-ALLOY AND ACSR 25-95 SQ.MM. | 6
set40231 | 1020420400 | PIN TERMINAL,FOR AL 50 SQ.MM. | 3
set40231 | 1030000001 | INSULATOR,PIN TYPE,TYPE B (CLASS 56-2) TIS.279 | 3
set40231 | 1030100000 | PIN,INSULATOR,22 KV.SHANK 140 MM.,LEAD HEAD 35 MM.(1 3/8") | 3
set40231 | 1040000007 | S.A., 21 KV.5 KA.,WITHOUT BRACKET | 3
set40231 | 1040010002 | CUT-OUT,FUSE,OPEN TYPE,SINGLE INSULATOR DROPUOT 22 KV. 100 A. 12 KA. ASYM | 3
set40231 | 1080040001 | CONDUIT,PVC,RIGID,DIA. 20x2500 mm.TIS.216 | 8
set40231 | 9090010026 | CONCRETE 1/3 (50 KG./SET) | 1
set40231 | 9090011007 | WELDING POWDER, ST. WIRE 50 SQ.MM. TO GD | 6
set40241 | 1000010004 | POLE,CONCRETE, 12 M.LONG | 1
set40241 | 1000110001 | CROSSARM,PRESTRESSED CONCRETE,SPUN,H.T. 100X100X2,500 MM. | 1
set40241 | 1000210000 | BEAM,SPUN PRESTRESSED CONCRETE 100X100X3,200 MM. | 2
set40241 | 1000210003 | BEAM, PRESTRESSED CONCRETE, 150 X 250 X 3,550 mm. | 2
set40241 | 1010100000 | WIRE,STEEL SOLID DIA. 4.0 mm.TIS.71 | 0.85
set40241 | 1010100004 | WIRE,STEEL STRANDED 50/7 sq.mm.TIS.404 | 50
set40241 | 1010110200 | BOLT,MACHINE M.16x130 mm. | 2
set40241 | 1010110202 | BOLT,MACHINE M.16x200 mm. | 1
set40241 | 1010110204 | BOLT,MACHINE M.16x300 mm. | 1
set40241 | 1010110205 | BOLT,MACHINE M.16x350 mm. | 4
set40241 | 1010110401 | BOLT,MACHINE,HEXAGON,M.16x550 mm. | 12
set40241 | 1010180100 | WASHER,PLAIN,SQUARE,LARGE 52x52x4.5 mm.HOLE DIA. 18 MM. TIS.258 | 13
set40241 | 1010180201 | WASHER,SQUARE,CURVED 60x60x5 mm.HOLE DIA. 22 mm. | 6
set40241 | 1010180301 | WASHER,LOCK,SPRING,SIZE 16 mm.,GENERAL PURPOSE,TIS.259 | 5
set40241 | 1010200001 | BRACE,FLAT,FOR CROSSARM 30x6x760 mm. | 2
set40241 | 1010220002 | ROD,GROUND,60x60x5 mm. 2 m.LONG | 2
set40241 | 1010230000 | CLAMP,SINGLE U-BOLT,M.8 (WIRE ROPE CLIP) | 10
set40241 | 1020050000 | CABLE,AERIAL,AL 22 kV. 1x50 sq.mm. | 18
set40241 | 1020300102 | CONNECTOR,PARALLEL GROOVE,DOUBLE BOLT,AL,AL-ALLOY AND ACSR 25-95 SQ.MM. | 6
set40241 | 1020420400 | PIN TERMINAL,FOR AL 50 SQ.MM. | 3
set40241 | 1030000001 | INSULATOR,PIN TYPE,TYPE B (CLASS 56-2) TIS.279 | 6
set40241 | 1030100000 | PIN,INSULATOR,22 KV.SHANK 140 MM.,LEAD HEAD 35 MM.(1 3/8") | 6
set40241 | 1040000007 | S.A., 21 KV.5 KA.,WITHOUT BRACKET | 3
set40241 | 1040010002 | CUT-OUT,FUSE,OPEN TYPE,SINGLE INSULATOR DROPUOT 22 KV. 100 A. 12 KA. ASYM | 3
set40241 | 1080040001 | CONDUIT,PVC,RIGID,DIA. 20x2500 mm.TIS.216 | 8
set40241 | 9090010026 | CONCRETE 1/3 (50 KG./SET) | 1
set40241 | 9090011007 | WELDING POWDER, ST. WIRE 50 SQ.MM. TO GD | 6
set40242 | 1000110001 | CROSSARM,PRESTRESSED CONCRETE,SPUN,H.T. 100X100X2,500 MM. | 1
set40242 | 1000210004 | BEAM,PRESTRESSED CONCRETE,150X300X4,600 MM. | 2
set40242 | 1010000103 | STEEL CHANNEL,100X50X5 MM.4,200 MM.LONG | 2
set40242 | 1010060013 | STEEL SUPPORT,FOR CONCRETE PLATFORM,ACCORDING TO DWG.SA2-015/42006 | 4
set40242 | 1010100000 | WIRE,STEEL SOLID DIA. 4.0 mm.TIS.71 | 0.4
set40242 | 1010100004 | WIRE,STEEL STRANDED 50/7 sq.mm.TIS.404 | 30
set40242 | 1010110200 | BOLT,MACHINE M.16x130 mm. | 2
set40242 | 1010110202 | BOLT,MACHINE M.16x200 mm. | 1
set40242 | 1010110204 | BOLT,MACHINE M.16x300 mm. | 3
set40242 | 1010110205 | BOLT,MACHINE M.16x350 mm. | 6
set40242 | 1010110401 | BOLT,MACHINE,HEXAGON,M.16x550 mm. | 8
set40242 | 1010180100 | WASHER,PLAIN,SQUARE,LARGE 52x52x4.5 mm.HOLE DIA. 18 MM. TIS.258 | 13
set40242 | 1010180201 | WASHER,SQUARE,CURVED 60x60x5 mm.HOLE DIA. 22 mm. | 3
set40242 | 1010180301 | WASHER,LOCK,SPRING,SIZE 16 mm.,GENERAL PURPOSE,TIS.259 | 4
set40242 | 1010200001 | BRACE,FLAT,FOR CROSSARM 30x6x760 mm. | 2
set40242 | 1010220002 | ROD,GROUND,60x60x5 mm. 2 m.LONG | 2
set40242 | 1010230000 | CLAMP,SINGLE U-BOLT,M.8 (WIRE ROPE CLIP) | 11
set40242 | 1020050000 | CABLE,AERIAL,AL 22 kV. 1x50 sq.mm. | 18
set40242 | 1020300102 | CONNECTOR,PARALLEL GROOVE,DOUBLE BOLT,AL,AL-ALLOY AND ACSR 25-95 SQ.MM. | 3
set40242 | 1020330001 | CLAMP,STIRRUP OR BAIL,HOT LINE,MAIN LINE,AL 70-185 SQ.MM. STIRRUP OR BAIL AL-ALLOY/CU. DIA 9.25 MM. | 3
set40242 | 1020330102 | HOTLINE CLAMP,PIERCING TYPE FOR MAIN LINE PIC.22-33 KV. 50-185 SQ.MM. TAP LINE AL-CONDUCTOR 25-50 SQ.MM. | 3
set40242 | 1020420400 | PIN TERMINAL,FOR AL 50 SQ.MM. | 3
set40242 | 1030000001 | INSULATOR,PIN TYPE,TYPE B (CLASS 56-2) TIS.279 | 6
set40242 | 1030100000 | PIN,INSULATOR,22 KV.SHANK 140 MM.,LEAD HEAD 35 MM.(1 3/8") | 6
set40242 | 1040000007 | S.A., 21 KV.5 KA.,WITHOUT BRACKET | 3
set40242 | 1040010002 | CUT-OUT,FUSE,OPEN TYPE,SINGLE INSULATOR DROPUOT 22 KV. 100 A. 12 KA. ASYM | 3
set40242 | 1080040002 | CONDUIT,PVC,RIGID,DIA. 20x4000 mm.TIS.216 | 2
set40242 | 9090011007 | WELDING POWDER, ST. WIRE 50 SQ.MM. TO GD | 6
set40251 | 1000110001 | CROSSARM,PRESTRESSED CONCRETE,SPUN,H.T. 100X100X2,500 MM. | 2
set40251 | 1010100000 | WIRE,STEEL SOLID DIA. 4.0 mm.TIS.71 | 0.6
set40251 | 1010100004 | WIRE,STEEL STRANDED 50/7 sq.mm.TIS.404 | 30
set40251 | 1010110200 | BOLT,MACHINE M.16x130 mm. | 4
set40251 | 1010110201 | BOLT,MACHINE M.16x170 mm. | 3
set40251 | 1010110203 | BOLT,MACHINE M.16x250 mm. | 2
set40251 | 1010110205 | BOLT,MACHINE M.16x350 mm. | 2
set40251 | 1010180100 | WASHER,PLAIN,SQUARE,LARGE 52x52x4.5 mm.HOLE DIA. 18 MM. TIS.258 | 17
set40251 | 1010180301 | WASHER,LOCK,SPRING,SIZE 16 mm.,GENERAL PURPOSE,TIS.259 | 2
set40251 | 1010200001 | BRACE,FLAT,FOR CROSSARM 30x6x760 mm. | 4
set40251 | 1010200002 | BRACE,FLAT,FOR CROSSARM 40x6x1,000 mm. | 2
set40251 | 1010220002 | ROD,GROUND,60x60x5 mm. 2 m.LONG | 2
set40251 | 1010230000 | CLAMP,SINGLE U-BOLT,M.8 (WIRE ROPE CLIP) | 1
set40251 | 1020050000 | CABLE,AERIAL,AL 22 kV. 1x50 sq.mm. | 18
set40251 | 1020300102 | CONNECTOR,PARALLEL GROOVE,DOUBLE BOLT,AL,AL-ALLOY AND ACSR 25-95 SQ.MM. | 3
set40251 | 1020420400 | PIN TERMINAL,FOR AL 50 SQ.MM. | 3
set40251 | 1030000001 | INSULATOR,PIN TYPE,TYPE B (CLASS 56-2) TIS.279 | 3
set40251 | 1030100000 | PIN,INSULATOR,22 KV.SHANK 140 MM.,LEAD HEAD 35 MM.(1 3/8") | 3
set40251 | 1040000007 | S.A., 21 KV.5 KA.,WITHOUT BRACKET | 3
set40251 | 1040010002 | CUT-OUT,FUSE,OPEN TYPE,SINGLE INSULATOR DROPUOT 22 KV. 100 A. 12 KA. ASYM | 3
set40251 | 1080040001 | CONDUIT,PVC,RIGID,DIA. 20x2500 mm.TIS.216 | 1
set40251 | 9090011007 | WELDING POWDER, ST. WIRE 50 SQ.MM. TO GD | 7
set40252 | 1000010001 | POLE,CONCRETE, 8 M.LONG | 1
set40252 | 1000010002 | POLE,CONCRETE, 9 M.LONG | 1
set40252 | 1000110001 | CROSSARM,PRESTRESSED CONCRETE,SPUN,H.T. 100X100X2,500 MM. | 1
set40252 | 1000110003 | CROSSARM,PRESTRESSED CONCRETE,SPUN(FOR DEAD-ENDING) 120X120X2,000 | 4
set40252 | 1000210000 | BEAM,SPUN PRESTRESSED CONCRETE 100X100X3,200 MM. | 4
set40252 | 1010100000 | WIRE,STEEL SOLID DIA. 4.0 mm.TIS.71 | 1.3
set40252 | 1010100004 | WIRE,STEEL STRANDED 50/7 sq.mm.TIS.404 | 35
set40252 | 1010110200 | BOLT,MACHINE M.16x130 mm. | 2
set40252 | 1010110201 | BOLT,MACHINE M.16x170 mm. | 8
set40252 | 1010110203 | BOLT,MACHINE M.16x250 mm. | 2
set40252 | 1010110204 | BOLT,MACHINE M.16x300 mm. | 3
set40252 | 1010110206 | BOLT,MACHINE M.16x400 mm. | 4
set40252 | 1010130000 | BOLT,DOUBLE ARMING,ROUND EYE M.16x400 mm. | 3
set40252 | 1010130001 | BOLT,DOUBLE ARMING,ROUND EYE M.16x450 mm. | 3
set40252 | 1010180100 | WASHER,PLAIN,SQUARE,LARGE 52x52x4.5 mm.HOLE DIA. 18 MM. TIS.258 | 49
set40252 | 1010180201 | WASHER,SQUARE,CURVED 60x60x5 mm.HOLE DIA. 22 mm. | 6
set40252 | 1010180301 | WASHER,LOCK,SPRING,SIZE 16 mm.,GENERAL PURPOSE,TIS.259 | 9
set40252 | 1010200001 | BRACE,FLAT,FOR CROSSARM 30x6x760 mm. | 6
set40252 | 1010200002 | BRACE,FLAT,FOR CROSSARM 40x6x1,000 mm. | 2
set40252 | 1010220002 | ROD,GROUND,60x60x5 mm. 2 m.LONG | 4
set40252 | 1010230000 | CLAMP,SINGLE U-BOLT,M.8 (WIRE ROPE CLIP) | 15
set40252 | 1020050000 | CABLE,AERIAL,AL 22 kV. 1x50 sq.mm. | 60
set40252 | 1020300102 | CONNECTOR,PARALLEL GROOVE,DOUBLE BOLT,AL,AL-ALLOY AND ACSR 25-95 SQ.MM. | 12
set40252 | 1020420400 | PIN TERMINAL,FOR AL 50 SQ.MM. | 6
set40252 | 1030000001 | INSULATOR,PIN TYPE,TYPE B (CLASS 56-2) TIS.279 | 9
set40252 | 1030020000 | INSULATOR,SUSPENSION TYPE A (CLASS 52-1)TIS.354 | 18
set40252 | 1030100000 | PIN,INSULATOR,22 KV.SHANK 140 MM.,LEAD HEAD 35 MM.(1 3/8") | 9
set40252 | 1030110001 | CLAMP,STRAIN,STRAIGHT TYPE,AL 95 sq.mm.ACSR 70 sq.mm | 6
set40252 | 1040000007 | S.A., 21 KV.5 KA.,WITHOUT BRACKET | 3
set40252 | 1040010002 | CUT-OUT,FUSE,OPEN TYPE,SINGLE INSULATOR DROPUOT 22 KV. 100 A. 12 KA. ASYM | 6
set40252 | 1080040001 | CONDUIT,PVC,RIGID,DIA. 20x2500 mm.TIS.216 | 4
set40252 | 9090011007 | WELDING POWDER, ST. WIRE 50 SQ.MM. TO GD | 14
set40253 | 1000010004 | POLE,CONCRETE, 12 M.LONG | 1
set40253 | 1000110001 | CROSSARM,PRESTRESSED CONCRETE,SPUN,H.T. 100X100X2,500 MM. | 1
set40253 | 1010100000 | WIRE,STEEL SOLID DIA. 4.0 mm.TIS.71 | 0.25
set40253 | 1010100004 | WIRE,STEEL STRANDED 50/7 sq.mm.TIS.404 | 20
set40253 | 1010110200 | BOLT,MACHINE M.16x130 mm. | 2
set40253 | 1010110201 | BOLT,MACHINE M.16x170 mm. | 3
set40253 | 1010110202 | BOLT,MACHINE M.16x200 mm. | 1
set40253 | 1010110203 | BOLT,MACHINE M.16x250 mm. | 1
set40253 | 1010110204 | BOLT,MACHINE M.16x300 mm. | 1
set40253 | 1010180100 | WASHER,PLAIN,SQUARE,LARGE 52x52x4.5 mm.HOLE DIA. 18 MM. TIS.258 | 16
set40253 | 1010180301 | WASHER,LOCK,SPRING,SIZE 16 mm.,GENERAL PURPOSE,TIS.259 | 1
set40253 | 1010200001 | BRACE,FLAT,FOR CROSSARM 30x6x760 mm. | 2
set40253 | 1010200002 | BRACE,FLAT,FOR CROSSARM 40x6x1,000 mm. | 2
set40253 | 1010220002 | ROD,GROUND,60x60x5 mm. 2 m.LONG | 2
set40253 | 1010230000 | CLAMP,SINGLE U-BOLT,M.8 (WIRE ROPE CLIP) | 6
set40253 | 1020050000 | CABLE,AERIAL,AL 22 kV. 1x50 sq.mm. | 15
set40253 | 1020300102 | CONNECTOR,PARALLEL GROOVE,DOUBLE BOLT,AL,AL-ALLOY AND ACSR 25-95 SQ.MM. | 3
set40253 | 1020420400 | PIN TERMINAL,FOR AL 50 SQ.MM. | 3
set40253 | 1030000001 | INSULATOR,PIN TYPE,TYPE B (CLASS 56-2) TIS.279 | 3
set40253 | 1030100000 | PIN,INSULATOR,22 KV.SHANK 140 MM.,LEAD HEAD 35 MM.(1 3/8") | 3
set40253 | 1040000007 | S.A., 21 KV.5 KA.,WITHOUT BRACKET | 3
set40253 | 1040010002 | CUT-OUT,FUSE,OPEN TYPE,SINGLE INSULATOR DROPUOT 22 KV. 100 A. 12 KA. ASYM | 3
set40253 | 1080040001 | CONDUIT,PVC,RIGID,DIA. 20x2500 mm.TIS.216 | 2
set40253 | 9090011007 | WELDING POWDER, ST. WIRE 50 SQ.MM. TO GD | 7
set40254 | 1000010002 | POLE,CONCRETE, 9 M.LONG | 1
set40254 | 1000010004 | POLE,CONCRETE, 12 M.LONG | 2
set40254 | 1000110003 | CROSSARM,PRESTRESSED CONCRETE,SPUN(FOR DEAD-ENDING) 120X120X2,000 | 4
set40254 | 1000210000 | BEAM,SPUN PRESTRESSED CONCRETE 100X100X3,200 MM. | 4
set40254 | 1010100000 | WIRE,STEEL SOLID DIA. 4.0 mm.TIS.71 | 1
set40254 | 1010100004 | WIRE,STEEL STRANDED 50/7 sq.mm.TIS.404 | 35
set40254 | 1010110201 | BOLT,MACHINE M.16x170 mm. | 4
set40254 | 1010110202 | BOLT,MACHINE M.16x200 mm. | 2
set40254 | 1010110204 | BOLT,MACHINE M.16x300 mm. | 4
set40254 | 1010110206 | BOLT,MACHINE M.16x400 mm. | 3
set40254 | 1010130000 | BOLT,DOUBLE ARMING,ROUND EYE M.16x400 mm. | 6
set40254 | 1010180100 | WASHER,PLAIN,SQUARE,LARGE 52x52x4.5 mm.HOLE DIA. 18 MM. TIS.258 | 46
set40254 | 1010180201 | WASHER,SQUARE,CURVED 60x60x5 mm.HOLE DIA. 22 mm. | 6
set40254 | 1010180301 | WASHER,LOCK,SPRING,SIZE 16 mm.,GENERAL PURPOSE,TIS.259 | 8
set40254 | 1010200001 | BRACE,FLAT,FOR CROSSARM 30x6x760 mm. | 4
set40254 | 1010220002 | ROD,GROUND,60x60x5 mm. 2 m.LONG | 4
set40254 | 1010230000 | CLAMP,SINGLE U-BOLT,M.8 (WIRE ROPE CLIP) | 8
set40254 | 1020050002 | CABLE,AERIAL,AL 22 kV. 1x120 sq.mm. | 50
set40254 | 1020300102 | CONNECTOR,PARALLEL GROOVE,DOUBLE BOLT,AL,AL-ALLOY AND ACSR 25-95 SQ.MM. | 9
set40254 | 1020420400 | PIN TERMINAL,FOR AL 50 SQ.MM. | 6
set40254 | 1030000001 | INSULATOR,PIN TYPE,TYPE B (CLASS 56-2) TIS.279 | 6
set40254 | 1030020000 | INSULATOR,SUSPENSION TYPE A (CLASS 52-1)TIS.354 | 18
set40254 | 1030100000 | PIN,INSULATOR,22 KV.SHANK 140 MM.,LEAD HEAD 35 MM.(1 3/8") | 6
set40254 | 1030110001 | CLAMP,STRAIN,STRAIGHT TYPE,AL 95 sq.mm.ACSR 70 sq.mm | 6
set40254 | 1040000007 | S.A., 21 KV.5 KA.,WITHOUT BRACKET | 3
set40254 | 1040010002 | CUT-OUT,FUSE,OPEN TYPE,SINGLE INSULATOR DROPUOT 22 KV. 100 A. 12 KA. ASYM | 6
set40254 | 1080040001 | CONDUIT,PVC,RIGID,DIA. 20x2500 mm.TIS.216 | 4
set40254 | 9090011007 | WELDING POWDER, ST. WIRE 50 SQ.MM. TO GD | 14
set40301 | 1000110001 | CROSSARM,PRESTRESSED CONCRETE,SPUN,H.T. 100X100X2,500 MM. | 1
set40301 | 1010100000 | WIRE,STEEL SOLID DIA. 4.0 mm.TIS.71 | 0.25
set40301 | 1010100004 | WIRE,STEEL STRANDED 50/7 sq.mm.TIS.404 | 20
set40301 | 1010110200 | BOLT,MACHINE M.16x130 mm. | 2
set40301 | 1010110203 | BOLT,MACHINE M.16x250 mm. | 3
set40301 | 1010110204 | BOLT,MACHINE M.16x300 mm. | 1
set40301 | 1010180100 | WASHER,PLAIN,SQUARE,LARGE 52x52x4.5 mm.HOLE DIA. 18 MM. TIS.258 | 7
set40301 | 1010180301 | WASHER,LOCK,SPRING,SIZE 16 mm.,GENERAL PURPOSE,TIS.259 | 1
set40301 | 1010200001 | BRACE,FLAT,FOR CROSSARM 30x6x760 mm. | 2
set40301 | 1010220002 | ROD,GROUND,60x60x5 mm. 2 m.LONG | 1
set40301 | 1010230000 | CLAMP,SINGLE U-BOLT,M.8 (WIRE ROPE CLIP) | 4
set40301 | 1020050100 | CABLE,AERIAL,AL 33 kV. 1x50 sq.mm. | 5
set40301 | 1020180001 | TAPE,ELECTRICAL,PVC.PLASTIC,OUTDOOR TYPE,ROLL SIZE 0.18X19X10,000 MM. TIS.386 | 1
set40301 | 1020180003 | ELECTRICAL SPLICING TAPE,FOR H.T.AERIAL CABLE,SIZE 3/4"X30' | 1
set40301 | 1020200002 | TIE WIRE,AL 4 mm. | 1
set40301 | 1020300102 | CONNECTOR,PARALLEL GROOVE,DOUBLE BOLT,AL,AL-ALLOY AND ACSR 25-95 SQ.MM. | 1
set40301 | 1020330005 | HOTLINE BAIL-CLAMP,MAIN 35-70 SQ.MM. | 1
set40301 | 1020330104 | HOTLINE CLAMP,MAIN35-185,TAP50-185SQ.MM. | 1
set40301 | 1020420400 | PIN TERMINAL,FOR AL 50 SQ.MM. | 1
set40301 | 1030030000 | INSULATOR,SPOOL,TYPE B (CLASS 53-2)TIS.227 | 2
set40301 | 1040000106 | S.A., 30 kV.5kA.,WITHOUT BRACKET | 1
set40301 | 1040010100 | CUT-OUT,FUSE,OPEN TYPE,SINGLE ISULATOR,DROPOUT 33 KV. 100 A. | 1
set40301 | 1050100003 | BRACKET,STEEL,FOR TRANSFORMER SECONDARY LEAD | 2
set40301 | 1080040001 | CONDUIT,PVC,RIGID,DIA. 20x2500 mm.TIS.216 | 3
set40301 | 9090011007 | WELDING POWDER, ST. WIRE 50 SQ.MM. TO GD | 3
set40302 | 1000110001 | CROSSARM,PRESTRESSED CONCRETE,SPUN,H.T. 100X100X2,500 MM. | 1
set40302 | 1010100000 | WIRE,STEEL SOLID DIA. 4.0 mm.TIS.71 | 0.25
set40302 | 1010100004 | WIRE,STEEL STRANDED 50/7 sq.mm.TIS.404 | 20
set40302 | 1010110200 | BOLT,MACHINE M.16x130 mm. | 2
set40302 | 1010110203 | BOLT,MACHINE M.16x250 mm. | 3
set40302 | 1010110205 | BOLT,MACHINE M.16x350 mm. | 1
set40302 | 1010180100 | WASHER,PLAIN,SQUARE,LARGE 52x52x4.5 mm.HOLE DIA. 18 MM. TIS.258 | 7
set40302 | 1010180301 | WASHER,LOCK,SPRING,SIZE 16 mm.,GENERAL PURPOSE,TIS.259 | 1
set40302 | 1010200001 | BRACE,FLAT,FOR CROSSARM 30x6x760 mm. | 2
set40302 | 1010220002 | ROD,GROUND,60x60x5 mm. 2 m.LONG | 1
set40302 | 1010230000 | CLAMP,SINGLE U-BOLT,M.8 (WIRE ROPE CLIP) | 4
set40302 | 1020050100 | CABLE,AERIAL,AL 33 kV. 1x50 sq.mm. | 5
set40302 | 1020180001 | TAPE,ELECTRICAL,PVC.PLASTIC,OUTDOOR TYPE,ROLL SIZE 0.18X19X10,000 MM. TIS.386 | 1
set40302 | 1020180003 | ELECTRICAL SPLICING TAPE,FOR H.T.AERIAL CABLE,SIZE 3/4"X30' | 1
set40302 | 1020200002 | TIE WIRE,AL 4 mm. | 1
set40302 | 1020300102 | CONNECTOR,PARALLEL GROOVE,DOUBLE BOLT,AL,AL-ALLOY AND ACSR 25-95 SQ.MM. | 1
set40302 | 1020330005 | HOTLINE BAIL-CLAMP,MAIN 35-70 SQ.MM. | 1
set40302 | 1020330104 | HOTLINE CLAMP,MAIN35-185,TAP50-185SQ.MM. | 1
set40302 | 1020420400 | PIN TERMINAL,FOR AL 50 SQ.MM. | 1
set40302 | 1030030000 | INSULATOR,SPOOL,TYPE B (CLASS 53-2)TIS.227 | 2
set40302 | 1040000106 | S.A., 30 kV.5kA.,WITHOUT BRACKET | 1
set40302 | 1040010100 | CUT-OUT,FUSE,OPEN TYPE,SINGLE ISULATOR,DROPOUT 33 KV. 100 A. | 1
set40302 | 1050100003 | BRACKET,STEEL,FOR TRANSFORMER SECONDARY LEAD | 2
set40302 | 1080040001 | CONDUIT,PVC,RIGID,DIA. 20x2500 mm.TIS.216 | 3
set40302 | 9090011007 | WELDING POWDER, ST. WIRE 50 SQ.MM. TO GD | 3
set40303 | 1000110001 | CROSSARM,PRESTRESSED CONCRETE,SPUN,H.T. 100X100X2,500 MM. | 1
set40303 | 1010100000 | WIRE,STEEL SOLID DIA. 4.0 mm.TIS.71 | 0.25
set40303 | 1010100004 | WIRE,STEEL STRANDED 50/7 sq.mm.TIS.404 | 20
set40303 | 1010110200 | BOLT,MACHINE M.16x130 mm. | 2
set40303 | 1010110203 | BOLT,MACHINE M.16x250 mm. | 3
set40303 | 1010110205 | BOLT,MACHINE M.16x350 mm. | 1
set40303 | 1010180100 | WASHER,PLAIN,SQUARE,LARGE 52x52x4.5 mm.HOLE DIA. 18 MM. TIS.258 | 7
set40303 | 1010180301 | WASHER,LOCK,SPRING,SIZE 16 mm.,GENERAL PURPOSE,TIS.259 | 1
set40303 | 1010200001 | BRACE,FLAT,FOR CROSSARM 30x6x760 mm. | 2
set40303 | 1010220002 | ROD,GROUND,60x60x5 mm. 2 m.LONG | 1
set40303 | 1010230000 | CLAMP,SINGLE U-BOLT,M.8 (WIRE ROPE CLIP) | 4
set40303 | 1020050100 | CABLE,AERIAL,AL 33 kV. 1x50 sq.mm. | 7
set40303 | 1020180001 | TAPE,ELECTRICAL,PVC.PLASTIC,OUTDOOR TYPE,ROLL SIZE 0.18X19X10,000 MM. TIS.386 | 1
set40303 | 1020180003 | ELECTRICAL SPLICING TAPE,FOR H.T.AERIAL CABLE,SIZE 3/4"X30' | 1
set40303 | 1020200002 | TIE WIRE,AL 4 mm. | 1
set40303 | 1020300102 | CONNECTOR,PARALLEL GROOVE,DOUBLE BOLT,AL,AL-ALLOY AND ACSR 25-95 SQ.MM. | 1
set40303 | 1020330005 | HOTLINE BAIL-CLAMP,MAIN 35-70 SQ.MM. | 1
set40303 | 1020330104 | HOTLINE CLAMP,MAIN35-185,TAP50-185SQ.MM. | 1
set40303 | 1020420400 | PIN TERMINAL,FOR AL 50 SQ.MM. | 1
set40303 | 1030030000 | INSULATOR,SPOOL,TYPE B (CLASS 53-2)TIS.227 | 2
set40303 | 1040000106 | S.A., 30 kV.5kA.,WITHOUT BRACKET | 1
set40303 | 1040010100 | CUT-OUT,FUSE,OPEN TYPE,SINGLE ISULATOR,DROPOUT 33 KV. 100 A. | 1
set40303 | 1050100003 | BRACKET,STEEL,FOR TRANSFORMER SECONDARY LEAD | 2
set40303 | 1080040001 | CONDUIT,PVC,RIGID,DIA. 20x2500 mm.TIS.216 | 3
set40303 | 9090011007 | WELDING POWDER, ST. WIRE 50 SQ.MM. TO GD | 3
set40304 | 1010100004 | WIRE,STEEL STRANDED 50/7 sq.mm.TIS.404 | 20
set40304 | 1010110203 | BOLT,MACHINE M.16x250 mm. | 2
set40304 | 1010180100 | WASHER,PLAIN,SQUARE,LARGE 52x52x4.5 mm.HOLE DIA. 18 MM. TIS.258 | 2
set40304 | 1010220002 | ROD,GROUND,60x60x5 mm. 2 m.LONG | 1
set40304 | 1010230000 | CLAMP,SINGLE U-BOLT,M.8 (WIRE ROPE CLIP) | 1
set40304 | 1020050100 | CABLE,AERIAL,AL 33 kV. 1x50 sq.mm. | 3
set40304 | 1020180001 | TAPE,ELECTRICAL,PVC.PLASTIC,OUTDOOR TYPE,ROLL SIZE 0.18X19X10,000 MM. TIS.386 | 1
set40304 | 1020180003 | ELECTRICAL SPLICING TAPE,FOR H.T.AERIAL CABLE,SIZE 3/4"X30' | 1
set40304 | 1020200002 | TIE WIRE,AL 4 mm. | 1
set40304 | 1020330005 | HOTLINE BAIL-CLAMP,MAIN 35-70 SQ.MM. | 1
set40304 | 1020330104 | HOTLINE CLAMP,MAIN35-185,TAP50-185SQ.MM. | 1
set40304 | 1020420400 | PIN TERMINAL,FOR AL 50 SQ.MM. | 1
set40304 | 1030030000 | INSULATOR,SPOOL,TYPE B (CLASS 53-2)TIS.227 | 2
set40304 | 1050100003 | BRACKET,STEEL,FOR TRANSFORMER SECONDARY LEAD | 2
set40304 | 1080040001 | CONDUIT,PVC,RIGID,DIA. 20x2500 mm.TIS.216 | 3
set40305 | 1000110002 | CROSSARM,PRESTRESSED CONCRETE,SPUN,H.T. 120X120X3,000 MM. | 1
set40305 | 1010100004 | WIRE,STEEL STRANDED 50/7 sq.mm.TIS.404 | 24
set40305 | 1010110201 | BOLT,MACHINE M.16x170 mm. | 2
set40305 | 1010110203 | BOLT,MACHINE M.16x250 mm. | 3
set40305 | 1010110205 | BOLT,MACHINE M.16x350 mm. | 1
set40305 | 1010180100 | WASHER,PLAIN,SQUARE,LARGE 52x52x4.5 mm.HOLE DIA. 18 MM. TIS.258 | 8
set40305 | 1010180301 | WASHER,LOCK,SPRING,SIZE 16 mm.,GENERAL PURPOSE,TIS.259 | 1
set40305 | 1010200001 | BRACE,FLAT,FOR CROSSARM 30x6x760 mm. | 2
set40305 | 1010220002 | ROD,GROUND,60x60x5 mm. 2 m.LONG | 1
set40305 | 1010230000 | CLAMP,SINGLE U-BOLT,M.8 (WIRE ROPE CLIP) | 4
set40305 | 1020050100 | CABLE,AERIAL,AL 33 kV. 1x50 sq.mm. | 15
set40305 | 1020180001 | TAPE,ELECTRICAL,PVC.PLASTIC,OUTDOOR TYPE,ROLL SIZE 0.18X19X10,000 MM. TIS.386 | 3
set40305 | 1020180003 | ELECTRICAL SPLICING TAPE,FOR H.T.AERIAL CABLE,SIZE 3/4"X30' | 3
set40305 | 1020300102 | CONNECTOR,PARALLEL GROOVE,DOUBLE BOLT,AL,AL-ALLOY AND ACSR 25-95 SQ.MM. | 3
set40305 | 1020330005 | HOTLINE BAIL-CLAMP,MAIN 35-70 SQ.MM. | 3
set40305 | 1020330104 | HOTLINE CLAMP,MAIN35-185,TAP50-185SQ.MM. | 3
set40305 | 1020420400 | PIN TERMINAL,FOR AL 50 SQ.MM. | 3
set40305 | 1040000106 | S.A., 30 kV.5kA.,WITHOUT BRACKET | 3
set40305 | 1040010100 | CUT-OUT,FUSE,OPEN TYPE,SINGLE ISULATOR,DROPOUT 33 KV. 100 A. | 3
set40305 | 1080040001 | CONDUIT,PVC,RIGID,DIA. 20x2500 mm.TIS.216 | 3
set40305 | 9090011007 | WELDING POWDER, ST. WIRE 50 SQ.MM. TO GD | 3
set40306 | 1000110001 | CROSSARM,PRESTRESSED CONCRETE,SPUN,H.T. 100X100X2,500 MM. | 1
set40306 | 1010100000 | WIRE,STEEL SOLID DIA. 4.0 mm.TIS.71 | 0.25
set40306 | 1010100004 | WIRE,STEEL STRANDED 50/7 sq.mm.TIS.404 | 20
set40306 | 1010110200 | BOLT,MACHINE M.16x130 mm. | 2
set40306 | 1010110204 | BOLT,MACHINE M.16x300 mm. | 3
set40306 | 1010110206 | BOLT,MACHINE M.16x400 mm. | 1
set40306 | 1010180100 | WASHER,PLAIN,SQUARE,LARGE 52x52x4.5 mm.HOLE DIA. 18 MM. TIS.258 | 7
set40306 | 1010180301 | WASHER,LOCK,SPRING,SIZE 16 mm.,GENERAL PURPOSE,TIS.259 | 1
set40306 | 1010200001 | BRACE,FLAT,FOR CROSSARM 30x6x760 mm. | 2
set40306 | 1010220002 | ROD,GROUND,60x60x5 mm. 2 m.LONG | 1
set40306 | 1010230000 | CLAMP,SINGLE U-BOLT,M.8 (WIRE ROPE CLIP) | 4
set40306 | 1020050100 | CABLE,AERIAL,AL 33 kV. 1x50 sq.mm. | 7
set40306 | 1020180001 | TAPE,ELECTRICAL,PVC.PLASTIC,OUTDOOR TYPE,ROLL SIZE 0.18X19X10,000 MM. TIS.386 | 1
set40306 | 1020180003 | ELECTRICAL SPLICING TAPE,FOR H.T.AERIAL CABLE,SIZE 3/4"X30' | 1
set40306 | 1020200002 | TIE WIRE,AL 4 mm. | 1
set40306 | 1020300102 | CONNECTOR,PARALLEL GROOVE,DOUBLE BOLT,AL,AL-ALLOY AND ACSR 25-95 SQ.MM. | 1
set40306 | 1020330005 | HOTLINE BAIL-CLAMP,MAIN 35-70 SQ.MM. | 1
set40306 | 1020330104 | HOTLINE CLAMP,MAIN35-185,TAP50-185SQ.MM. | 1
set40306 | 1020420400 | PIN TERMINAL,FOR AL 50 SQ.MM. | 1
set40306 | 1030030000 | INSULATOR,SPOOL,TYPE B (CLASS 53-2)TIS.227 | 2
set40306 | 1040000106 | S.A., 30 kV.5kA.,WITHOUT BRACKET | 1
set40306 | 1040010100 | CUT-OUT,FUSE,OPEN TYPE,SINGLE ISULATOR,DROPOUT 33 KV. 100 A. | 1
set40306 | 1050100003 | BRACKET,STEEL,FOR TRANSFORMER SECONDARY LEAD | 2
set40306 | 1080040001 | CONDUIT,PVC,RIGID,DIA. 20x2500 mm.TIS.216 | 3
set40306 | 9090011007 | WELDING POWDER, ST. WIRE 50 SQ.MM. TO GD | 3
set40307 | 1000110002 | CROSSARM,PRESTRESSED CONCRETE,SPUN,H.T. 120X120X3,000 MM. | 1
set40307 | 1010100004 | WIRE,STEEL STRANDED 50/7 sq.mm.TIS.404 | 24
set40307 | 1010110201 | BOLT,MACHINE M.16x170 mm. | 2
set40307 | 1010110203 | BOLT,MACHINE M.16x250 mm. | 3
set40307 | 1010110205 | BOLT,MACHINE M.16x350 mm. | 1
set40307 | 1010180100 | WASHER,PLAIN,SQUARE,LARGE 52x52x4.5 mm.HOLE DIA. 18 MM. TIS.258 | 8
set40307 | 1010180301 | WASHER,LOCK,SPRING,SIZE 16 mm.,GENERAL PURPOSE,TIS.259 | 1
set40307 | 1010200001 | BRACE,FLAT,FOR CROSSARM 30x6x760 mm. | 2
set40307 | 1010220002 | ROD,GROUND,60x60x5 mm. 2 m.LONG | 1
set40307 | 1010230000 | CLAMP,SINGLE U-BOLT,M.8 (WIRE ROPE CLIP) | 4
set40307 | 1020050100 | CABLE,AERIAL,AL 33 kV. 1x50 sq.mm. | 21
set40307 | 1020180001 | TAPE,ELECTRICAL,PVC.PLASTIC,OUTDOOR TYPE,ROLL SIZE 0.18X19X10,000 MM. TIS.386 | 3
set40307 | 1020180003 | ELECTRICAL SPLICING TAPE,FOR H.T.AERIAL CABLE,SIZE 3/4"X30' | 3
set40307 | 1020300102 | CONNECTOR,PARALLEL GROOVE,DOUBLE BOLT,AL,AL-ALLOY AND ACSR 25-95 SQ.MM. | 3
set40307 | 1020330005 | HOTLINE BAIL-CLAMP,MAIN 35-70 SQ.MM. | 3
set40307 | 1020330104 | HOTLINE CLAMP,MAIN35-185,TAP50-185SQ.MM. | 3
set40307 | 1020420400 | PIN TERMINAL,FOR AL 50 SQ.MM. | 3
set40307 | 1040000106 | S.A., 30 kV.5kA.,WITHOUT BRACKET | 3
set40307 | 1040010100 | CUT-OUT,FUSE,OPEN TYPE,SINGLE ISULATOR,DROPOUT 33 KV. 100 A. | 3
set40307 | 1080040001 | CONDUIT,PVC,RIGID,DIA. 20x2500 mm.TIS.216 | 3
set40307 | 9090011007 | WELDING POWDER, ST. WIRE 50 SQ.MM. TO GD | 3
set40308 | 1000110002 | CROSSARM,PRESTRESSED CONCRETE,SPUN,H.T. 120X120X3,000 MM. | 1
set40308 | 1010100004 | WIRE,STEEL STRANDED 50/7 sq.mm.TIS.404 | 24
set40308 | 1010110201 | BOLT,MACHINE M.16x170 mm. | 2
set40308 | 1010110204 | BOLT,MACHINE M.16x300 mm. | 3
set40308 | 1010110206 | BOLT,MACHINE M.16x400 mm. | 1
set40308 | 1010180100 | WASHER,PLAIN,SQUARE,LARGE 52x52x4.5 mm.HOLE DIA. 18 MM. TIS.258 | 8
set40308 | 1010180301 | WASHER,LOCK,SPRING,SIZE 16 mm.,GENERAL PURPOSE,TIS.259 | 1
set40308 | 1010200001 | BRACE,FLAT,FOR CROSSARM 30x6x760 mm. | 2
set40308 | 1010220002 | ROD,GROUND,60x60x5 mm. 2 m.LONG | 1
set40308 | 1010230000 | CLAMP,SINGLE U-BOLT,M.8 (WIRE ROPE CLIP) | 4
set40308 | 1020050100 | CABLE,AERIAL,AL 33 kV. 1x50 sq.mm. | 21
set40308 | 1020180001 | TAPE,ELECTRICAL,PVC.PLASTIC,OUTDOOR TYPE,ROLL SIZE 0.18X19X10,000 MM. TIS.386 | 3
set40308 | 1020180003 | ELECTRICAL SPLICING TAPE,FOR H.T.AERIAL CABLE,SIZE 3/4"X30' | 3
set40308 | 1020300102 | CONNECTOR,PARALLEL GROOVE,DOUBLE BOLT,AL,AL-ALLOY AND ACSR 25-95 SQ.MM. | 3
set40308 | 1020330005 | HOTLINE BAIL-CLAMP,MAIN 35-70 SQ.MM. | 3
set40308 | 1020330104 | HOTLINE CLAMP,MAIN35-185,TAP50-185SQ.MM. | 3
set40308 | 1020420400 | PIN TERMINAL,FOR AL 50 SQ.MM. | 3
set40308 | 1040000106 | S.A., 30 kV.5kA.,WITHOUT BRACKET | 3
set40308 | 1040010100 | CUT-OUT,FUSE,OPEN TYPE,SINGLE ISULATOR,DROPOUT 33 KV. 100 A. | 3
set40308 | 1080040001 | CONDUIT,PVC,RIGID,DIA. 20x2500 mm.TIS.216 | 3
set40308 | 9090011007 | WELDING POWDER, ST. WIRE 50 SQ.MM. TO GD | 3
set40309 | 1000110002 | CROSSARM,PRESTRESSED CONCRETE,SPUN,H.T. 120X120X3,000 MM. | 1
set40309 | 1010100004 | WIRE,STEEL STRANDED 50/7 sq.mm.TIS.404 | 24
set40309 | 1010110201 | BOLT,MACHINE M.16x170 mm. | 1
set40309 | 1010110203 | BOLT,MACHINE M.16x250 mm. | 4
set40309 | 1010110205 | BOLT,MACHINE M.16x350 mm. | 1
set40309 | 1010180100 | WASHER,PLAIN,SQUARE,LARGE 52x52x4.5 mm.HOLE DIA. 18 MM. TIS.258 | 7
set40309 | 1010180301 | WASHER,LOCK,SPRING,SIZE 16 mm.,GENERAL PURPOSE,TIS.259 | 1
set40309 | 1010200002 | BRACE,FLAT,FOR CROSSARM 40x6x1,000 mm. | 2
set40309 | 1010220002 | ROD,GROUND,60x60x5 mm. 2 m.LONG | 1
set40309 | 1010230000 | CLAMP,SINGLE U-BOLT,M.8 (WIRE ROPE CLIP) | 4
set40309 | 1020050100 | CABLE,AERIAL,AL 33 kV. 1x50 sq.mm. | 15
set40309 | 1020180001 | TAPE,ELECTRICAL,PVC.PLASTIC,OUTDOOR TYPE,ROLL SIZE 0.18X19X10,000 MM. TIS.386 | 3
set40309 | 1020180003 | ELECTRICAL SPLICING TAPE,FOR H.T.AERIAL CABLE,SIZE 3/4"X30' | 3
set40309 | 1020300102 | CONNECTOR,PARALLEL GROOVE,DOUBLE BOLT,AL,AL-ALLOY AND ACSR 25-95 SQ.MM. | 3
set40309 | 1020330005 | HOTLINE BAIL-CLAMP,MAIN 35-70 SQ.MM. | 3
set40309 | 1020330104 | HOTLINE CLAMP,MAIN35-185,TAP50-185SQ.MM. | 3
set40309 | 1020420400 | PIN TERMINAL,FOR AL 50 SQ.MM. | 3
set40309 | 1040000106 | S.A., 30 kV.5kA.,WITHOUT BRACKET | 3
set40309 | 1040010100 | CUT-OUT,FUSE,OPEN TYPE,SINGLE ISULATOR,DROPOUT 33 KV. 100 A. | 3
set40309 | 1080040001 | CONDUIT,PVC,RIGID,DIA. 20x2500 mm.TIS.216 | 3
set40309 | 9090011007 | WELDING POWDER, ST. WIRE 50 SQ.MM. TO GD | 3
set40310 | 1000110002 | CROSSARM,PRESTRESSED CONCRETE,SPUN,H.T. 120X120X3,000 MM. | 1
set40310 | 1010100004 | WIRE,STEEL STRANDED 50/7 sq.mm.TIS.404 | 24
set40310 | 1010110201 | BOLT,MACHINE M.16x170 mm. | 1
set40310 | 1010110203 | BOLT,MACHINE M.16x250 mm. | 4
set40310 | 1010110205 | BOLT,MACHINE M.16x350 mm. | 1
set40310 | 1010180100 | WASHER,PLAIN,SQUARE,LARGE 52x52x4.5 mm.HOLE DIA. 18 MM. TIS.258 | 7
set40310 | 1010180301 | WASHER,LOCK,SPRING,SIZE 16 mm.,GENERAL PURPOSE,TIS.259 | 1
set40310 | 1010200002 | BRACE,FLAT,FOR CROSSARM 40x6x1,000 mm. | 2
set40310 | 1010220002 | ROD,GROUND,60x60x5 mm. 2 m.LONG | 1
set40310 | 1010230000 | CLAMP,SINGLE U-BOLT,M.8 (WIRE ROPE CLIP) | 4
set40310 | 1020050100 | CABLE,AERIAL,AL 33 kV. 1x50 sq.mm. | 21
set40310 | 1020180001 | TAPE,ELECTRICAL,PVC.PLASTIC,OUTDOOR TYPE,ROLL SIZE 0.18X19X10,000 MM. TIS.386 | 3
set40310 | 1020180003 | ELECTRICAL SPLICING TAPE,FOR H.T.AERIAL CABLE,SIZE 3/4"X30' | 3
set40310 | 1020300102 | CONNECTOR,PARALLEL GROOVE,DOUBLE BOLT,AL,AL-ALLOY AND ACSR 25-95 SQ.MM. | 3
set40310 | 1020330005 | HOTLINE BAIL-CLAMP,MAIN 35-70 SQ.MM. | 3
set40310 | 1020330104 | HOTLINE CLAMP,MAIN35-185,TAP50-185SQ.MM. | 3
set40310 | 1020420400 | PIN TERMINAL,FOR AL 50 SQ.MM. | 3
set40310 | 1040000106 | S.A., 30 kV.5kA.,WITHOUT BRACKET | 3
set40310 | 1040010100 | CUT-OUT,FUSE,OPEN TYPE,SINGLE ISULATOR,DROPOUT 33 KV. 100 A. | 3
set40310 | 1080040001 | CONDUIT,PVC,RIGID,DIA. 20x2500 mm.TIS.216 | 3
set40310 | 9090011007 | WELDING POWDER, ST. WIRE 50 SQ.MM. TO GD | 3
set40311 | 1000010004 | POLE,CONCRETE, 12 M.LONG | 1
set40311 | 1000110002 | CROSSARM,PRESTRESSED CONCRETE,SPUN,H.T. 120X120X3,000 MM. | 1
set40311 | 1000210000 | BEAM,SPUN PRESTRESSED CONCRETE 100X100X3,200 MM. | 2
set40311 | 1000210003 | BEAM, PRESTRESSED CONCRETE, 150 X 250 X 3,550 mm. | 2
set40311 | 1010100000 | WIRE,STEEL SOLID DIA. 4.0 mm.TIS.71 | 1.5
set40311 | 1010100004 | WIRE,STEEL STRANDED 50/7 sq.mm.TIS.404 | 50
set40311 | 1010110201 | BOLT,MACHINE M.16x170 mm. | 2
set40311 | 1010110202 | BOLT,MACHINE M.16x200 mm. | 1
set40311 | 1010110205 | BOLT,MACHINE M.16x350 mm. | 5
set40311 | 1010110401 | BOLT,MACHINE,HEXAGON,M.16x550 mm. | 12
set40311 | 1010180100 | WASHER,PLAIN,SQUARE,LARGE 52x52x4.5 mm.HOLE DIA. 18 MM. TIS.258 | 14
set40311 | 1010180201 | WASHER,SQUARE,CURVED 60x60x5 mm.HOLE DIA. 22 mm. | 6
set40311 | 1010180301 | WASHER,LOCK,SPRING,SIZE 16 mm.,GENERAL PURPOSE,TIS.259 | 5
set40311 | 1010200002 | BRACE,FLAT,FOR CROSSARM 40x6x1,000 mm. | 2
set40311 | 1010220002 | ROD,GROUND,60x60x5 mm. 2 m.LONG | 2
set40311 | 1010230000 | CLAMP,SINGLE U-BOLT,M.8 (WIRE ROPE CLIP) | 19
set40311 | 1020050100 | CABLE,AERIAL,AL 33 kV. 1x50 sq.mm. | 18
set40311 | 1020180001 | TAPE,ELECTRICAL,PVC.PLASTIC,OUTDOOR TYPE,ROLL SIZE 0.18X19X10,000 MM. TIS.386 | 3
set40311 | 1020180003 | ELECTRICAL SPLICING TAPE,FOR H.T.AERIAL CABLE,SIZE 3/4"X30' | 3
set40311 | 1020300102 | CONNECTOR,PARALLEL GROOVE,DOUBLE BOLT,AL,AL-ALLOY AND ACSR 25-95 SQ.MM. | 3
set40311 | 1020330005 | HOTLINE BAIL-CLAMP,MAIN 35-70 SQ.MM. | 3
set40311 | 1020330104 | HOTLINE CLAMP,MAIN35-185,TAP50-185SQ.MM. | 3
set40311 | 1020420400 | PIN TERMINAL,FOR AL 50 SQ.MM. | 3
set40311 | 1030000002 | INSULATOR,PIN TYPE,TYPE C (CLASS 56-3)TIS.279 | 6
set40311 | 1030100001 | PIN,INSULATOR,33 KV.SHANK 165 MM.LEAD HEAD 35 MM.(1 3/8") | 6
set40311 | 1040000106 | S.A., 30 kV.5kA.,WITHOUT BRACKET | 3
set40311 | 1040010100 | CUT-OUT,FUSE,OPEN TYPE,SINGLE ISULATOR,DROPOUT 33 KV. 100 A. | 3
set40311 | 1080040001 | CONDUIT,PVC,RIGID,DIA. 20x2500 mm.TIS.216 | 8
set40311 | 9090010026 | CONCRETE 1/3 (50 KG./SET) | 1
set40311 | 9090011007 | WELDING POWDER, ST. WIRE 50 SQ.MM. TO GD | 6
set40312 | 1000110002 | CROSSARM,PRESTRESSED CONCRETE,SPUN,H.T. 120X120X3,000 MM. | 1
set40312 | 1010100004 | WIRE,STEEL STRANDED 50/7 sq.mm.TIS.404 | 24
set40312 | 1010110201 | BOLT,MACHINE M.16x170 mm. | 1
set40312 | 1010110204 | BOLT,MACHINE M.16x300 mm. | 4
set40312 | 1010110206 | BOLT,MACHINE M.16x400 mm. | 1
set40312 | 1010180100 | WASHER,PLAIN,SQUARE,LARGE 52x52x4.5 mm.HOLE DIA. 18 MM. TIS.258 | 7
set40312 | 1010180301 | WASHER,LOCK,SPRING,SIZE 16 mm.,GENERAL PURPOSE,TIS.259 | 1
set40312 | 1010200002 | BRACE,FLAT,FOR CROSSARM 40x6x1,000 mm. | 2
set40312 | 1010220002 | ROD,GROUND,60x60x5 mm. 2 m.LONG | 1
set40312 | 1010230000 | CLAMP,SINGLE U-BOLT,M.8 (WIRE ROPE CLIP) | 4
set40312 | 1020050100 | CABLE,AERIAL,AL 33 kV. 1x50 sq.mm. | 21
set40312 | 1020180001 | TAPE,ELECTRICAL,PVC.PLASTIC,OUTDOOR TYPE,ROLL SIZE 0.18X19X10,000 MM. TIS.386 | 3
set40312 | 1020180003 | ELECTRICAL SPLICING TAPE,FOR H.T.AERIAL CABLE,SIZE 3/4"X30' | 3
set40312 | 1020300102 | CONNECTOR,PARALLEL GROOVE,DOUBLE BOLT,AL,AL-ALLOY AND ACSR 25-95 SQ.MM. | 3
set40312 | 1020330005 | HOTLINE BAIL-CLAMP,MAIN 35-70 SQ.MM. | 3
set40312 | 1020330104 | HOTLINE CLAMP,MAIN35-185,TAP50-185SQ.MM. | 3
set40312 | 1020420400 | PIN TERMINAL,FOR AL 50 SQ.MM. | 3
set40312 | 1040000106 | S.A., 30 kV.5kA.,WITHOUT BRACKET | 3
set40312 | 1040010100 | CUT-OUT,FUSE,OPEN TYPE,SINGLE ISULATOR,DROPOUT 33 KV. 100 A. | 3
set40312 | 1080040001 | CONDUIT,PVC,RIGID,DIA. 20x2500 mm.TIS.216 | 3
set40312 | 9090011007 | WELDING POWDER, ST. WIRE 50 SQ.MM. TO GD | 3
set40313 | 1000010004 | POLE,CONCRETE, 12 M.LONG | 1
set40313 | 1000110001 | CROSSARM,PRESTRESSED CONCRETE,SPUN,H.T. 100X100X2,500 MM. | 1
set40313 | 1000210000 | BEAM,SPUN PRESTRESSED CONCRETE 100X100X3,200 MM. | 2
set40313 | 1000210003 | BEAM, PRESTRESSED CONCRETE, 150 X 250 X 3,550 mm. | 2
set40313 | 1010100000 | WIRE,STEEL SOLID DIA. 4.0 mm.TIS.71 | 1.5
set40313 | 1010100004 | WIRE,STEEL STRANDED 50/7 sq.mm.TIS.404 | 50
set40313 | 1010110200 | BOLT,MACHINE M.16x130 mm. | 4
set40313 | 1010110202 | BOLT,MACHINE M.16x200 mm. | 1
set40313 | 1010110204 | BOLT,MACHINE M.16x300 mm. | 1
set40313 | 1010110205 | BOLT,MACHINE M.16x350 mm. | 4
set40313 | 1010110401 | BOLT,MACHINE,HEXAGON,M.16x550 mm. | 12
set40313 | 1010180100 | WASHER,PLAIN,SQUARE,LARGE 52x52x4.5 mm.HOLE DIA. 18 MM. TIS.258 | 14
set40313 | 1010180201 | WASHER,SQUARE,CURVED 60x60x5 mm.HOLE DIA. 22 mm. | 6
set40313 | 1010180301 | WASHER,LOCK,SPRING,SIZE 16 mm.,GENERAL PURPOSE,TIS.259 | 5
set40313 | 1010200001 | BRACE,FLAT,FOR CROSSARM 30x6x760 mm. | 2
set40313 | 1010220002 | ROD,GROUND,60x60x5 mm. 2 m.LONG | 2
set40313 | 1010230000 | CLAMP,SINGLE U-BOLT,M.8 (WIRE ROPE CLIP) | 19
set40313 | 1020050100 | CABLE,AERIAL,AL 33 kV. 1x50 sq.mm. | 18
set40313 | 1020180001 | TAPE,ELECTRICAL,PVC.PLASTIC,OUTDOOR TYPE,ROLL SIZE 0.18X19X10,000 MM. TIS.386 | 3
set40313 | 1020180003 | ELECTRICAL SPLICING TAPE,FOR H.T.AERIAL CABLE,SIZE 3/4"X30' | 3
set40313 | 1020300102 | CONNECTOR,PARALLEL GROOVE,DOUBLE BOLT,AL,AL-ALLOY AND ACSR 25-95 SQ.MM. | 3
set40313 | 1020330005 | HOTLINE BAIL-CLAMP,MAIN 35-70 SQ.MM. | 3
set40313 | 1020330104 | HOTLINE CLAMP,MAIN35-185,TAP50-185SQ.MM. | 3
set40313 | 1020420400 | PIN TERMINAL,FOR AL 50 SQ.MM. | 3
set40313 | 1030000002 | INSULATOR,PIN TYPE,TYPE C (CLASS 56-3)TIS.279 | 6
set40313 | 1030100001 | PIN,INSULATOR,33 KV.SHANK 165 MM.LEAD HEAD 35 MM.(1 3/8") | 6
set40313 | 1040000106 | S.A., 30 kV.5kA.,WITHOUT BRACKET | 3
set40313 | 1040010100 | CUT-OUT,FUSE,OPEN TYPE,SINGLE ISULATOR,DROPOUT 33 KV. 100 A. | 3
set40313 | 1080040001 | CONDUIT,PVC,RIGID,DIA. 20x2500 mm.TIS.216 | 8
set40313 | 9090010026 | CONCRETE 1/3 (50 KG./SET) | 1
set40313 | 9090011007 | WELDING POWDER, ST. WIRE 50 SQ.MM. TO GD | 6
set40314 | 1000010012 | POLE,CONCRETE, 12.20 M. LONG | 1
set40314 | 1000110001 | CROSSARM,PRESTRESSED CONCRETE,SPUN,H.T. 100X100X2,500 MM. | 1
set40314 | 1000210000 | BEAM,SPUN PRESTRESSED CONCRETE 100X100X3,200 MM. | 2
set40314 | 1000210003 | BEAM, PRESTRESSED CONCRETE, 150 X 250 X 3,550 mm. | 2
set40314 | 1010100000 | WIRE,STEEL SOLID DIA. 4.0 mm.TIS.71 | 1.5
set40314 | 1010100004 | WIRE,STEEL STRANDED 50/7 sq.mm.TIS.404 | 50
set40314 | 1010110200 | BOLT,MACHINE M.16x130 mm. | 4
set40314 | 1010110203 | BOLT,MACHINE M.16x250 mm. | 1
set40314 | 1010110205 | BOLT,MACHINE M.16x350 mm. | 5
set40314 | 1010110402 | BOLT,MACHINE,HEXAGON,M.16X600 MM. | 12
set40314 | 1010180100 | WASHER,PLAIN,SQUARE,LARGE 52x52x4.5 mm.HOLE DIA. 18 MM. TIS.258 | 14
set40314 | 1010180201 | WASHER,SQUARE,CURVED 60x60x5 mm.HOLE DIA. 22 mm. | 6
set40314 | 1010180301 | WASHER,LOCK,SPRING,SIZE 16 mm.,GENERAL PURPOSE,TIS.259 | 5
set40314 | 1010200001 | BRACE,FLAT,FOR CROSSARM 30x6x760 mm. | 2
set40314 | 1010220002 | ROD,GROUND,60x60x5 mm. 2 m.LONG | 2
set40314 | 1010230000 | CLAMP,SINGLE U-BOLT,M.8 (WIRE ROPE CLIP) | 19
set40314 | 1020050100 | CABLE,AERIAL,AL 33 kV. 1x50 sq.mm. | 18
set40314 | 1020180001 | TAPE,ELECTRICAL,PVC.PLASTIC,OUTDOOR TYPE,ROLL SIZE 0.18X19X10,000 MM. TIS.386 | 3
set40314 | 1020180003 | ELECTRICAL SPLICING TAPE,FOR H.T.AERIAL CABLE,SIZE 3/4"X30' | 3
set40314 | 1020300102 | CONNECTOR,PARALLEL GROOVE,DOUBLE BOLT,AL,AL-ALLOY AND ACSR 25-95 SQ.MM. | 3
set40314 | 1020330005 | HOTLINE BAIL-CLAMP,MAIN 35-70 SQ.MM. | 3
set40314 | 1020330104 | HOTLINE CLAMP,MAIN35-185,TAP50-185SQ.MM. | 3
set40314 | 1020420400 | PIN TERMINAL,FOR AL 50 SQ.MM. | 3
set40314 | 1030000002 | INSULATOR,PIN TYPE,TYPE C (CLASS 56-3)TIS.279 | 6
set40314 | 1030100001 | PIN,INSULATOR,33 KV.SHANK 165 MM.LEAD HEAD 35 MM.(1 3/8") | 6
set40314 | 1040000106 | S.A., 30 kV.5kA.,WITHOUT BRACKET | 3
set40314 | 1040010100 | CUT-OUT,FUSE,OPEN TYPE,SINGLE ISULATOR,DROPOUT 33 KV. 100 A. | 3
set40314 | 1080040001 | CONDUIT,PVC,RIGID,DIA. 20x2500 mm.TIS.216 | 8
set40314 | 9090010026 | CONCRETE 1/3 (50 KG./SET) | 1
set40314 | 9090011007 | WELDING POWDER, ST. WIRE 50 SQ.MM. TO GD | 6
set40315 | 1000010013 | POLE,CONCRETE, 14.30 M. LONG | 1
set40315 | 1000110001 | CROSSARM,PRESTRESSED CONCRETE,SPUN,H.T. 100X100X2,500 MM. | 1
set40315 | 1000210000 | BEAM,SPUN PRESTRESSED CONCRETE 100X100X3,200 MM. | 2
set40315 | 1000210003 | BEAM, PRESTRESSED CONCRETE, 150 X 250 X 3,550 mm. | 2
set40315 | 1010100000 | WIRE,STEEL SOLID DIA. 4.0 mm.TIS.71 | 1.5
set40315 | 1010100004 | WIRE,STEEL STRANDED 50/7 sq.mm.TIS.404 | 50
set40315 | 1010110200 | BOLT,MACHINE M.16x130 mm. | 4
set40315 | 1010110203 | BOLT,MACHINE M.16x250 mm. | 1
set40315 | 1010110205 | BOLT,MACHINE M.16x350 mm. | 1
set40315 | 1010110206 | BOLT,MACHINE M.16x400 mm. | 4
set40315 | 1010110402 | BOLT,MACHINE,HEXAGON,M.16X600 MM. | 12
set40315 | 1010180100 | WASHER,PLAIN,SQUARE,LARGE 52x52x4.5 mm.HOLE DIA. 18 MM. TIS.258 | 14
set40315 | 1010180201 | WASHER,SQUARE,CURVED 60x60x5 mm.HOLE DIA. 22 mm. | 6
set40315 | 1010180301 | WASHER,LOCK,SPRING,SIZE 16 mm.,GENERAL PURPOSE,TIS.259 | 5
set40315 | 1010200001 | BRACE,FLAT,FOR CROSSARM 30x6x760 mm. | 2
set40315 | 1010220002 | ROD,GROUND,60x60x5 mm. 2 m.LONG | 2
set40315 | 1010230000 | CLAMP,SINGLE U-BOLT,M.8 (WIRE ROPE CLIP) | 19
set40315 | 1020050100 | CABLE,AERIAL,AL 33 kV. 1x50 sq.mm. | 18
set40315 | 1020180001 | TAPE,ELECTRICAL,PVC.PLASTIC,OUTDOOR TYPE,ROLL SIZE 0.18X19X10,000 MM. TIS.386 | 3
set40315 | 1020180003 | ELECTRICAL SPLICING TAPE,FOR H.T.AERIAL CABLE,SIZE 3/4"X30' | 3
set40315 | 1020300102 | CONNECTOR,PARALLEL GROOVE,DOUBLE BOLT,AL,AL-ALLOY AND ACSR 25-95 SQ.MM. | 3
set40315 | 1020330005 | HOTLINE BAIL-CLAMP,MAIN 35-70 SQ.MM. | 3
set40315 | 1020330104 | HOTLINE CLAMP,MAIN35-185,TAP50-185SQ.MM. | 3
set40315 | 1020420400 | PIN TERMINAL,FOR AL 50 SQ.MM. | 3
set40315 | 1030000002 | INSULATOR,PIN TYPE,TYPE C (CLASS 56-3)TIS.279 | 6
set40315 | 1030100001 | PIN,INSULATOR,33 KV.SHANK 165 MM.LEAD HEAD 35 MM.(1 3/8") | 6
set40315 | 1040000106 | S.A., 30 kV.5kA.,WITHOUT BRACKET | 3
set40315 | 1040010100 | CUT-OUT,FUSE,OPEN TYPE,SINGLE ISULATOR,DROPOUT 33 KV. 100 A. | 3
set40315 | 1080040001 | CONDUIT,PVC,RIGID,DIA. 20x2500 mm.TIS.216 | 8
set40315 | 9090010026 | CONCRETE 1/3 (50 KG./SET) | 1
set40315 | 9090011007 | WELDING POWDER, ST. WIRE 50 SQ.MM. TO GD | 6
set40321 | 1000010004 | POLE,CONCRETE, 12 M.LONG | 1
set40321 | 1000110002 | CROSSARM,PRESTRESSED CONCRETE,SPUN,H.T. 120X120X3,000 MM. | 1
set40321 | 1000210000 | BEAM,SPUN PRESTRESSED CONCRETE 100X100X3,200 MM. | 2
set40321 | 1000210003 | BEAM, PRESTRESSED CONCRETE, 150 X 250 X 3,550 mm. | 2
set40321 | 1010100000 | WIRE,STEEL SOLID DIA. 4.0 mm.TIS.71 | 1.5
set40321 | 1010100004 | WIRE,STEEL STRANDED 50/7 sq.mm.TIS.404 | 50
set40321 | 1010110201 | BOLT,MACHINE M.16x170 mm. | 1
set40321 | 1010110203 | BOLT,MACHINE M.16x250 mm. | 1
set40321 | 1010110205 | BOLT,MACHINE M.16x350 mm. | 5
set40321 | 1010110401 | BOLT,MACHINE,HEXAGON,M.16x550 mm. | 12
set40321 | 1010180100 | WASHER,PLAIN,SQUARE,LARGE 52x52x4.5 mm.HOLE DIA. 18 MM. TIS.258 | 14
set40321 | 1010180201 | WASHER,SQUARE,CURVED 60x60x5 mm.HOLE DIA. 22 mm. | 6
set40321 | 1010180301 | WASHER,LOCK,SPRING,SIZE 16 mm.,GENERAL PURPOSE,TIS.259 | 5
set40321 | 1010200005 | BRACE,ALLEY ARM 50x50x6 mm. 2,350 mm.LONG | 1
set40321 | 1010220002 | ROD,GROUND,60x60x5 mm. 2 m.LONG | 2
set40321 | 1010230000 | CLAMP,SINGLE U-BOLT,M.8 (WIRE ROPE CLIP) | 19
set40321 | 1020050100 | CABLE,AERIAL,AL 33 kV. 1x50 sq.mm. | 18
set40321 | 1020180001 | TAPE,ELECTRICAL,PVC.PLASTIC,OUTDOOR TYPE,ROLL SIZE 0.18X19X10,000 MM. TIS.386 | 3
set40321 | 1020180003 | ELECTRICAL SPLICING TAPE,FOR H.T.AERIAL CABLE,SIZE 3/4"X30' | 3
set40321 | 1020300102 | CONNECTOR,PARALLEL GROOVE,DOUBLE BOLT,AL,AL-ALLOY AND ACSR 25-95 SQ.MM. | 3
set40321 | 1020330005 | HOTLINE BAIL-CLAMP,MAIN 35-70 SQ.MM. | 3
set40321 | 1020330104 | HOTLINE CLAMP,MAIN35-185,TAP50-185SQ.MM. | 3
set40321 | 1020420400 | PIN TERMINAL,FOR AL 50 SQ.MM. | 3
set40321 | 1030000002 | INSULATOR,PIN TYPE,TYPE C (CLASS 56-3)TIS.279 | 6
set40321 | 1030100001 | PIN,INSULATOR,33 KV.SHANK 165 MM.LEAD HEAD 35 MM.(1 3/8") | 6
set40321 | 1040000106 | S.A., 30 kV.5kA.,WITHOUT BRACKET | 3
set40321 | 1040010100 | CUT-OUT,FUSE,OPEN TYPE,SINGLE ISULATOR,DROPOUT 33 KV. 100 A. | 3
set40321 | 1080040001 | CONDUIT,PVC,RIGID,DIA. 20x2500 mm.TIS.216 | 8
set40321 | 9090010026 | CONCRETE 1/3 (50 KG./SET) | 1
set40321 | 9090011007 | WELDING POWDER, ST. WIRE 50 SQ.MM. TO GD | 6
set40322 | 1000010004 | POLE,CONCRETE, 12 M.LONG | 1
set40322 | 1000110001 | CROSSARM,PRESTRESSED CONCRETE,SPUN,H.T. 100X100X2,500 MM. | 1
set40322 | 1000210000 | BEAM,SPUN PRESTRESSED CONCRETE 100X100X3,200 MM. | 2
set40322 | 1000210003 | BEAM, PRESTRESSED CONCRETE, 150 X 250 X 3,550 mm. | 2
set40322 | 1010100000 | WIRE,STEEL SOLID DIA. 4.0 mm.TIS.71 | 1.5
set40322 | 1010100004 | WIRE,STEEL STRANDED 50/7 sq.mm.TIS.404 | 50
set40322 | 1010110200 | BOLT,MACHINE M.16x130 mm. | 1
set40322 | 1010110203 | BOLT,MACHINE M.16x250 mm. | 2
set40322 | 1010110204 | BOLT,MACHINE M.16x300 mm. | 1
set40322 | 1010110205 | BOLT,MACHINE M.16x350 mm. | 4
set40322 | 1010110401 | BOLT,MACHINE,HEXAGON,M.16x550 mm. | 12
set40322 | 1010180100 | WASHER,PLAIN,SQUARE,LARGE 52x52x4.5 mm.HOLE DIA. 18 MM. TIS.258 | 14
set40322 | 1010180201 | WASHER,SQUARE,CURVED 60x60x5 mm.HOLE DIA. 22 mm. | 6
set40322 | 1010180301 | WASHER,LOCK,SPRING,SIZE 16 mm.,GENERAL PURPOSE,TIS.259 | 5
set40322 | 1010200004 | BRACE,ALLEY ARM 40x40x5 mm. 2,120 mm.LONG | 1
set40322 | 1010220002 | ROD,GROUND,60x60x5 mm. 2 m.LONG | 2
set40322 | 1010230000 | CLAMP,SINGLE U-BOLT,M.8 (WIRE ROPE CLIP) | 19
set40322 | 1020050100 | CABLE,AERIAL,AL 33 kV. 1x50 sq.mm. | 18
set40322 | 1020180001 | TAPE,ELECTRICAL,PVC.PLASTIC,OUTDOOR TYPE,ROLL SIZE 0.18X19X10,000 MM. TIS.386 | 3
set40322 | 1020180003 | ELECTRICAL SPLICING TAPE,FOR H.T.AERIAL CABLE,SIZE 3/4"X30' | 3
set40322 | 1020300102 | CONNECTOR,PARALLEL GROOVE,DOUBLE BOLT,AL,AL-ALLOY AND ACSR 25-95 SQ.MM. | 3
set40322 | 1020330005 | HOTLINE BAIL-CLAMP,MAIN 35-70 SQ.MM. | 3
set40322 | 1020330104 | HOTLINE CLAMP,MAIN35-185,TAP50-185SQ.MM. | 3
set40322 | 1020420400 | PIN TERMINAL,FOR AL 50 SQ.MM. | 3
set40322 | 1020440102 | CLAMP,GUY,TRIPLE BOLT | 1
set40322 | 1030000002 | INSULATOR,PIN TYPE,TYPE C (CLASS 56-3)TIS.279 | 6
set40322 | 1030100001 | PIN,INSULATOR,33 KV.SHANK 165 MM.LEAD HEAD 35 MM.(1 3/8") | 6
set40322 | 1040000106 | S.A., 30 kV.5kA.,WITHOUT BRACKET | 3
set40322 | 1040010100 | CUT-OUT,FUSE,OPEN TYPE,SINGLE ISULATOR,DROPOUT 33 KV. 100 A. | 3
set40322 | 1080040001 | CONDUIT,PVC,RIGID,DIA. 20x2500 mm.TIS.216 | 8
set40322 | 9090010026 | CONCRETE 1/3 (50 KG./SET) | 1
set40322 | 9090011007 | WELDING POWDER, ST. WIRE 50 SQ.MM. TO GD | 6
set40323 | 1000010012 | POLE,CONCRETE, 12.20 M. LONG | 1
set40323 | 1000110001 | CROSSARM,PRESTRESSED CONCRETE,SPUN,H.T. 100X100X2,500 MM. | 1
set40323 | 1000210000 | BEAM,SPUN PRESTRESSED CONCRETE 100X100X3,200 MM. | 2
set40323 | 1000210003 | BEAM, PRESTRESSED CONCRETE, 150 X 250 X 3,550 mm. | 2
set40323 | 1010100000 | WIRE,STEEL SOLID DIA. 4.0 mm.TIS.71 | 1.5
set40323 | 1010100004 | WIRE,STEEL STRANDED 50/7 sq.mm.TIS.404 | 50
set40323 | 1010110200 | BOLT,MACHINE M.16x130 mm. | 1
set40323 | 1010110203 | BOLT,MACHINE M.16x250 mm. | 1
set40323 | 1010110204 | BOLT,MACHINE M.16x300 mm. | 2
set40323 | 1010110205 | BOLT,MACHINE M.16x350 mm. | 4
set40323 | 1010110402 | BOLT,MACHINE,HEXAGON,M.16X600 MM. | 12
set40323 | 1010180100 | WASHER,PLAIN,SQUARE,LARGE 52x52x4.5 mm.HOLE DIA. 18 MM. TIS.258 | 14
set40323 | 1010180201 | WASHER,SQUARE,CURVED 60x60x5 mm.HOLE DIA. 22 mm. | 6
set40323 | 1010180301 | WASHER,LOCK,SPRING,SIZE 16 mm.,GENERAL PURPOSE,TIS.259 | 5
set40323 | 1010200004 | BRACE,ALLEY ARM 40x40x5 mm. 2,120 mm.LONG | 1
set40323 | 1010220002 | ROD,GROUND,60x60x5 mm. 2 m.LONG | 2
set40323 | 1010230000 | CLAMP,SINGLE U-BOLT,M.8 (WIRE ROPE CLIP) | 19
set40323 | 1020050100 | CABLE,AERIAL,AL 33 kV. 1x50 sq.mm. | 18
set40323 | 1020180001 | TAPE,ELECTRICAL,PVC.PLASTIC,OUTDOOR TYPE,ROLL SIZE 0.18X19X10,000 MM. TIS.386 | 3
set40323 | 1020180003 | ELECTRICAL SPLICING TAPE,FOR H.T.AERIAL CABLE,SIZE 3/4"X30' | 3
set40323 | 1020300102 | CONNECTOR,PARALLEL GROOVE,DOUBLE BOLT,AL,AL-ALLOY AND ACSR 25-95 SQ.MM. | 3
set40323 | 1020330005 | HOTLINE BAIL-CLAMP,MAIN 35-70 SQ.MM. | 3
set40323 | 1020330104 | HOTLINE CLAMP,MAIN35-185,TAP50-185SQ.MM. | 3
set40323 | 1020420400 | PIN TERMINAL,FOR AL 50 SQ.MM. | 3
set40323 | 1020440102 | CLAMP,GUY,TRIPLE BOLT | 1
set40323 | 1030000002 | INSULATOR,PIN TYPE,TYPE C (CLASS 56-3)TIS.279 | 6
set40323 | 1030100001 | PIN,INSULATOR,33 KV.SHANK 165 MM.LEAD HEAD 35 MM.(1 3/8") | 6
set40323 | 1040000106 | S.A., 30 kV.5kA.,WITHOUT BRACKET | 3
set40323 | 1040010100 | CUT-OUT,FUSE,OPEN TYPE,SINGLE ISULATOR,DROPOUT 33 KV. 100 A. | 3
set40323 | 1080040001 | CONDUIT,PVC,RIGID,DIA. 20x2500 mm.TIS.216 | 8
set40323 | 9090010026 | CONCRETE 1/3 (50 KG./SET) | 1
set40323 | 9090011007 | WELDING POWDER, ST. WIRE 50 SQ.MM. TO GD | 6
set40324 | 1000010013 | POLE,CONCRETE, 14.30 M. LONG | 1
set40324 | 1000110001 | CROSSARM,PRESTRESSED CONCRETE,SPUN,H.T. 100X100X2,500 MM. | 1
set40324 | 1000210000 | BEAM,SPUN PRESTRESSED CONCRETE 100X100X3,200 MM. | 2
set40324 | 1000210003 | BEAM, PRESTRESSED CONCRETE, 150 X 250 X 3,550 mm. | 2
set40324 | 1010100000 | WIRE,STEEL SOLID DIA. 4.0 mm.TIS.71 | 1.5
set40324 | 1010100004 | WIRE,STEEL STRANDED 50/7 sq.mm.TIS.404 | 50
set40324 | 1010110200 | BOLT,MACHINE M.16x130 mm. | 1
set40324 | 1010110203 | BOLT,MACHINE M.16x250 mm. | 1
set40324 | 1010110204 | BOLT,MACHINE M.16x300 mm. | 1
set40324 | 1010110205 | BOLT,MACHINE M.16x350 mm. | 1
set40324 | 1010110206 | BOLT,MACHINE M.16x400 mm. | 4
set40324 | 1010110402 | BOLT,MACHINE,HEXAGON,M.16X600 MM. | 12
set40324 | 1010180100 | WASHER,PLAIN,SQUARE,LARGE 52x52x4.5 mm.HOLE DIA. 18 MM. TIS.258 | 14
set40324 | 1010180201 | WASHER,SQUARE,CURVED 60x60x5 mm.HOLE DIA. 22 mm. | 6
set40324 | 1010180301 | WASHER,LOCK,SPRING,SIZE 16 mm.,GENERAL PURPOSE,TIS.259 | 5
set40324 | 1010200004 | BRACE,ALLEY ARM 40x40x5 mm. 2,120 mm.LONG | 1
set40324 | 1010220002 | ROD,GROUND,60x60x5 mm. 2 m.LONG | 2
set40324 | 1010230000 | CLAMP,SINGLE U-BOLT,M.8 (WIRE ROPE CLIP) | 19
set40324 | 1020050100 | CABLE,AERIAL,AL 33 kV. 1x50 sq.mm. | 18
set40324 | 1020180001 | TAPE,ELECTRICAL,PVC.PLASTIC,OUTDOOR TYPE,ROLL SIZE 0.18X19X10,000 MM. TIS.386 | 3
set40324 | 1020180003 | ELECTRICAL SPLICING TAPE,FOR H.T.AERIAL CABLE,SIZE 3/4"X30' | 3
set40324 | 1020300102 | CONNECTOR,PARALLEL GROOVE,DOUBLE BOLT,AL,AL-ALLOY AND ACSR 25-95 SQ.MM. | 3
set40324 | 1020330005 | HOTLINE BAIL-CLAMP,MAIN 35-70 SQ.MM. | 3
set40324 | 1020330104 | HOTLINE CLAMP,MAIN35-185,TAP50-185SQ.MM. | 3
set40324 | 1020420400 | PIN TERMINAL,FOR AL 50 SQ.MM. | 3
set40324 | 1020440102 | CLAMP,GUY,TRIPLE BOLT | 1
set40324 | 1030000002 | INSULATOR,PIN TYPE,TYPE C (CLASS 56-3)TIS.279 | 6
set40324 | 1030100001 | PIN,INSULATOR,33 KV.SHANK 165 MM.LEAD HEAD 35 MM.(1 3/8") | 6
set40324 | 1040000106 | S.A., 30 kV.5kA.,WITHOUT BRACKET | 3
set40324 | 1040010100 | CUT-OUT,FUSE,OPEN TYPE,SINGLE ISULATOR,DROPOUT 33 KV. 100 A. | 3
set40324 | 1080040001 | CONDUIT,PVC,RIGID,DIA. 20x2500 mm.TIS.216 | 8
set40324 | 9090010026 | CONCRETE 1/3 (50 KG./SET) | 1
set40324 | 9090011007 | WELDING POWDER, ST. WIRE 50 SQ.MM. TO GD | 6
set40331 | 1000010004 | POLE,CONCRETE, 12 M.LONG | 1
set40331 | 1000210000 | BEAM,SPUN PRESTRESSED CONCRETE 100X100X3,200 MM. | 4
set40331 | 1000210003 | BEAM, PRESTRESSED CONCRETE, 150 X 250 X 3,550 mm. | 2
set40331 | 1010000100 | STEEL CHANNEL, 100x50x5 mm. 2,250 MM.LONG | 1
set40331 | 1010100000 | WIRE,STEEL SOLID DIA. 4.0 mm.TIS.71 | 0.55
set40331 | 1010100004 | WIRE,STEEL STRANDED 50/7 sq.mm.TIS.404 | 50
set40331 | 1010110203 | BOLT,MACHINE M.16x250 mm. | 2
set40331 | 1010110205 | BOLT,MACHINE M.16x350 mm. | 4
set40331 | 1010110207 | BOLT,MACHINE M.16x450 mm. | 2
set40331 | 1010110401 | BOLT,MACHINE,HEXAGON,M.16x550 mm. | 12
set40331 | 1010130001 | BOLT,DOUBLE ARMING,ROUND EYE M.16x450 mm. | 3
set40331 | 1010140001 | BOLT, ROUNG EYE M 16X200 MM. | 1
set40331 | 1010180100 | WASHER,PLAIN,SQUARE,LARGE 52x52x4.5 mm.HOLE DIA. 18 MM. TIS.258 | 24
set40331 | 1010180201 | WASHER,SQUARE,CURVED 60x60x5 mm.HOLE DIA. 22 mm. | 3
set40331 | 1010180301 | WASHER,LOCK,SPRING,SIZE 16 mm.,GENERAL PURPOSE,TIS.259 | 6
set40331 | 1010210304 | THIMBLE,GUY,FOR STEEL WIRE 50-95 sq.mm. | 1
set40331 | 1010220002 | ROD,GROUND,60x60x5 mm. 2 m.LONG | 2
set40331 | 1010230000 | CLAMP,SINGLE U-BOLT,M.8 (WIRE ROPE CLIP) | 14
set40331 | 1020050100 | CABLE,AERIAL,AL 33 kV. 1x50 sq.mm. | 18
set40331 | 1020180001 | TAPE,ELECTRICAL,PVC.PLASTIC,OUTDOOR TYPE,ROLL SIZE 0.18X19X10,000 MM. TIS.386 | 3
set40331 | 1020180003 | ELECTRICAL SPLICING TAPE,FOR H.T.AERIAL CABLE,SIZE 3/4"X30' | 3
set40331 | 1020300102 | CONNECTOR,PARALLEL GROOVE,DOUBLE BOLT,AL,AL-ALLOY AND ACSR 25-95 SQ.MM. | 6
set40331 | 1020330005 | HOTLINE BAIL-CLAMP,MAIN 35-70 SQ.MM. | 3
set40331 | 1020330104 | HOTLINE CLAMP,MAIN35-185,TAP50-185SQ.MM. | 3
set40331 | 1020420400 | PIN TERMINAL,FOR AL 50 SQ.MM. | 3
set40331 | 1030000002 | INSULATOR,PIN TYPE,TYPE C (CLASS 56-3)TIS.279 | 3
set40331 | 1030100001 | PIN,INSULATOR,33 KV.SHANK 165 MM.LEAD HEAD 35 MM.(1 3/8") | 3
set40331 | 1040000106 | S.A., 30 kV.5kA.,WITHOUT BRACKET | 3
set40331 | 1040010100 | CUT-OUT,FUSE,OPEN TYPE,SINGLE ISULATOR,DROPOUT 33 KV. 100 A. | 3
set40331 | 1080040001 | CONDUIT,PVC,RIGID,DIA. 20x2500 mm.TIS.216 | 8
set40331 | 9090010026 | CONCRETE 1/3 (50 KG./SET) | 1
set40331 | 9090011007 | WELDING POWDER, ST. WIRE 50 SQ.MM. TO GD | 6
set40341 | 1000010004 | POLE,CONCRETE, 12 M.LONG | 1
set40341 | 1000110002 | CROSSARM,PRESTRESSED CONCRETE,SPUN,H.T. 120X120X3,000 MM. | 1
set40341 | 1000210000 | BEAM,SPUN PRESTRESSED CONCRETE 100X100X3,200 MM. | 2
set40341 | 1000210003 | BEAM, PRESTRESSED CONCRETE, 150 X 250 X 3,550 mm. | 2
set40341 | 1010100000 | WIRE,STEEL SOLID DIA. 4.0 mm.TIS.71 | 0.85
set40341 | 1010100004 | WIRE,STEEL STRANDED 50/7 sq.mm.TIS.404 | 50
set40341 | 1010110201 | BOLT,MACHINE M.16x170 mm. | 2
set40341 | 1010110202 | BOLT,MACHINE M.16x200 mm. | 1
set40341 | 1010110204 | BOLT,MACHINE M.16x300 mm. | 1
set40341 | 1010110205 | BOLT,MACHINE M.16x350 mm. | 4
set40341 | 1010110401 | BOLT,MACHINE,HEXAGON,M.16x550 mm. | 12
set40341 | 1010180100 | WASHER,PLAIN,SQUARE,LARGE 52x52x4.5 mm.HOLE DIA. 18 MM. TIS.258 | 13
set40341 | 1010180201 | WASHER,SQUARE,CURVED 60x60x5 mm.HOLE DIA. 22 mm. | 6
set40341 | 1010180301 | WASHER,LOCK,SPRING,SIZE 16 mm.,GENERAL PURPOSE,TIS.259 | 5
set40341 | 1010200002 | BRACE,FLAT,FOR CROSSARM 40x6x1,000 mm. | 2
set40341 | 1010220002 | ROD,GROUND,60x60x5 mm. 2 m.LONG | 2
set40341 | 1010230000 | CLAMP,SINGLE U-BOLT,M.8 (WIRE ROPE CLIP) | 14
set40341 | 1020050100 | CABLE,AERIAL,AL 33 kV. 1x50 sq.mm. | 18
set40341 | 1020180001 | TAPE,ELECTRICAL,PVC.PLASTIC,OUTDOOR TYPE,ROLL SIZE 0.18X19X10,000 MM. TIS.386 | 3
set40341 | 1020180003 | ELECTRICAL SPLICING TAPE,FOR H.T.AERIAL CABLE,SIZE 3/4"X30' | 3
set40341 | 1020300102 | CONNECTOR,PARALLEL GROOVE,DOUBLE BOLT,AL,AL-ALLOY AND ACSR 25-95 SQ.MM. | 3
set40341 | 1020330005 | HOTLINE BAIL-CLAMP,MAIN 35-70 SQ.MM. | 3
set40341 | 1020330104 | HOTLINE CLAMP,MAIN35-185,TAP50-185SQ.MM. | 3
set40341 | 1020420400 | PIN TERMINAL,FOR AL 50 SQ.MM. | 3
set40341 | 1030000002 | INSULATOR,PIN TYPE,TYPE C (CLASS 56-3)TIS.279 | 6
set40341 | 1030100001 | PIN,INSULATOR,33 KV.SHANK 165 MM.LEAD HEAD 35 MM.(1 3/8") | 6
set40341 | 1040000106 | S.A., 30 kV.5kA.,WITHOUT BRACKET | 3
set40341 | 1040010100 | CUT-OUT,FUSE,OPEN TYPE,SINGLE ISULATOR,DROPOUT 33 KV. 100 A. | 3
set40341 | 1080040001 | CONDUIT,PVC,RIGID,DIA. 20x2500 mm.TIS.216 | 8
set40341 | 9090010026 | CONCRETE 1/3 (50 KG./SET) | 1
set40341 | 9090011007 | WELDING POWDER, ST. WIRE 50 SQ.MM. TO GD | 6
set40342 | 1000010004 | POLE,CONCRETE, 12 M.LONG | 1
set40342 | 1000110002 | CROSSARM,PRESTRESSED CONCRETE,SPUN,H.T. 120X120X3,000 MM. | 2
set40342 | 1000210000 | BEAM,SPUN PRESTRESSED CONCRETE 100X100X3,200 MM. | 2
set40342 | 1000210003 | BEAM, PRESTRESSED CONCRETE, 150 X 250 X 3,550 mm. | 2
set40342 | 1010100004 | WIRE,STEEL STRANDED 50/7 sq.mm.TIS.404 | 45
set40342 | 1010110201 | BOLT,MACHINE M.16x170 mm. | 4
set40342 | 1010110203 | BOLT,MACHINE M.16x250 mm. | 2
set40342 | 1010110205 | BOLT,MACHINE M.16x350 mm. | 2
set40342 | 1010110401 | BOLT,MACHINE,HEXAGON,M.16x550 mm. | 12
set40342 | 1010130001 | BOLT,DOUBLE ARMING,ROUND EYE M.16x450 mm. | 2
set40342 | 1010140001 | BOLT, ROUNG EYE M 16X200 MM. | 5
set40342 | 1010180001 | NUT,EYE M.16 DIN 582 | 1
set40342 | 1010180100 | WASHER,PLAIN,SQUARE,LARGE 52x52x4.5 mm.HOLE DIA. 18 MM. TIS.258 | 30
set40342 | 1010180201 | WASHER,SQUARE,CURVED 60x60x5 mm.HOLE DIA. 22 mm. | 3
set40342 | 1010180301 | WASHER,LOCK,SPRING,SIZE 16 mm.,GENERAL PURPOSE,TIS.259 | 2
set40342 | 1010200001 | BRACE,FLAT,FOR CROSSARM 30x6x760 mm. | 4
set40342 | 1010210304 | THIMBLE,GUY,FOR STEEL WIRE 50-95 sq.mm. | 1
set40342 | 1010220002 | ROD,GROUND,60x60x5 mm. 2 m.LONG | 2
set40342 | 1010230000 | CLAMP,SINGLE U-BOLT,M.8 (WIRE ROPE CLIP) | 18
set40342 | 1020050100 | CABLE,AERIAL,AL 33 kV. 1x50 sq.mm. | 21
set40342 | 1020180001 | TAPE,ELECTRICAL,PVC.PLASTIC,OUTDOOR TYPE,ROLL SIZE 0.18X19X10,000 MM. TIS.386 | 3
set40342 | 1020180003 | ELECTRICAL SPLICING TAPE,FOR H.T.AERIAL CABLE,SIZE 3/4"X30' | 3
set40342 | 1020250221 | PREFORMED DEAD END,FOR AL PARTIALLY INSULATED CONDUCTOR 33 KV.185 SQ.MM.& AERIAL CABLE 22 KV.95 SQ.MM.33 KV. | 6
set40342 | 1020300102 | CONNECTOR,PARALLEL GROOVE,DOUBLE BOLT,AL,AL-ALLOY AND ACSR 25-95 SQ.MM. | 9
set40342 | 1020420400 | PIN TERMINAL,FOR AL 50 SQ.MM. | 3
set40342 | 1030000002 | INSULATOR,PIN TYPE,TYPE C (CLASS 56-3)TIS.279 | 3
set40342 | 1030020002 | INSULATOR,SUSPENSION TYPE D (CLASS 52-4)TIS.354 | 18
set40342 | 1030100001 | PIN,INSULATOR,33 KV.SHANK 165 MM.LEAD HEAD 35 MM.(1 3/8") | 3
set40342 | 1030140011 | CLEVIS,THIMBLE,FOR PREFORMED DEAD-END | 6
set40342 | 1040000106 | S.A., 30 kV.5kA.,WITHOUT BRACKET | 3
set40342 | 1040010100 | CUT-OUT,FUSE,OPEN TYPE,SINGLE ISULATOR,DROPOUT 33 KV. 100 A. | 3
set40342 | 1080040001 | CONDUIT,PVC,RIGID,DIA. 20x2500 mm.TIS.216 | 8
set40342 | 9090011007 | WELDING POWDER, ST. WIRE 50 SQ.MM. TO GD | 6
set40343 | 1000110002 | CROSSARM,PRESTRESSED CONCRETE,SPUN,H.T. 120X120X3,000 MM. | 1
set40343 | 1000210004 | BEAM,PRESTRESSED CONCRETE,150X300X4,600 MM. | 2
set40343 | 1010000103 | STEEL CHANNEL,100X50X5 MM.4,200 MM.LONG | 2
set40343 | 1010060013 | STEEL SUPPORT,FOR CONCRETE PLATFORM,ACCORDING TO DWG.SA2-015/42006 | 4
set40343 | 1010100000 | WIRE,STEEL SOLID DIA. 4.0 mm.TIS.71 | 0.4
set40343 | 1010100004 | WIRE,STEEL STRANDED 50/7 sq.mm.TIS.404 | 30
set40343 | 1010110201 | BOLT,MACHINE M.16x170 mm. | 2
set40343 | 1010110202 | BOLT,MACHINE M.16x200 mm. | 1
set40343 | 1010110204 | BOLT,MACHINE M.16x300 mm. | 3
set40343 | 1010110205 | BOLT,MACHINE M.16x350 mm. | 6
set40343 | 1010110401 | BOLT,MACHINE,HEXAGON,M.16x550 mm. | 8
set40343 | 1010180100 | WASHER,PLAIN,SQUARE,LARGE 52x52x4.5 mm.HOLE DIA. 18 MM. TIS.258 | 13
set40343 | 1010180201 | WASHER,SQUARE,CURVED 60x60x5 mm.HOLE DIA. 22 mm. | 3
set40343 | 1010180301 | WASHER,LOCK,SPRING,SIZE 16 mm.,GENERAL PURPOSE,TIS.259 | 5
set40343 | 1010200002 | BRACE,FLAT,FOR CROSSARM 40x6x1,000 mm. | 2
set40343 | 1010220002 | ROD,GROUND,60x60x5 mm. 2 m.LONG | 2
set40343 | 1010230000 | CLAMP,SINGLE U-BOLT,M.8 (WIRE ROPE CLIP) | 15
set40343 | 1020050100 | CABLE,AERIAL,AL 33 kV. 1x50 sq.mm. | 18
set40343 | 1020180001 | TAPE,ELECTRICAL,PVC.PLASTIC,OUTDOOR TYPE,ROLL SIZE 0.18X19X10,000 MM. TIS.386 | 3
set40343 | 1020180003 | ELECTRICAL SPLICING TAPE,FOR H.T.AERIAL CABLE,SIZE 3/4"X30' | 3
set40343 | 1020300102 | CONNECTOR,PARALLEL GROOVE,DOUBLE BOLT,AL,AL-ALLOY AND ACSR 25-95 SQ.MM. | 3
set40343 | 1020330005 | HOTLINE BAIL-CLAMP,MAIN 35-70 SQ.MM. | 3
set40343 | 1020330104 | HOTLINE CLAMP,MAIN35-185,TAP50-185SQ.MM. | 3
set40343 | 1020420400 | PIN TERMINAL,FOR AL 50 SQ.MM. | 3
set40343 | 1030000002 | INSULATOR,PIN TYPE,TYPE C (CLASS 56-3)TIS.279 | 6
set40343 | 1030100001 | PIN,INSULATOR,33 KV.SHANK 165 MM.LEAD HEAD 35 MM.(1 3/8") | 6
set40343 | 1040000106 | S.A., 30 kV.5kA.,WITHOUT BRACKET | 3
set40343 | 1040010100 | CUT-OUT,FUSE,OPEN TYPE,SINGLE ISULATOR,DROPOUT 33 KV. 100 A. | 3
set40343 | 1080040001 | CONDUIT,PVC,RIGID,DIA. 20x2500 mm.TIS.216 | 4
set40343 | 9090010026 | CONCRETE 1/3 (50 KG./SET) | 1
set40343 | 9090011007 | WELDING POWDER, ST. WIRE 50 SQ.MM. TO GD | 6
set40344 | 1000010004 | POLE,CONCRETE, 12 M.LONG | 1
set40344 | 1000110001 | CROSSARM,PRESTRESSED CONCRETE,SPUN,H.T. 100X100X2,500 MM. | 1
set40344 | 1000210000 | BEAM,SPUN PRESTRESSED CONCRETE 100X100X3,200 MM. | 2
set40344 | 1000210003 | BEAM, PRESTRESSED CONCRETE, 150 X 250 X 3,550 mm. | 2
set40344 | 1010100000 | WIRE,STEEL SOLID DIA. 4.0 mm.TIS.71 | 0.85
set40344 | 1010100004 | WIRE,STEEL STRANDED 50/7 sq.mm.TIS.404 | 50
set40344 | 1010110200 | BOLT,MACHINE M.16x130 mm. | 2
set40344 | 1010110202 | BOLT,MACHINE M.16x200 mm. | 1
set40344 | 1010110204 | BOLT,MACHINE M.16x300 mm. | 1
set40344 | 1010110205 | BOLT,MACHINE M.16x350 mm. | 4
set40344 | 1010110401 | BOLT,MACHINE,HEXAGON,M.16x550 mm. | 12
set40344 | 1010180001 | NUT,EYE M.16 DIN 582 | 1
set40344 | 1010180100 | WASHER,PLAIN,SQUARE,LARGE 52x52x4.5 mm.HOLE DIA. 18 MM. TIS.258 | 13
set40344 | 1010180201 | WASHER,SQUARE,CURVED 60x60x5 mm.HOLE DIA. 22 mm. | 6
set40344 | 1010180301 | WASHER,LOCK,SPRING,SIZE 16 mm.,GENERAL PURPOSE,TIS.259 | 5
set40344 | 1010200001 | BRACE,FLAT,FOR CROSSARM 30x6x760 mm. | 2
set40344 | 1010210304 | THIMBLE,GUY,FOR STEEL WIRE 50-95 sq.mm. | 1
set40344 | 1010220002 | ROD,GROUND,60x60x5 mm. 2 m.LONG | 2
set40344 | 1010230000 | CLAMP,SINGLE U-BOLT,M.8 (WIRE ROPE CLIP) | 15
set40344 | 1020050100 | CABLE,AERIAL,AL 33 kV. 1x50 sq.mm. | 18
set40344 | 1020180001 | TAPE,ELECTRICAL,PVC.PLASTIC,OUTDOOR TYPE,ROLL SIZE 0.18X19X10,000 MM. TIS.386 | 3
set40344 | 1020180003 | ELECTRICAL SPLICING TAPE,FOR H.T.AERIAL CABLE,SIZE 3/4"X30' | 3
set40344 | 1020300102 | CONNECTOR,PARALLEL GROOVE,DOUBLE BOLT,AL,AL-ALLOY AND ACSR 25-95 SQ.MM. | 6
set40344 | 1020330005 | HOTLINE BAIL-CLAMP,MAIN 35-70 SQ.MM. | 3
set40344 | 1020330104 | HOTLINE CLAMP,MAIN35-185,TAP50-185SQ.MM. | 3
set40344 | 1020420400 | PIN TERMINAL,FOR AL 50 SQ.MM. | 3
set40344 | 1030000002 | INSULATOR,PIN TYPE,TYPE C (CLASS 56-3)TIS.279 | 6
set40344 | 1030100001 | PIN,INSULATOR,33 KV.SHANK 165 MM.LEAD HEAD 35 MM.(1 3/8") | 6
set40344 | 1040000106 | S.A., 30 kV.5kA.,WITHOUT BRACKET | 3
set40344 | 1040010100 | CUT-OUT,FUSE,OPEN TYPE,SINGLE ISULATOR,DROPOUT 33 KV. 100 A. | 3
set40344 | 1080040001 | CONDUIT,PVC,RIGID,DIA. 20x2500 mm.TIS.216 | 8
set40344 | 9090010026 | CONCRETE 1/3 (50 KG./SET) | 1
set40344 | 9090011007 | WELDING POWDER, ST. WIRE 50 SQ.MM. TO GD | 6
set40345 | 1000010012 | POLE,CONCRETE, 12.20 M. LONG | 1
set40345 | 1000110001 | CROSSARM,PRESTRESSED CONCRETE,SPUN,H.T. 100X100X2,500 MM. | 1
set40345 | 1000210000 | BEAM,SPUN PRESTRESSED CONCRETE 100X100X3,200 MM. | 2
set40345 | 1000210003 | BEAM, PRESTRESSED CONCRETE, 150 X 250 X 3,550 mm. | 2
set40345 | 1010100000 | WIRE,STEEL SOLID DIA. 4.0 mm.TIS.71 | 0.85
set40345 | 1010100004 | WIRE,STEEL STRANDED 50/7 sq.mm.TIS.404 | 50
set40345 | 1010110200 | BOLT,MACHINE M.16x130 mm. | 2
set40345 | 1010110203 | BOLT,MACHINE M.16x250 mm. | 1
set40345 | 1010110205 | BOLT,MACHINE M.16x350 mm. | 5
set40345 | 1010110402 | BOLT,MACHINE,HEXAGON,M.16X600 MM. | 12
set40345 | 1010180001 | NUT,EYE M.16 DIN 582 | 1
set40345 | 1010180100 | WASHER,PLAIN,SQUARE,LARGE 52x52x4.5 mm.HOLE DIA. 18 MM. TIS.258 | 13
set40345 | 1010180201 | WASHER,SQUARE,CURVED 60x60x5 mm.HOLE DIA. 22 mm. | 6
set40345 | 1010180301 | WASHER,LOCK,SPRING,SIZE 16 mm.,GENERAL PURPOSE,TIS.259 | 5
set40345 | 1010200001 | BRACE,FLAT,FOR CROSSARM 30x6x760 mm. | 2
set40345 | 1010210304 | THIMBLE,GUY,FOR STEEL WIRE 50-95 sq.mm. | 1
set40345 | 1010220002 | ROD,GROUND,60x60x5 mm. 2 m.LONG | 2
set40345 | 1010230000 | CLAMP,SINGLE U-BOLT,M.8 (WIRE ROPE CLIP) | 15
set40345 | 1020050100 | CABLE,AERIAL,AL 33 kV. 1x50 sq.mm. | 18
set40345 | 1020180001 | TAPE,ELECTRICAL,PVC.PLASTIC,OUTDOOR TYPE,ROLL SIZE 0.18X19X10,000 MM. TIS.386 | 3
set40345 | 1020180003 | ELECTRICAL SPLICING TAPE,FOR H.T.AERIAL CABLE,SIZE 3/4"X30' | 3
set40345 | 1020300102 | CONNECTOR,PARALLEL GROOVE,DOUBLE BOLT,AL,AL-ALLOY AND ACSR 25-95 SQ.MM. | 6
set40345 | 1020330005 | HOTLINE BAIL-CLAMP,MAIN 35-70 SQ.MM. | 3
set40345 | 1020330104 | HOTLINE CLAMP,MAIN35-185,TAP50-185SQ.MM. | 3
set40345 | 1020420400 | PIN TERMINAL,FOR AL 50 SQ.MM. | 3
set40345 | 1030000002 | INSULATOR,PIN TYPE,TYPE C (CLASS 56-3)TIS.279 | 6
set40345 | 1030100001 | PIN,INSULATOR,33 KV.SHANK 165 MM.LEAD HEAD 35 MM.(1 3/8") | 6
set40345 | 1040000106 | S.A., 30 kV.5kA.,WITHOUT BRACKET | 3
set40345 | 1040010100 | CUT-OUT,FUSE,OPEN TYPE,SINGLE ISULATOR,DROPOUT 33 KV. 100 A. | 3
set40345 | 1080040001 | CONDUIT,PVC,RIGID,DIA. 20x2500 mm.TIS.216 | 8
set40345 | 9090010026 | CONCRETE 1/3 (50 KG./SET) | 1
set40345 | 9090011007 | WELDING POWDER, ST. WIRE 50 SQ.MM. TO GD | 6
set40346 | 1000010004 | POLE,CONCRETE, 12 M.LONG | 1
set40346 | 1000110002 | CROSSARM,PRESTRESSED CONCRETE,SPUN,H.T. 120X120X3,000 MM. | 1
set40346 | 1000210000 | BEAM,SPUN PRESTRESSED CONCRETE 100X100X3,200 MM. | 2
set40346 | 1000210003 | BEAM, PRESTRESSED CONCRETE, 150 X 250 X 3,550 mm. | 2
set40346 | 1010100000 | WIRE,STEEL SOLID DIA. 4.0 mm.TIS.71 | 0.85
set40346 | 1010100004 | WIRE,STEEL STRANDED 50/7 sq.mm.TIS.404 | 50
set40346 | 1010110201 | BOLT,MACHINE M.16x170 mm. | 1
set40346 | 1010110203 | BOLT,MACHINE M.16x250 mm. | 1
set40346 | 1010110204 | BOLT,MACHINE M.16x300 mm. | 1
set40346 | 1010110205 | BOLT,MACHINE M.16x350 mm. | 4
set40346 | 1010110401 | BOLT,MACHINE,HEXAGON,M.16x550 mm. | 12
set40346 | 1010180100 | WASHER,PLAIN,SQUARE,LARGE 52x52x4.5 mm.HOLE DIA. 18 MM. TIS.258 | 13
set40346 | 1010180201 | WASHER,SQUARE,CURVED 60x60x5 mm.HOLE DIA. 22 mm. | 6
set40346 | 1010180301 | WASHER,LOCK,SPRING,SIZE 16 mm.,GENERAL PURPOSE,TIS.259 | 5
set40346 | 1010200005 | BRACE,ALLEY ARM 50x50x6 mm. 2,350 mm.LONG | 1
set40346 | 1010220002 | ROD,GROUND,60x60x5 mm. 2 m.LONG | 2
set40346 | 1010230000 | CLAMP,SINGLE U-BOLT,M.8 (WIRE ROPE CLIP) | 14
set40346 | 1020050100 | CABLE,AERIAL,AL 33 kV. 1x50 sq.mm. | 18
set40346 | 1020180001 | TAPE,ELECTRICAL,PVC.PLASTIC,OUTDOOR TYPE,ROLL SIZE 0.18X19X10,000 MM. TIS.386 | 3
set40346 | 1020180003 | ELECTRICAL SPLICING TAPE,FOR H.T.AERIAL CABLE,SIZE 3/4"X30' | 3
set40346 | 1020300102 | CONNECTOR,PARALLEL GROOVE,DOUBLE BOLT,AL,AL-ALLOY AND ACSR 25-95 SQ.MM. | 6
set40346 | 1020330005 | HOTLINE BAIL-CLAMP,MAIN 35-70 SQ.MM. | 3
set40346 | 1020330104 | HOTLINE CLAMP,MAIN35-185,TAP50-185SQ.MM. | 3
set40346 | 1020420400 | PIN TERMINAL,FOR AL 50 SQ.MM. | 3
set40346 | 1030000002 | INSULATOR,PIN TYPE,TYPE C (CLASS 56-3)TIS.279 | 6
set40346 | 1030100001 | PIN,INSULATOR,33 KV.SHANK 165 MM.LEAD HEAD 35 MM.(1 3/8") | 6
set40346 | 1040000106 | S.A., 30 kV.5kA.,WITHOUT BRACKET | 3
set40346 | 1040010100 | CUT-OUT,FUSE,OPEN TYPE,SINGLE ISULATOR,DROPOUT 33 KV. 100 A. | 3
set40346 | 1080040001 | CONDUIT,PVC,RIGID,DIA. 20x2500 mm.TIS.216 | 8
set40346 | 9090010026 | CONCRETE 1/3 (50 KG./SET) | 1
set40346 | 9090011007 | WELDING POWDER, ST. WIRE 50 SQ.MM. TO GD | 3
set40347 | 1000010004 | POLE,CONCRETE, 12 M.LONG | 1
set40347 | 1000110001 | CROSSARM,PRESTRESSED CONCRETE,SPUN,H.T. 100X100X2,500 MM. | 1
set40347 | 1000210000 | BEAM,SPUN PRESTRESSED CONCRETE 100X100X3,200 MM. | 2
set40347 | 1000210003 | BEAM, PRESTRESSED CONCRETE, 150 X 250 X 3,550 mm. | 2
set40347 | 1010100000 | WIRE,STEEL SOLID DIA. 4.0 mm.TIS.71 | 0.85
set40347 | 1010100004 | WIRE,STEEL STRANDED 50/7 sq.mm.TIS.404 | 50
set40347 | 1010110200 | BOLT,MACHINE M.16x130 mm. | 1
set40347 | 1010110203 | BOLT,MACHINE M.16x250 mm. | 1
set40347 | 1010110204 | BOLT,MACHINE M.16x300 mm. | 1
set40347 | 1010110205 | BOLT,MACHINE M.16x350 mm. | 4
set40347 | 1010110401 | BOLT,MACHINE,HEXAGON,M.16x550 mm. | 12
set40347 | 1010180001 | NUT,EYE M.16 DIN 582 | 1
set40347 | 1010180100 | WASHER,PLAIN,SQUARE,LARGE 52x52x4.5 mm.HOLE DIA. 18 MM. TIS.258 | 13
set40347 | 1010180201 | WASHER,SQUARE,CURVED 60x60x5 mm.HOLE DIA. 22 mm. | 6
set40347 | 1010180301 | WASHER,LOCK,SPRING,SIZE 16 mm.,GENERAL PURPOSE,TIS.259 | 5
set40347 | 1010200004 | BRACE,ALLEY ARM 40x40x5 mm. 2,120 mm.LONG | 1
set40347 | 1010210304 | THIMBLE,GUY,FOR STEEL WIRE 50-95 sq.mm. | 1
set40347 | 1010220002 | ROD,GROUND,60x60x5 mm. 2 m.LONG | 2
set40347 | 1010230000 | CLAMP,SINGLE U-BOLT,M.8 (WIRE ROPE CLIP) | 15
set40347 | 1020050100 | CABLE,AERIAL,AL 33 kV. 1x50 sq.mm. | 18
set40347 | 1020180001 | TAPE,ELECTRICAL,PVC.PLASTIC,OUTDOOR TYPE,ROLL SIZE 0.18X19X10,000 MM. TIS.386 | 3
set40347 | 1020180003 | ELECTRICAL SPLICING TAPE,FOR H.T.AERIAL CABLE,SIZE 3/4"X30' | 3
set40347 | 1020300102 | CONNECTOR,PARALLEL GROOVE,DOUBLE BOLT,AL,AL-ALLOY AND ACSR 25-95 SQ.MM. | 6
set40347 | 1020330005 | HOTLINE BAIL-CLAMP,MAIN 35-70 SQ.MM. | 3
set40347 | 1020330104 | HOTLINE CLAMP,MAIN35-185,TAP50-185SQ.MM. | 3
set40347 | 1020420400 | PIN TERMINAL,FOR AL 50 SQ.MM. | 3
set40347 | 1030000002 | INSULATOR,PIN TYPE,TYPE C (CLASS 56-3)TIS.279 | 6
set40347 | 1030100001 | PIN,INSULATOR,33 KV.SHANK 165 MM.LEAD HEAD 35 MM.(1 3/8") | 6
set40347 | 1040000106 | S.A., 30 kV.5kA.,WITHOUT BRACKET | 3
set40347 | 1040010100 | CUT-OUT,FUSE,OPEN TYPE,SINGLE ISULATOR,DROPOUT 33 KV. 100 A. | 3
set40347 | 1080040001 | CONDUIT,PVC,RIGID,DIA. 20x2500 mm.TIS.216 | 8
set40347 | 9090010026 | CONCRETE 1/3 (50 KG./SET) | 1
set40347 | 9090011007 | WELDING POWDER, ST. WIRE 50 SQ.MM. TO GD | 6
set40348 | 1000010012 | POLE,CONCRETE, 12.20 M. LONG | 1
set40348 | 1000110001 | CROSSARM,PRESTRESSED CONCRETE,SPUN,H.T. 100X100X2,500 MM. | 1
set40348 | 1000210000 | BEAM,SPUN PRESTRESSED CONCRETE 100X100X3,200 MM. | 2
set40348 | 1000210003 | BEAM, PRESTRESSED CONCRETE, 150 X 250 X 3,550 mm. | 2
set40348 | 1010100000 | WIRE,STEEL SOLID DIA. 4.0 mm.TIS.71 | 0.85
set40348 | 1010100004 | WIRE,STEEL STRANDED 50/7 sq.mm.TIS.404 | 50
set40348 | 1010110200 | BOLT,MACHINE M.16x130 mm. | 1
set40348 | 1010110203 | BOLT,MACHINE M.16x250 mm. | 1
set40348 | 1010110205 | BOLT,MACHINE M.16x350 mm. | 5
set40348 | 1010110402 | BOLT,MACHINE,HEXAGON,M.16X600 MM. | 12
set40348 | 1010180001 | NUT,EYE M.16 DIN 582 | 1
set40348 | 1010180100 | WASHER,PLAIN,SQUARE,LARGE 52x52x4.5 mm.HOLE DIA. 18 MM. TIS.258 | 13
set40348 | 1010180201 | WASHER,SQUARE,CURVED 60x60x5 mm.HOLE DIA. 22 mm. | 6
set40348 | 1010180301 | WASHER,LOCK,SPRING,SIZE 16 mm.,GENERAL PURPOSE,TIS.259 | 5
set40348 | 1010200004 | BRACE,ALLEY ARM 40x40x5 mm. 2,120 mm.LONG | 1
set40348 | 1010210304 | THIMBLE,GUY,FOR STEEL WIRE 50-95 sq.mm. | 1
set40348 | 1010220002 | ROD,GROUND,60x60x5 mm. 2 m.LONG | 2
set40348 | 1010230000 | CLAMP,SINGLE U-BOLT,M.8 (WIRE ROPE CLIP) | 15
set40348 | 1020050100 | CABLE,AERIAL,AL 33 kV. 1x50 sq.mm. | 18
set40348 | 1020180001 | TAPE,ELECTRICAL,PVC.PLASTIC,OUTDOOR TYPE,ROLL SIZE 0.18X19X10,000 MM. TIS.386 | 3
set40348 | 1020180003 | ELECTRICAL SPLICING TAPE,FOR H.T.AERIAL CABLE,SIZE 3/4"X30' | 3
set40348 | 1020200000 | TAPE,ARMOR,AL 1x10 mm. | 1
set40348 | 1020300102 | CONNECTOR,PARALLEL GROOVE,DOUBLE BOLT,AL,AL-ALLOY AND ACSR 25-95 SQ.MM. | 6
set40348 | 1020330005 | HOTLINE BAIL-CLAMP,MAIN 35-70 SQ.MM. | 3
set40348 | 1020330104 | HOTLINE CLAMP,MAIN35-185,TAP50-185SQ.MM. | 3
set40348 | 1020420400 | PIN TERMINAL,FOR AL 50 SQ.MM. | 3
set40348 | 1030000002 | INSULATOR,PIN TYPE,TYPE C (CLASS 56-3)TIS.279 | 6
set40348 | 1030100001 | PIN,INSULATOR,33 KV.SHANK 165 MM.LEAD HEAD 35 MM.(1 3/8") | 6
set40348 | 1040000106 | S.A., 30 kV.5kA.,WITHOUT BRACKET | 3
set40348 | 1040010100 | CUT-OUT,FUSE,OPEN TYPE,SINGLE ISULATOR,DROPOUT 33 KV. 100 A. | 3
set40348 | 1080040001 | CONDUIT,PVC,RIGID,DIA. 20x2500 mm.TIS.216 | 8
set40348 | 9090010026 | CONCRETE 1/3 (50 KG./SET) | 1
set40348 | 9090011007 | WELDING POWDER, ST. WIRE 50 SQ.MM. TO GD | 6
set40351 | 1000110002 | CROSSARM,PRESTRESSED CONCRETE,SPUN,H.T. 120X120X3,000 MM. | 2
set40351 | 1010100000 | WIRE,STEEL SOLID DIA. 4.0 mm.TIS.71 | 0.65
set40351 | 1010100004 | WIRE,STEEL STRANDED 50/7 sq.mm.TIS.404 | 30
set40351 | 1010110201 | BOLT,MACHINE M.16x170 mm. | 7
set40351 | 1010110203 | BOLT,MACHINE M.16x250 mm. | 2
set40351 | 1010110205 | BOLT,MACHINE M.16x350 mm. | 1
set40351 | 1010110206 | BOLT,MACHINE M.16x400 mm. | 1
set40351 | 1010180100 | WASHER,PLAIN,SQUARE,LARGE 52x52x4.5 mm.HOLE DIA. 18 MM. TIS.258 | 15
set40351 | 1010180301 | WASHER,LOCK,SPRING,SIZE 16 mm.,GENERAL PURPOSE,TIS.259 | 2
set40351 | 1010200001 | BRACE,FLAT,FOR CROSSARM 30x6x760 mm. | 4
set40351 | 1010200002 | BRACE,FLAT,FOR CROSSARM 40x6x1,000 mm. | 2
set40351 | 1010220002 | ROD,GROUND,60x60x5 mm. 2 m.LONG | 2
set40351 | 1010230000 | CLAMP,SINGLE U-BOLT,M.8 (WIRE ROPE CLIP) | 1
set40351 | 1020050100 | CABLE,AERIAL,AL 33 kV. 1x50 sq.mm. | 30
set40351 | 1020180001 | TAPE,ELECTRICAL,PVC.PLASTIC,OUTDOOR TYPE,ROLL SIZE 0.18X19X10,000 MM. TIS.386 | 3
set40351 | 1020180003 | ELECTRICAL SPLICING TAPE,FOR H.T.AERIAL CABLE,SIZE 3/4"X30' | 3
set40351 | 1020300102 | CONNECTOR,PARALLEL GROOVE,DOUBLE BOLT,AL,AL-ALLOY AND ACSR 25-95 SQ.MM. | 9
set40351 | 1020420400 | PIN TERMINAL,FOR AL 50 SQ.MM. | 3
set40351 | 1030000002 | INSULATOR,PIN TYPE,TYPE C (CLASS 56-3)TIS.279 | 3
set40351 | 1030100001 | PIN,INSULATOR,33 KV.SHANK 165 MM.LEAD HEAD 35 MM.(1 3/8") | 3
set40351 | 1040000106 | S.A., 30 kV.5kA.,WITHOUT BRACKET | 3
set40351 | 1040010100 | CUT-OUT,FUSE,OPEN TYPE,SINGLE ISULATOR,DROPOUT 33 KV. 100 A. | 3
set40351 | 1080040001 | CONDUIT,PVC,RIGID,DIA. 20x2500 mm.TIS.216 | 2
set40351 | 9090011007 | WELDING POWDER, ST. WIRE 50 SQ.MM. TO GD | 7
set40352 | 1000010001 | POLE,CONCRETE, 8 M.LONG | 1
set40352 | 1000010002 | POLE,CONCRETE, 9 M.LONG | 1
set40352 | 1000110002 | CROSSARM,PRESTRESSED CONCRETE,SPUN,H.T. 120X120X3,000 MM. | 5
set40352 | 1000210000 | BEAM,SPUN PRESTRESSED CONCRETE 100X100X3,200 MM. | 4
set40352 | 1010100000 | WIRE,STEEL SOLID DIA. 4.0 mm.TIS.71 | 1.3
set40352 | 1010100004 | WIRE,STEEL STRANDED 50/7 sq.mm.TIS.404 | 40
set40352 | 1010110201 | BOLT,MACHINE M.16x170 mm. | 9
set40352 | 1010110202 | BOLT,MACHINE M.16x200 mm. | 1
set40352 | 1010110203 | BOLT,MACHINE M.16x250 mm. | 2
set40352 | 1010110204 | BOLT,MACHINE M.16x300 mm. | 2
set40352 | 1010110205 | BOLT,MACHINE M.16x350 mm. | 2
set40352 | 1010110206 | BOLT,MACHINE M.16x400 mm. | 3
set40352 | 1010130000 | BOLT,DOUBLE ARMING,ROUND EYE M.16x400 mm. | 3
set40352 | 1010130002 | BOLT,DOUBLE ARMING,ROUND EYE M.16x500 mm. | 3
set40352 | 1010180100 | WASHER,PLAIN,SQUARE,LARGE 52x52x4.5 mm.HOLE DIA. 18 MM. TIS.258 | 50
set40352 | 1010180201 | WASHER,SQUARE,CURVED 60x60x5 mm.HOLE DIA. 22 mm. | 6
set40352 | 1010180301 | WASHER,LOCK,SPRING,SIZE 16 mm.,GENERAL PURPOSE,TIS.259 | 9
set40352 | 1010200001 | BRACE,FLAT,FOR CROSSARM 30x6x760 mm. | 6
set40352 | 1010200002 | BRACE,FLAT,FOR CROSSARM 40x6x1,000 mm. | 2
set40352 | 1010220002 | ROD,GROUND,60x60x5 mm. 2 m.LONG | 4
set40352 | 1010230000 | CLAMP,SINGLE U-BOLT,M.8 (WIRE ROPE CLIP) | 15
set40352 | 1020050101 | CABLE,AERIAL,AL 33 kV. 1x95 sq.mm. | 60
set40352 | 1020180001 | TAPE,ELECTRICAL,PVC.PLASTIC,OUTDOOR TYPE,ROLL SIZE 0.18X19X10,000 MM. TIS.386 | 6
set40352 | 1020180003 | ELECTRICAL SPLICING TAPE,FOR H.T.AERIAL CABLE,SIZE 3/4"X30' | 6
set40352 | 1020300102 | CONNECTOR,PARALLEL GROOVE,DOUBLE BOLT,AL,AL-ALLOY AND ACSR 25-95 SQ.MM. | 21
set40352 | 1020420400 | PIN TERMINAL,FOR AL 50 SQ.MM. | 6
set40352 | 1030000002 | INSULATOR,PIN TYPE,TYPE C (CLASS 56-3)TIS.279 | 9
set40352 | 1030020002 | INSULATOR,SUSPENSION TYPE D (CLASS 52-4)TIS.354 | 18
set40352 | 1030100001 | PIN,INSULATOR,33 KV.SHANK 165 MM.LEAD HEAD 35 MM.(1 3/8") | 9
set40352 | 1030110001 | CLAMP,STRAIN,STRAIGHT TYPE,AL 95 sq.mm.ACSR 70 sq.mm | 6
set40352 | 1030140011 | CLEVIS,THIMBLE,FOR PREFORMED DEAD-END | 6
set40352 | 1040000106 | S.A., 30 kV.5kA.,WITHOUT BRACKET | 3
set40352 | 1040010100 | CUT-OUT,FUSE,OPEN TYPE,SINGLE ISULATOR,DROPOUT 33 KV. 100 A. | 6
set40352 | 1080040001 | CONDUIT,PVC,RIGID,DIA. 20x2500 mm.TIS.216 | 4
set40352 | 9090011007 | WELDING POWDER, ST. WIRE 50 SQ.MM. TO GD | 14
set40361 | 1000010004 | POLE,CONCRETE, 12 M.LONG | 1
set40361 | 1000110002 | CROSSARM,PRESTRESSED CONCRETE,SPUN,H.T. 120X120X3,000 MM. | 1
set40361 | 1000210000 | BEAM,SPUN PRESTRESSED CONCRETE 100X100X3,200 MM. | 2
set40361 | 1000210003 | BEAM, PRESTRESSED CONCRETE, 150 X 250 X 3,550 mm. | 2
set40361 | 1010100000 | WIRE,STEEL SOLID DIA. 4.0 mm.TIS.71 | 1.4
set40361 | 1010100004 | WIRE,STEEL STRANDED 50/7 sq.mm.TIS.404 | 50
set40361 | 1010110201 | BOLT,MACHINE M.16x170 mm. | 2
set40361 | 1010110202 | BOLT,MACHINE M.16x200 mm. | 1
set40361 | 1010110205 | BOLT,MACHINE M.16x350 mm. | 5
set40361 | 1010110401 | BOLT,MACHINE,HEXAGON,M.16x550 mm. | 12
set40361 | 1010180100 | WASHER,PLAIN,SQUARE,LARGE 52x52x4.5 mm.HOLE DIA. 18 MM. TIS.258 | 13
set40361 | 1010180201 | WASHER,SQUARE,CURVED 60x60x5 mm.HOLE DIA. 22 mm. | 6
set40361 | 1010180301 | WASHER,LOCK,SPRING,SIZE 16 mm.,GENERAL PURPOSE,TIS.259 | 5
set40361 | 1010200002 | BRACE,FLAT,FOR CROSSARM 40x6x1,000 mm. | 2
set40361 | 1010220002 | ROD,GROUND,60x60x5 mm. 2 m.LONG | 2
set40361 | 1010230000 | CLAMP,SINGLE U-BOLT,M.8 (WIRE ROPE CLIP) | 19
set40361 | 1020050100 | CABLE,AERIAL,AL 33 kV. 1x50 sq.mm. | 35
set40361 | 1020180001 | TAPE,ELECTRICAL,PVC.PLASTIC,OUTDOOR TYPE,ROLL SIZE 0.18X19X10,000 MM. TIS.386 | 4
set40361 | 1020180003 | ELECTRICAL SPLICING TAPE,FOR H.T.AERIAL CABLE,SIZE 3/4"X30' | 4
set40361 | 1020300102 | CONNECTOR,PARALLEL GROOVE,DOUBLE BOLT,AL,AL-ALLOY AND ACSR 25-95 SQ.MM. | 3
set40361 | 1020310001 | CONNECTOR,DEAD END,AL 50-70 sq.mm. | 3
set40361 | 1020330005 | HOTLINE BAIL-CLAMP,MAIN 35-70 SQ.MM. | 3
set40361 | 1020330104 | HOTLINE CLAMP,MAIN35-185,TAP50-185SQ.MM. | 3
set40361 | 1020420400 | PIN TERMINAL,FOR AL 50 SQ.MM. | 3
set40361 | 1030000002 | INSULATOR,PIN TYPE,TYPE C (CLASS 56-3)TIS.279 | 6
set40361 | 1030100001 | PIN,INSULATOR,33 KV.SHANK 165 MM.LEAD HEAD 35 MM.(1 3/8") | 6
set40361 | 1040000106 | S.A., 30 kV.5kA.,WITHOUT BRACKET | 3
set40361 | 1040010100 | CUT-OUT,FUSE,OPEN TYPE,SINGLE ISULATOR,DROPOUT 33 KV. 100 A. | 3
set40361 | 1080040001 | CONDUIT,PVC,RIGID,DIA. 20x2500 mm.TIS.216 | 2
set40361 | 9090010026 | CONCRETE 1/3 (50 KG./SET) | 1
set40361 | 9090011007 | WELDING POWDER, ST. WIRE 50 SQ.MM. TO GD | 6
set40362 | 1000010004 | POLE,CONCRETE, 12 M.LONG | 1
set40362 | 1000110002 | CROSSARM,PRESTRESSED CONCRETE,SPUN,H.T. 120X120X3,000 MM. | 1
set40362 | 1000210000 | BEAM,SPUN PRESTRESSED CONCRETE 100X100X3,200 MM. | 2
set40362 | 1000210003 | BEAM, PRESTRESSED CONCRETE, 150 X 250 X 3,550 mm. | 2
set40362 | 1010100000 | WIRE,STEEL SOLID DIA. 4.0 mm.TIS.71 | 1.4
set40362 | 1010100004 | WIRE,STEEL STRANDED 50/7 sq.mm.TIS.404 | 50
set40362 | 1010110201 | BOLT,MACHINE M.16x170 mm. | 1
set40362 | 1010110203 | BOLT,MACHINE M.16x250 mm. | 1
set40362 | 1010110205 | BOLT,MACHINE M.16x350 mm. | 5
set40362 | 1010110401 | BOLT,MACHINE,HEXAGON,M.16x550 mm. | 12
set40362 | 1010180100 | WASHER,PLAIN,SQUARE,LARGE 52x52x4.5 mm.HOLE DIA. 18 MM. TIS.258 | 12
set40362 | 1010180201 | WASHER,SQUARE,CURVED 60x60x5 mm.HOLE DIA. 22 mm. | 6
set40362 | 1010180301 | WASHER,LOCK,SPRING,SIZE 16 mm.,GENERAL PURPOSE,TIS.259 | 5
set40362 | 1010200005 | BRACE,ALLEY ARM 50x50x6 mm. 2,350 mm.LONG | 1
set40362 | 1010220002 | ROD,GROUND,60x60x5 mm. 2 m.LONG | 2
set40362 | 1010230000 | CLAMP,SINGLE U-BOLT,M.8 (WIRE ROPE CLIP) | 19
set40362 | 1020050100 | CABLE,AERIAL,AL 33 kV. 1x50 sq.mm. | 35
set40362 | 1020180001 | TAPE,ELECTRICAL,PVC.PLASTIC,OUTDOOR TYPE,ROLL SIZE 0.18X19X10,000 MM. TIS.386 | 4
set40362 | 1020180003 | ELECTRICAL SPLICING TAPE,FOR H.T.AERIAL CABLE,SIZE 3/4"X30' | 4
set40362 | 1020300102 | CONNECTOR,PARALLEL GROOVE,DOUBLE BOLT,AL,AL-ALLOY AND ACSR 25-95 SQ.MM. | 3
set40362 | 1020310001 | CONNECTOR,DEAD END,AL 50-70 sq.mm. | 3
set40362 | 1020330005 | HOTLINE BAIL-CLAMP,MAIN 35-70 SQ.MM. | 3
set40362 | 1020330104 | HOTLINE CLAMP,MAIN35-185,TAP50-185SQ.MM. | 3
set40362 | 1020420400 | PIN TERMINAL,FOR AL 50 SQ.MM. | 3
set40362 | 1030000002 | INSULATOR,PIN TYPE,TYPE C (CLASS 56-3)TIS.279 | 6
set40362 | 1030100001 | PIN,INSULATOR,33 KV.SHANK 165 MM.LEAD HEAD 35 MM.(1 3/8") | 6
set40362 | 1040000106 | S.A., 30 kV.5kA.,WITHOUT BRACKET | 3
set40362 | 1040010100 | CUT-OUT,FUSE,OPEN TYPE,SINGLE ISULATOR,DROPOUT 33 KV. 100 A. | 3
set40362 | 1080040001 | CONDUIT,PVC,RIGID,DIA. 20x2500 mm.TIS.216 | 2
set40362 | 9090010026 | CONCRETE 1/3 (50 KG./SET) | 1
set40362 | 9090011007 | WELDING POWDER, ST. WIRE 50 SQ.MM. TO GD | 6
set40363 | 1000110002 | CROSSARM,PRESTRESSED CONCRETE,SPUN,H.T. 120X120X3,000 MM. | 1
set40363 | 1010100000 | WIRE,STEEL SOLID DIA. 4.0 mm.TIS.71 | 0.25
set40363 | 1010100004 | WIRE,STEEL STRANDED 50/7 sq.mm.TIS.404 | 20
set40363 | 1010110201 | BOLT,MACHINE M.16x170 mm. | 5
set40363 | 1010110202 | BOLT,MACHINE M.16x200 mm. | 1
set40363 | 1010110205 | BOLT,MACHINE M.16x350 mm. | 1
set40363 | 1010180100 | WASHER,PLAIN,SQUARE,LARGE 52x52x4.5 mm.HOLE DIA. 18 MM. TIS.258 | 8
set40363 | 1010180301 | WASHER,LOCK,SPRING,SIZE 16 mm.,GENERAL PURPOSE,TIS.259 | 1
set40363 | 1010200001 | BRACE,FLAT,FOR CROSSARM 30x6x760 mm. | 2
set40363 | 1010200002 | BRACE,FLAT,FOR CROSSARM 40x6x1,000 mm. | 2
set40363 | 1010220002 | ROD,GROUND,60x60x5 mm. 2 m.LONG | 2
set40363 | 1010230000 | CLAMP,SINGLE U-BOLT,M.8 (WIRE ROPE CLIP) | 10
set40363 | 1020050100 | CABLE,AERIAL,AL 33 kV. 1x50 sq.mm. | 24
set40363 | 1020180001 | TAPE,ELECTRICAL,PVC.PLASTIC,OUTDOOR TYPE,ROLL SIZE 0.18X19X10,000 MM. TIS.386 | 3
set40363 | 1020180003 | ELECTRICAL SPLICING TAPE,FOR H.T.AERIAL CABLE,SIZE 3/4"X30' | 3
set40363 | 1020300102 | CONNECTOR,PARALLEL GROOVE,DOUBLE BOLT,AL,AL-ALLOY AND ACSR 25-95 SQ.MM. | 3
set40363 | 1020420400 | PIN TERMINAL,FOR AL 50 SQ.MM. | 3
set40363 | 1030000002 | INSULATOR,PIN TYPE,TYPE C (CLASS 56-3)TIS.279 | 3
set40363 | 1030100001 | PIN,INSULATOR,33 KV.SHANK 165 MM.LEAD HEAD 35 MM.(1 3/8") | 3
set40363 | 1040000106 | S.A., 30 kV.5kA.,WITHOUT BRACKET | 3
set40363 | 1040010100 | CUT-OUT,FUSE,OPEN TYPE,SINGLE ISULATOR,DROPOUT 33 KV. 100 A. | 3
set40363 | 1080040001 | CONDUIT,PVC,RIGID,DIA. 20x2500 mm.TIS.216 | 2
set40363 | 9090011007 | WELDING POWDER, ST. WIRE 50 SQ.MM. TO GD | 7
set40364 | 1000010001 | POLE,CONCRETE, 8 M.LONG | 1
set40364 | 1000010002 | POLE,CONCRETE, 9 M.LONG | 1
set40364 | 1000110002 | CROSSARM,PRESTRESSED CONCRETE,SPUN,H.T. 120X120X3,000 MM. | 4
set40364 | 1000210000 | BEAM,SPUN PRESTRESSED CONCRETE 100X100X3,200 MM. | 4
set40364 | 1010100000 | WIRE,STEEL SOLID DIA. 4.0 mm.TIS.71 | 1
set40364 | 1010100004 | WIRE,STEEL STRANDED 50/7 sq.mm.TIS.404 | 35
set40364 | 1010110201 | BOLT,MACHINE M.16x170 mm. | 8
set40364 | 1010110202 | BOLT,MACHINE M.16x200 mm. | 1
set40364 | 1010110204 | BOLT,MACHINE M.16x300 mm. | 4
set40364 | 1010110206 | BOLT,MACHINE M.16x400 mm. | 2
set40364 | 1010110207 | BOLT,MACHINE M.16x450 mm. | 1
set40364 | 1010120001 | BOLT,DOUBLE ARMING,M.16x450 mm. | 2
set40364 | 1010140001 | BOLT, ROUNG EYE M 16X200 MM. | 4
set40364 | 1010140003 | BOLT,ROUND EYE M.16x300 mm. | 2
set40364 | 1010180100 | WASHER,PLAIN,SQUARE,LARGE 52x52x4.5 mm.HOLE DIA. 18 MM. TIS.258 | 45
set40364 | 1010180201 | WASHER,SQUARE,CURVED 60x60x5 mm.HOLE DIA. 22 mm. | 6
set40364 | 1010180301 | WASHER,LOCK,SPRING,SIZE 16 mm.,GENERAL PURPOSE,TIS.259 | 9
set40364 | 1010200001 | BRACE,FLAT,FOR CROSSARM 30x6x760 mm. | 6
set40364 | 1010220002 | ROD,GROUND,60x60x5 mm. 2 m.LONG | 4
set40364 | 1010230000 | CLAMP,SINGLE U-BOLT,M.8 (WIRE ROPE CLIP) | 22
set40364 | 1020050101 | CABLE,AERIAL,AL 33 kV. 1x95 sq.mm. | 58
set40364 | 1020180001 | TAPE,ELECTRICAL,PVC.PLASTIC,OUTDOOR TYPE,ROLL SIZE 0.18X19X10,000 MM. TIS.386 | 7
set40364 | 1020180003 | ELECTRICAL SPLICING TAPE,FOR H.T.AERIAL CABLE,SIZE 3/4"X30' | 7
set40364 | 1020300102 | CONNECTOR,PARALLEL GROOVE,DOUBLE BOLT,AL,AL-ALLOY AND ACSR 25-95 SQ.MM. | 15
set40364 | 1020420400 | PIN TERMINAL,FOR AL 50 SQ.MM. | 6
set40364 | 1030000002 | INSULATOR,PIN TYPE,TYPE C (CLASS 56-3)TIS.279 | 6
set40364 | 1030020002 | INSULATOR,SUSPENSION TYPE D (CLASS 52-4)TIS.354 | 18
set40364 | 1030100001 | PIN,INSULATOR,33 KV.SHANK 165 MM.LEAD HEAD 35 MM.(1 3/8") | 6
set40364 | 1030110001 | CLAMP,STRAIN,STRAIGHT TYPE,AL 95 sq.mm.ACSR 70 sq.mm | 6
set40364 | 1040000106 | S.A., 30 kV.5kA.,WITHOUT BRACKET | 3
set40364 | 1040010100 | CUT-OUT,FUSE,OPEN TYPE,SINGLE ISULATOR,DROPOUT 33 KV. 100 A. | 6
set40364 | 1080040001 | CONDUIT,PVC,RIGID,DIA. 20x2500 mm.TIS.216 | 4
set40364 | 9090011007 | WELDING POWDER, ST. WIRE 50 SQ.MM. TO GD | 14
set40371 | 1000010004 | POLE,CONCRETE, 12 M.LONG | 1
set40371 | 1000210000 | BEAM,SPUN PRESTRESSED CONCRETE 100X100X3,200 MM. | 2
set40371 | 1000210003 | BEAM, PRESTRESSED CONCRETE, 150 X 250 X 3,550 mm. | 2
set40371 | 1010100000 | WIRE,STEEL SOLID DIA. 4.0 mm.TIS.71 | 1.5
set40371 | 1010100004 | WIRE,STEEL STRANDED 50/7 sq.mm.TIS.404 | 50
set40371 | 1010110205 | BOLT,MACHINE M.16x350 mm. | 6
set40371 | 1010110401 | BOLT,MACHINE,HEXAGON,M.16x550 mm. | 12
set40371 | 1010180100 | WASHER,PLAIN,SQUARE,LARGE 52x52x4.5 mm.HOLE DIA. 18 MM. TIS.258 | 14
set40371 | 1010180201 | WASHER,SQUARE,CURVED 60x60x5 mm.HOLE DIA. 22 mm. | 4
set40371 | 1010180301 | WASHER,LOCK,SPRING,SIZE 16 mm.,GENERAL PURPOSE,TIS.259 | 5
set40371 | 1010220002 | ROD,GROUND,60x60x5 mm. 2 m.LONG | 2
set40371 | 1010230000 | CLAMP,SINGLE U-BOLT,M.8 (WIRE ROPE CLIP) | 19
set40371 | 1020050100 | CABLE,AERIAL,AL 33 kV. 1x50 sq.mm. | 18
set40371 | 1020180001 | TAPE,ELECTRICAL,PVC.PLASTIC,OUTDOOR TYPE,ROLL SIZE 0.18X19X10,000 MM. TIS.386 | 3
set40371 | 1020180003 | ELECTRICAL SPLICING TAPE,FOR H.T.AERIAL CABLE,SIZE 3/4"X30' | 3
set40371 | 1020300102 | CONNECTOR,PARALLEL GROOVE,DOUBLE BOLT,AL,AL-ALLOY AND ACSR 25-95 SQ.MM. | 3
set40371 | 1020330005 | HOTLINE BAIL-CLAMP,MAIN 35-70 SQ.MM. | 3
set40371 | 1020330104 | HOTLINE CLAMP,MAIN35-185,TAP50-185SQ.MM. | 3
set40371 | 1020420400 | PIN TERMINAL,FOR AL 50 SQ.MM. | 3
set40371 | 1020440112 | BLACKET, FOR AERIAL CABLE CORNER SUPPORT, 22 KV. AND 33 KV. DWG.NO.SA4-015/44007 | 1
set40371 | 1030000002 | INSULATOR,PIN TYPE,TYPE C (CLASS 56-3)TIS.279 | 6
set40371 | 1030100001 | PIN,INSULATOR,33 KV.SHANK 165 MM.LEAD HEAD 35 MM.(1 3/8") | 6
set40371 | 1040000106 | S.A., 30 kV.5kA.,WITHOUT BRACKET | 3
set40371 | 1040010100 | CUT-OUT,FUSE,OPEN TYPE,SINGLE ISULATOR,DROPOUT 33 KV. 100 A. | 3
set40371 | 1080040001 | CONDUIT,PVC,RIGID,DIA. 20x2500 mm.TIS.216 | 2
set40371 | 9090010026 | CONCRETE 1/3 (50 KG./SET) | 1
set40371 | 9090011007 | WELDING POWDER, ST. WIRE 50 SQ.MM. TO GD | 6
set40372 | 1000010012 | POLE,CONCRETE, 12.20 M. LONG | 1
set40372 | 1000210000 | BEAM,SPUN PRESTRESSED CONCRETE 100X100X3,200 MM. | 2
set40372 | 1000210003 | BEAM, PRESTRESSED CONCRETE, 150 X 250 X 3,550 mm. | 2
set40372 | 1010100000 | WIRE,STEEL SOLID DIA. 4.0 mm.TIS.71 | 1.5
set40372 | 1010100004 | WIRE,STEEL STRANDED 50/7 sq.mm.TIS.404 | 50
set40372 | 1010110205 | BOLT,MACHINE M.16x350 mm. | 2
set40372 | 1010110206 | BOLT,MACHINE M.16x400 mm. | 4
set40372 | 1010110402 | BOLT,MACHINE,HEXAGON,M.16X600 MM. | 12
set40372 | 1010180100 | WASHER,PLAIN,SQUARE,LARGE 52x52x4.5 mm.HOLE DIA. 18 MM. TIS.258 | 14
set40372 | 1010180201 | WASHER,SQUARE,CURVED 60x60x5 mm.HOLE DIA. 22 mm. | 4
set40372 | 1010180301 | WASHER,LOCK,SPRING,SIZE 16 mm.,GENERAL PURPOSE,TIS.259 | 5
set40372 | 1010220002 | ROD,GROUND,60x60x5 mm. 2 m.LONG | 2
set40372 | 1010230000 | CLAMP,SINGLE U-BOLT,M.8 (WIRE ROPE CLIP) | 19
set40372 | 1020050100 | CABLE,AERIAL,AL 33 kV. 1x50 sq.mm. | 18
set40372 | 1020180001 | TAPE,ELECTRICAL,PVC.PLASTIC,OUTDOOR TYPE,ROLL SIZE 0.18X19X10,000 MM. TIS.386 | 3
set40372 | 1020180003 | ELECTRICAL SPLICING TAPE,FOR H.T.AERIAL CABLE,SIZE 3/4"X30' | 3
set40372 | 1020300102 | CONNECTOR,PARALLEL GROOVE,DOUBLE BOLT,AL,AL-ALLOY AND ACSR 25-95 SQ.MM. | 3
set40372 | 1020330005 | HOTLINE BAIL-CLAMP,MAIN 35-70 SQ.MM. | 3
set40372 | 1020330104 | HOTLINE CLAMP,MAIN35-185,TAP50-185SQ.MM. | 3
set40372 | 1020420400 | PIN TERMINAL,FOR AL 50 SQ.MM. | 3
set40372 | 1020440112 | BLACKET, FOR AERIAL CABLE CORNER SUPPORT, 22 KV. AND 33 KV. DWG.NO.SA4-015/44007 | 1
set40372 | 1030000002 | INSULATOR,PIN TYPE,TYPE C (CLASS 56-3)TIS.279 | 6
set40372 | 1030100001 | PIN,INSULATOR,33 KV.SHANK 165 MM.LEAD HEAD 35 MM.(1 3/8") | 6
set40372 | 1040000106 | S.A., 30 kV.5kA.,WITHOUT BRACKET | 3
set40372 | 1040010100 | CUT-OUT,FUSE,OPEN TYPE,SINGLE ISULATOR,DROPOUT 33 KV. 100 A. | 3
set40372 | 1080040001 | CONDUIT,PVC,RIGID,DIA. 20x2500 mm.TIS.216 | 8
set40372 | 9090010026 | CONCRETE 1/3 (50 KG./SET) | 1
set40372 | 9090011007 | WELDING POWDER, ST. WIRE 50 SQ.MM. TO GD | 6
set40899 | 1010100004 | WIRE,STEEL STRANDED 50/7 sq.mm.TIS.404 | 0.5
set40899 | 1010110203 | BOLT,MACHINE M.16x250 mm. | 2
set40899 | 1010180100 | WASHER,PLAIN,SQUARE,LARGE 52x52x4.5 mm.HOLE DIA. 18 MM. TIS.258 | 6
set40899 | 1020070000 | CABLE,AL,COMPACT STRANDED,PVC-INSULATED,750 V. 75 DEG.C, 25 DQ.MM. TIS.293 | 2
set40899 | 1020320002 | CONNECTOR,COMPRESSION,H-TYPE,MAIN AL 25-50 SQ.MM.,TAP AL. OR CU. 16-35 SQ.MM. | 3
set40899 | 1050040008 | CAPACITOR,POWER,1 PHASE,OUTDOOR 230 V.5 KVAR. | 1
set40900 | 1010100004 | WIRE,STEEL STRANDED 50/7 sq.mm.TIS.404 | 0.5
set40900 | 1010110203 | BOLT,MACHINE M.16x250 mm. | 2
set40900 | 1010180100 | WASHER,PLAIN,SQUARE,LARGE 52x52x4.5 mm.HOLE DIA. 18 MM. TIS.258 | 6
set40900 | 1020070000 | CABLE,AL,COMPACT STRANDED,PVC-INSULATED,750 V. 75 DEG.C, 25 DQ.MM. TIS.293 | 2
set40900 | 1020320002 | CONNECTOR,COMPRESSION,H-TYPE,MAIN AL 25-50 SQ.MM.,TAP AL. OR CU. 16-35 SQ.MM. | 3
set40900 | 1050040002 | CAPACITOR,POWER,1 PHASE,INDOOR 230 V. 7.5 KVAR. | 1
set40901 | 1010100004 | WIRE,STEEL STRANDED 50/7 sq.mm.TIS.404 | 0.5
set40901 | 1010110203 | BOLT,MACHINE M.16x250 mm. | 2
set40901 | 1010180100 | WASHER,PLAIN,SQUARE,LARGE 52x52x4.5 mm.HOLE DIA. 18 MM. TIS.258 | 6
set40901 | 1020070000 | CABLE,AL,COMPACT STRANDED,PVC-INSULATED,750 V. 75 DEG.C, 25 DQ.MM. TIS.293 | 2
set40901 | 1020320002 | CONNECTOR,COMPRESSION,H-TYPE,MAIN AL 25-50 SQ.MM.,TAP AL. OR CU. 16-35 SQ.MM. | 3
set40901 | 1050040006 | CAPACITOR, POWER, 1 PHASE, OUTDOOR 230 V. 10 KVAR. | 1
set40901 | 9090010035 | คอมปาวด์ช่วยการสัมผัสทางไฟฟ้า | 0.06
set40902 | 1010100004 | WIRE,STEEL STRANDED 50/7 sq.mm.TIS.404 | 2.5
set40902 | 1010110203 | BOLT,MACHINE M.16x250 mm. | 2
set40902 | 1010180100 | WASHER,PLAIN,SQUARE,LARGE 52x52x4.5 mm.HOLE DIA. 18 MM. TIS.258 | 6
set40902 | 1020070000 | CABLE,AL,COMPACT STRANDED,PVC-INSULATED,750 V. 75 DEG.C, 25 DQ.MM. TIS.293 | 5
set40902 | 1020320002 | CONNECTOR,COMPRESSION,H-TYPE,MAIN AL 25-50 SQ.MM.,TAP AL. OR CU. 16-35 SQ.MM. | 4
set40902 | 1050040200 | CAPACITOR,POWER,3 PHASE,OUTDOOR 400 V. 5 KVAR. | 1
set40902 | 9090010035 | คอมปาวด์ช่วยการสัมผัสทางไฟฟ้า | 0.1
set40903 | 1010100004 | WIRE,STEEL STRANDED 50/7 sq.mm.TIS.404 | 2.5
set40903 | 1010110203 | BOLT,MACHINE M.16x250 mm. | 2
set40903 | 1010180100 | WASHER,PLAIN,SQUARE,LARGE 52x52x4.5 mm.HOLE DIA. 18 MM. TIS.258 | 6
set40903 | 1020070002 | CABLE,AL,COMPACT STRANDED,PVC-INSULATED,750 V. 75 DEG.C, 50 SQ.MM. TIS.293 | 5
set40903 | 1020320003 | CONNECTOR,COMPRESSION,H-TYPE,MAIN AL 50-95 SQ.MM.,TAP AL. OR CU. 50-95 SQ.MM. | 4
set40903 | 1050040201 | CAPACITOR,POWER,3 PHASE,OUTDOOR 400 V. 10 KVAR. | 1
set40903 | 9090010035 | คอมปาวด์ช่วยการสัมผัสทางไฟฟ้า | 0.1
set40904 | 1010100004 | WIRE,STEEL STRANDED 50/7 sq.mm.TIS.404 | 2.5
set40904 | 1010110203 | BOLT,MACHINE M.16x250 mm. | 2
set40904 | 1010180100 | WASHER,PLAIN,SQUARE,LARGE 52x52x4.5 mm.HOLE DIA. 18 MM. TIS.258 | 6
set40904 | 1020070002 | CABLE,AL,COMPACT STRANDED,PVC-INSULATED,750 V. 75 DEG.C, 50 SQ.MM. TIS.293 | 5
set40904 | 1020320002 | CONNECTOR,COMPRESSION,H-TYPE,MAIN AL 25-50 SQ.MM.,TAP AL. OR CU. 16-35 SQ.MM. | 4
set40904 | 1050040202 | CAPACITOR,POWER,3 PHASE,OUTDOOR 400 V. 20 KVAR. | 1
set40904 | 9090010035 | คอมปาวด์ช่วยการสัมผัสทางไฟฟ้า | 0.1
set40905 | 1010100004 | WIRE,STEEL STRANDED 50/7 sq.mm.TIS.404 | 2.5
set40905 | 1010110203 | BOLT,MACHINE M.16x250 mm. | 2
set40905 | 1010180100 | WASHER,PLAIN,SQUARE,LARGE 52x52x4.5 mm.HOLE DIA. 18 MM. TIS.258 | 6
set40905 | 1020070002 | CABLE,AL,COMPACT STRANDED,PVC-INSULATED,750 V. 75 DEG.C, 50 SQ.MM. TIS.293 | 5
set40905 | 1020320002 | CONNECTOR,COMPRESSION,H-TYPE,MAIN AL 25-50 SQ.MM.,TAP AL. OR CU. 16-35 SQ.MM. | 4
set40905 | 1050040203 | CAPACITOR,POWER,3 PHASE,OUTDOOR 400 V. 30 KVAR. | 1
set40905 | 9090010035 | คอมปาวด์ช่วยการสัมผัสทางไฟฟ้า | 0.1
set40906 | 1010100004 | WIRE,STEEL STRANDED 50/7 sq.mm.TIS.404 | 2.5
set40906 | 1010110203 | BOLT,MACHINE M.16x250 mm. | 2
set40906 | 1010180100 | WASHER,PLAIN,SQUARE,LARGE 52x52x4.5 mm.HOLE DIA. 18 MM. TIS.258 | 6
set40906 | 1020070002 | CABLE,AL,COMPACT STRANDED,PVC-INSULATED,750 V. 75 DEG.C, 50 SQ.MM. TIS.293 | 5
set40906 | 1020320002 | CONNECTOR,COMPRESSION,H-TYPE,MAIN AL 25-50 SQ.MM.,TAP AL. OR CU. 16-35 SQ.MM. | 4
set40906 | 1050040204 | CAPACITOR,POWER,3 PHASE,OUTDOOR 400 V. 45 KVAR. | 1
set40906 | 9090010035 | คอมปาวด์ช่วยการสัมผัสทางไฟฟ้า | 0.1
set40907 | 1010100004 | WIRE,STEEL STRANDED 50/7 sq.mm.TIS.404 | 2.5
set40907 | 1010110203 | BOLT,MACHINE M.16x250 mm. | 2
set40907 | 1010180100 | WASHER,PLAIN,SQUARE,LARGE 52x52x4.5 mm.HOLE DIA. 18 MM. TIS.258 | 6
set40907 | 1020070002 | CABLE,AL,COMPACT STRANDED,PVC-INSULATED,750 V. 75 DEG.C, 50 SQ.MM. TIS.293 | 5
set40907 | 1020320003 | CONNECTOR,COMPRESSION,H-TYPE,MAIN AL 50-95 SQ.MM.,TAP AL. OR CU. 50-95 SQ.MM. | 4
set40907 | 1050040205 | CAPACITOR,POWER,3 PHASE,OUTDOOR 400 V. 75 KVAR. | 1
set40907 | 9090010035 | คอมปาวด์ช่วยการสัมผัสทางไฟฟ้า | 0.1
set40911 | 1000110001 | CROSSARM,PRESTRESSED CONCRETE,SPUN,H.T. 100X100X2,500 MM. | 1
set40911 | 1010100000 | WIRE,STEEL SOLID DIA. 4.0 mm.TIS.71 | 0.5
set40911 | 1010100004 | WIRE,STEEL STRANDED 50/7 sq.mm.TIS.404 | 30
set40911 | 1010110200 | BOLT,MACHINE M.16x130 mm. | 2
set40911 | 1010110201 | BOLT,MACHINE M.16x170 mm. | 2
set40911 | 1010110202 | BOLT,MACHINE M.16x200 mm. | 1
set40911 | 1010110203 | BOLT,MACHINE M.16x250 mm. | 2
set40911 | 1010110204 | BOLT,MACHINE M.16x300 mm. | 1
set40911 | 1010180100 | WASHER,PLAIN,SQUARE,LARGE 52x52x4.5 mm.HOLE DIA. 18 MM. TIS.258 | 15
set40911 | 1010200001 | BRACE,FLAT,FOR CROSSARM 30x6x760 mm. | 2
set40911 | 1010220002 | ROD,GROUND,60x60x5 mm. 2 m.LONG | 2
set40911 | 1010230000 | CLAMP,SINGLE U-BOLT,M.8 (WIRE ROPE CLIP) | 8
set40911 | 1020050000 | CABLE,AERIAL,AL 22 kV. 1x50 sq.mm. | 10
set40911 | 1020070002 | CABLE,AL,COMPACT STRANDED,PVC-INSULATED,750 V. 75 DEG.C, 50 SQ.MM. TIS.293 | 10
set40911 | 1020200000 | TAPE,ARMOR,AL 1x10 mm. | 0.5
set40911 | 1020200002 | TIE WIRE,AL 4 mm. | 0.5
set40911 | 1020300102 | CONNECTOR,PARALLEL GROOVE,DOUBLE BOLT,AL,AL-ALLOY AND ACSR 25-95 SQ.MM. | 3
set40911 | 1020330006 | HOTLINE BAIL-CLAMP,MAIN 70-185 SQ.MM. | 3
set40911 | 1020330104 | HOTLINE CLAMP,MAIN35-185,TAP50-185SQ.MM. | 3
set40911 | 1040000000 | S.A.,21 KV. 5 KA. | 3
set40911 | 1040010002 | CUT-OUT,FUSE,OPEN TYPE,SINGLE INSULATOR DROPUOT 22 KV. 100 A. 12 KA. ASYM | 3
set40911 | 1040030006 | FUSE LINK 22 kV. 15 A.EEI-NEMA TYPE K | 3
set40911 | 1050050000 | CAPACITOR,POWER,1 PHASE,DOUBLE BUSHING,OUTDOOR 12.7 KV. 100 KVAR. | 3
set40911 | 1050110001 | HANGER,CAPACITOR,11-33 kV. 1x6 SETS | 1
set40911 | 1080040002 | CONDUIT,PVC,RIGID,DIA. 20x4000 mm.TIS.216 | 2
set40911 | 9090010035 | คอมปาวด์ช่วยการสัมผัสทางไฟฟ้า | 0.35
set40911 | 9090011007 | WELDING POWDER, ST. WIRE 50 SQ.MM. TO GD | 3
set40912 | 1000110001 | CROSSARM,PRESTRESSED CONCRETE,SPUN,H.T. 100X100X2,500 MM. | 1
set40912 | 1010100000 | WIRE,STEEL SOLID DIA. 4.0 mm.TIS.71 | 0.5
set40912 | 1010100004 | WIRE,STEEL STRANDED 50/7 sq.mm.TIS.404 | 30
set40912 | 1010110200 | BOLT,MACHINE M.16x130 mm. | 2
set40912 | 1010110201 | BOLT,MACHINE M.16x170 mm. | 2
set40912 | 1010110203 | BOLT,MACHINE M.16x250 mm. | 3
set40912 | 1010110205 | BOLT,MACHINE M.16x350 mm. | 1
set40912 | 1010180100 | WASHER,PLAIN,SQUARE,LARGE 52x52x4.5 mm.HOLE DIA. 18 MM. TIS.258 | 15
set40912 | 1010200001 | BRACE,FLAT,FOR CROSSARM 30x6x760 mm. | 2
set40912 | 1010220002 | ROD,GROUND,60x60x5 mm. 2 m.LONG | 2
set40912 | 1010230000 | CLAMP,SINGLE U-BOLT,M.8 (WIRE ROPE CLIP) | 8
set40912 | 1020050000 | CABLE,AERIAL,AL 22 kV. 1x50 sq.mm. | 10
set40912 | 1020070002 | CABLE,AL,COMPACT STRANDED,PVC-INSULATED,750 V. 75 DEG.C, 50 SQ.MM. TIS.293 | 10
set40912 | 1020200000 | TAPE,ARMOR,AL 1x10 mm. | 0.5
set40912 | 1020200002 | TIE WIRE,AL 4 mm. | 0.5
set40912 | 1020300102 | CONNECTOR,PARALLEL GROOVE,DOUBLE BOLT,AL,AL-ALLOY AND ACSR 25-95 SQ.MM. | 3
set40912 | 1020330006 | HOTLINE BAIL-CLAMP,MAIN 70-185 SQ.MM. | 3
set40912 | 1020330104 | HOTLINE CLAMP,MAIN35-185,TAP50-185SQ.MM. | 3
set40912 | 1040000000 | S.A.,21 KV. 5 KA. | 3
set40912 | 1040010002 | CUT-OUT,FUSE,OPEN TYPE,SINGLE INSULATOR DROPUOT 22 KV. 100 A. 12 KA. ASYM | 3
set40912 | 1040030006 | FUSE LINK 22 kV. 15 A.EEI-NEMA TYPE K | 3
set40912 | 1050050000 | CAPACITOR,POWER,1 PHASE,DOUBLE BUSHING,OUTDOOR 12.7 KV. 100 KVAR. | 3
set40912 | 1050110001 | HANGER,CAPACITOR,11-33 kV. 1x6 SETS | 1
set40912 | 1080040002 | CONDUIT,PVC,RIGID,DIA. 20x4000 mm.TIS.216 | 2
set40912 | 9090010035 | คอมปาวด์ช่วยการสัมผัสทางไฟฟ้า | 0.35
set40912 | 9090011007 | WELDING POWDER, ST. WIRE 50 SQ.MM. TO GD | 3
set40913 | 1000110001 | CROSSARM,PRESTRESSED CONCRETE,SPUN,H.T. 100X100X2,500 MM. | 1
set40913 | 1010100000 | WIRE,STEEL SOLID DIA. 4.0 mm.TIS.71 | 0.5
set40913 | 1010100004 | WIRE,STEEL STRANDED 50/7 sq.mm.TIS.404 | 30
set40913 | 1010110200 | BOLT,MACHINE M.16x130 mm. | 5
set40913 | 1010110201 | BOLT,MACHINE M.16x170 mm. | 5
set40913 | 1010110203 | BOLT,MACHINE M.16x250 mm. | 3
set40913 | 1010110205 | BOLT,MACHINE M.16x350 mm. | 1
set40913 | 1010180100 | WASHER,PLAIN,SQUARE,LARGE 52x52x4.5 mm.HOLE DIA. 18 MM. TIS.258 | 15
set40913 | 1010180201 | WASHER,SQUARE,CURVED 60x60x5 mm.HOLE DIA. 22 mm. | 5
set40913 | 1010200001 | BRACE,FLAT,FOR CROSSARM 30x6x760 mm. | 4
set40913 | 1010220002 | ROD,GROUND,60x60x5 mm. 2 m.LONG | 2
set40913 | 1010230000 | CLAMP,SINGLE U-BOLT,M.8 (WIRE ROPE CLIP) | 8
set40913 | 1020050000 | CABLE,AERIAL,AL 22 kV. 1x50 sq.mm. | 22
set40913 | 1020070002 | CABLE,AL,COMPACT STRANDED,PVC-INSULATED,750 V. 75 DEG.C, 50 SQ.MM. TIS.293 | 10
set40913 | 1020180003 | ELECTRICAL SPLICING TAPE,FOR H.T.AERIAL CABLE,SIZE 3/4"X30' | 1
set40913 | 1020200000 | TAPE,ARMOR,AL 1x10 mm. | 0.5
set40913 | 1020200002 | TIE WIRE,AL 4 mm. | 0.5
set40913 | 1020300102 | CONNECTOR,PARALLEL GROOVE,DOUBLE BOLT,AL,AL-ALLOY AND ACSR 25-95 SQ.MM. | 3
set40913 | 1020330006 | HOTLINE BAIL-CLAMP,MAIN 70-185 SQ.MM. | 3
set40913 | 1020330104 | HOTLINE CLAMP,MAIN35-185,TAP50-185SQ.MM. | 3
set40913 | 1030000001 | INSULATOR,PIN TYPE,TYPE B (CLASS 56-2) TIS.279 | 3
set40913 | 1030100000 | PIN,INSULATOR,22 KV.SHANK 140 MM.,LEAD HEAD 35 MM.(1 3/8") | 3
set40913 | 1040000000 | S.A.,21 KV. 5 KA. | 3
set40913 | 1040010002 | CUT-OUT,FUSE,OPEN TYPE,SINGLE INSULATOR DROPUOT 22 KV. 100 A. 12 KA. ASYM | 3
set40913 | 1040030006 | FUSE LINK 22 kV. 15 A.EEI-NEMA TYPE K | 3
set40913 | 1050050000 | CAPACITOR,POWER,1 PHASE,DOUBLE BUSHING,OUTDOOR 12.7 KV. 100 KVAR. | 3
set40913 | 1050110001 | HANGER,CAPACITOR,11-33 kV. 1x6 SETS | 1
set40913 | 1080040002 | CONDUIT,PVC,RIGID,DIA. 20x4000 mm.TIS.216 | 2
set40913 | 9090010035 | คอมปาวด์ช่วยการสัมผัสทางไฟฟ้า | 0.35
set40913 | 9090011007 | WELDING POWDER, ST. WIRE 50 SQ.MM. TO GD | 3
set40914 | 1000110001 | CROSSARM,PRESTRESSED CONCRETE,SPUN,H.T. 100X100X2,500 MM. | 1
set40914 | 1010100000 | WIRE,STEEL SOLID DIA. 4.0 mm.TIS.71 | 0.5
set40914 | 1010100004 | WIRE,STEEL STRANDED 50/7 sq.mm.TIS.404 | 30
set40914 | 1010110200 | BOLT,MACHINE M.16x130 mm. | 2
set40914 | 1010110201 | BOLT,MACHINE M.16x170 mm. | 2
set40914 | 1010110202 | BOLT,MACHINE M.16x200 mm. | 1
set40914 | 1010110203 | BOLT,MACHINE M.16x250 mm. | 2
set40914 | 1010110204 | BOLT,MACHINE M.16x300 mm. | 1
set40914 | 1010180100 | WASHER,PLAIN,SQUARE,LARGE 52x52x4.5 mm.HOLE DIA. 18 MM. TIS.258 | 15
set40914 | 1010200001 | BRACE,FLAT,FOR CROSSARM 30x6x760 mm. | 2
set40914 | 1010220002 | ROD,GROUND,60x60x5 mm. 2 m.LONG | 2
set40914 | 1010230000 | CLAMP,SINGLE U-BOLT,M.8 (WIRE ROPE CLIP) | 8
set40914 | 1020050000 | CABLE,AERIAL,AL 22 kV. 1x50 sq.mm. | 10
set40914 | 1020070002 | CABLE,AL,COMPACT STRANDED,PVC-INSULATED,750 V. 75 DEG.C, 50 SQ.MM. TIS.293 | 10
set40914 | 1020200000 | TAPE,ARMOR,AL 1x10 mm. | 0.5
set40914 | 1020200002 | TIE WIRE,AL 4 mm. | 0.5
set40914 | 1020300102 | CONNECTOR,PARALLEL GROOVE,DOUBLE BOLT,AL,AL-ALLOY AND ACSR 25-95 SQ.MM. | 3
set40914 | 1020330006 | HOTLINE BAIL-CLAMP,MAIN 70-185 SQ.MM. | 3
set40914 | 1020330104 | HOTLINE CLAMP,MAIN35-185,TAP50-185SQ.MM. | 3
set40914 | 1040000000 | S.A.,21 KV. 5 KA. | 3
set40914 | 1040010002 | CUT-OUT,FUSE,OPEN TYPE,SINGLE INSULATOR DROPUOT 22 KV. 100 A. 12 KA. ASYM | 3
set40914 | 1040030008 | FUSE LINK 22 kV. 25 A.EEI-NEMA TYPE K | 3
set40914 | 1050050000 | CAPACITOR,POWER,1 PHASE,DOUBLE BUSHING,OUTDOOR 12.7 KV. 100 KVAR. | 6
set40914 | 1050110001 | HANGER,CAPACITOR,11-33 kV. 1x6 SETS | 1
set40914 | 1080040002 | CONDUIT,PVC,RIGID,DIA. 20x4000 mm.TIS.216 | 2
set40914 | 9090010035 | คอมปาวด์ช่วยการสัมผัสทางไฟฟ้า | 0.35
set40914 | 9090011007 | WELDING POWDER, ST. WIRE 50 SQ.MM. TO GD | 3
set40915 | 1000110001 | CROSSARM,PRESTRESSED CONCRETE,SPUN,H.T. 100X100X2,500 MM. | 1
set40915 | 1010100000 | WIRE,STEEL SOLID DIA. 4.0 mm.TIS.71 | 0.5
set40915 | 1010100004 | WIRE,STEEL STRANDED 50/7 sq.mm.TIS.404 | 30
set40915 | 1010110200 | BOLT,MACHINE M.16x130 mm. | 2
set40915 | 1010110201 | BOLT,MACHINE M.16x170 mm. | 2
set40915 | 1010110203 | BOLT,MACHINE M.16x250 mm. | 3
set40915 | 1010110205 | BOLT,MACHINE M.16x350 mm. | 1
set40915 | 1010180100 | WASHER,PLAIN,SQUARE,LARGE 52x52x4.5 mm.HOLE DIA. 18 MM. TIS.258 | 15
set40915 | 1010200001 | BRACE,FLAT,FOR CROSSARM 30x6x760 mm. | 2
set40915 | 1010220002 | ROD,GROUND,60x60x5 mm. 2 m.LONG | 2
set40915 | 1010230000 | CLAMP,SINGLE U-BOLT,M.8 (WIRE ROPE CLIP) | 8
set40915 | 1020050000 | CABLE,AERIAL,AL 22 kV. 1x50 sq.mm. | 10
set40915 | 1020070002 | CABLE,AL,COMPACT STRANDED,PVC-INSULATED,750 V. 75 DEG.C, 50 SQ.MM. TIS.293 | 10
set40915 | 1020200000 | TAPE,ARMOR,AL 1x10 mm. | 0.5
set40915 | 1020200002 | TIE WIRE,AL 4 mm. | 0.5
set40915 | 1020300102 | CONNECTOR,PARALLEL GROOVE,DOUBLE BOLT,AL,AL-ALLOY AND ACSR 25-95 SQ.MM. | 3
set40915 | 1020330006 | HOTLINE BAIL-CLAMP,MAIN 70-185 SQ.MM. | 3
set40915 | 1020330104 | HOTLINE CLAMP,MAIN35-185,TAP50-185SQ.MM. | 3
set40915 | 1040000000 | S.A.,21 KV. 5 KA. | 3
set40915 | 1040010002 | CUT-OUT,FUSE,OPEN TYPE,SINGLE INSULATOR DROPUOT 22 KV. 100 A. 12 KA. ASYM | 3
set40915 | 1040030008 | FUSE LINK 22 kV. 25 A.EEI-NEMA TYPE K | 3
set40915 | 1050050000 | CAPACITOR,POWER,1 PHASE,DOUBLE BUSHING,OUTDOOR 12.7 KV. 100 KVAR. | 6
set40915 | 1050110001 | HANGER,CAPACITOR,11-33 kV. 1x6 SETS | 1
set40915 | 1080040002 | CONDUIT,PVC,RIGID,DIA. 20x4000 mm.TIS.216 | 2
set40915 | 9090010035 | คอมปาวด์ช่วยการสัมผัสทางไฟฟ้า | 0.35
set40915 | 9090011007 | WELDING POWDER, ST. WIRE 50 SQ.MM. TO GD | 3
set40916 | 1000110001 | CROSSARM,PRESTRESSED CONCRETE,SPUN,H.T. 100X100X2,500 MM. | 1
set40916 | 1010100000 | WIRE,STEEL SOLID DIA. 4.0 mm.TIS.71 | 0.5
set40916 | 1010100004 | WIRE,STEEL STRANDED 50/7 sq.mm.TIS.404 | 30
set40916 | 1010110200 | BOLT,MACHINE M.16x130 mm. | 5
set40916 | 1010110201 | BOLT,MACHINE M.16x170 mm. | 5
set40916 | 1010110203 | BOLT,MACHINE M.16x250 mm. | 3
set40916 | 1010110205 | BOLT,MACHINE M.16x350 mm. | 1
set40916 | 1010180100 | WASHER,PLAIN,SQUARE,LARGE 52x52x4.5 mm.HOLE DIA. 18 MM. TIS.258 | 15
set40916 | 1010180201 | WASHER,SQUARE,CURVED 60x60x5 mm.HOLE DIA. 22 mm. | 5
set40916 | 1010200001 | BRACE,FLAT,FOR CROSSARM 30x6x760 mm. | 4
set40916 | 1010220002 | ROD,GROUND,60x60x5 mm. 2 m.LONG | 2
set40916 | 1010230000 | CLAMP,SINGLE U-BOLT,M.8 (WIRE ROPE CLIP) | 8
set40916 | 1020050000 | CABLE,AERIAL,AL 22 kV. 1x50 sq.mm. | 22
set40916 | 1020070002 | CABLE,AL,COMPACT STRANDED,PVC-INSULATED,750 V. 75 DEG.C, 50 SQ.MM. TIS.293 | 10
set40916 | 1020180003 | ELECTRICAL SPLICING TAPE,FOR H.T.AERIAL CABLE,SIZE 3/4"X30' | 1
set40916 | 1020200000 | TAPE,ARMOR,AL 1x10 mm. | 0.5
set40916 | 1020200002 | TIE WIRE,AL 4 mm. | 0.5
set40916 | 1020300102 | CONNECTOR,PARALLEL GROOVE,DOUBLE BOLT,AL,AL-ALLOY AND ACSR 25-95 SQ.MM. | 3
set40916 | 1020330006 | HOTLINE BAIL-CLAMP,MAIN 70-185 SQ.MM. | 3
set40916 | 1020330104 | HOTLINE CLAMP,MAIN35-185,TAP50-185SQ.MM. | 3
set40916 | 1030000001 | INSULATOR,PIN TYPE,TYPE B (CLASS 56-2) TIS.279 | 3
set40916 | 1030100000 | PIN,INSULATOR,22 KV.SHANK 140 MM.,LEAD HEAD 35 MM.(1 3/8") | 3
set40916 | 1040000000 | S.A.,21 KV. 5 KA. | 3
set40916 | 1040010002 | CUT-OUT,FUSE,OPEN TYPE,SINGLE INSULATOR DROPUOT 22 KV. 100 A. 12 KA. ASYM | 3
set40916 | 1040030008 | FUSE LINK 22 kV. 25 A.EEI-NEMA TYPE K | 3
set40916 | 1050050000 | CAPACITOR,POWER,1 PHASE,DOUBLE BUSHING,OUTDOOR 12.7 KV. 100 KVAR. | 6
set40916 | 1050110001 | HANGER,CAPACITOR,11-33 kV. 1x6 SETS | 1
set40916 | 1080040002 | CONDUIT,PVC,RIGID,DIA. 20x4000 mm.TIS.216 | 2
set40916 | 9090010035 | คอมปาวด์ช่วยการสัมผัสทางไฟฟ้า | 0.35
set40916 | 9090011007 | WELDING POWDER, ST. WIRE 50 SQ.MM. TO GD | 3
set40917 | 1000010004 | POLE,CONCRETE, 12 M.LONG | 1
set40917 | 1000110001 | CROSSARM,PRESTRESSED CONCRETE,SPUN,H.T. 100X100X2,500 MM. | 5
set40917 | 1010100000 | WIRE,STEEL SOLID DIA. 4.0 mm.TIS.71 | 2
set40917 | 1010100004 | WIRE,STEEL STRANDED 50/7 sq.mm.TIS.404 | 35
set40917 | 1010110200 | BOLT,MACHINE M.16x130 mm. | 6
set40917 | 1010110201 | BOLT,MACHINE M.16x170 mm. | 6
set40917 | 1010110202 | BOLT,MACHINE M.16x200 mm. | 3
set40917 | 1010110203 | BOLT,MACHINE M.16x250 mm. | 6
set40917 | 1010110204 | BOLT,MACHINE M.16x300 mm. | 14
set40917 | 1010110206 | BOLT,MACHINE M.16x400 mm. | 2
set40917 | 1010110207 | BOLT,MACHINE M.16x450 mm. | 2
set40917 | 1010130001 | BOLT,DOUBLE ARMING,ROUND EYE M.16x450 mm. | 6
set40917 | 1010180100 | WASHER,PLAIN,SQUARE,LARGE 52x52x4.5 mm.HOLE DIA. 18 MM. TIS.258 | 80
set40917 | 1010180201 | WASHER,SQUARE,CURVED 60x60x5 mm.HOLE DIA. 22 mm. | 5
set40917 | 1010200001 | BRACE,FLAT,FOR CROSSARM 30x6x760 mm. | 6
set40917 | 1010220002 | ROD,GROUND,60x60x5 mm. 2 m.LONG | 3
set40917 | 1010230000 | CLAMP,SINGLE U-BOLT,M.8 (WIRE ROPE CLIP) | 15
set40917 | 1020050000 | CABLE,AERIAL,AL 22 kV. 1x50 sq.mm. | 50
set40917 | 1020070002 | CABLE,AL,COMPACT STRANDED,PVC-INSULATED,750 V. 75 DEG.C, 50 SQ.MM. TIS.293 | 25
set40917 | 1020180003 | ELECTRICAL SPLICING TAPE,FOR H.T.AERIAL CABLE,SIZE 3/4"X30' | 2
set40917 | 1020200000 | TAPE,ARMOR,AL 1x10 mm. | 0.5
set40917 | 1020200002 | TIE WIRE,AL 4 mm. | 2
set40917 | 1020300102 | CONNECTOR,PARALLEL GROOVE,DOUBLE BOLT,AL,AL-ALLOY AND ACSR 25-95 SQ.MM. | 21
set40917 | 1020310001 | CONNECTOR,DEAD END,AL 50-70 sq.mm. | 4
set40917 | 1020310002 | CONNECTOR,DEAD END,AL 95-120 sq.mm. | 12
set40917 | 1020330005 | HOTLINE BAIL-CLAMP,MAIN 35-70 SQ.MM. | 3
set40917 | 1020330006 | HOTLINE BAIL-CLAMP,MAIN 70-185 SQ.MM. | 3
set40917 | 1020330104 | HOTLINE CLAMP,MAIN35-185,TAP50-185SQ.MM. | 6
set40917 | 1030010101 | INSULATOR,PIN POST TYPE 22 KV. POWER ARC TEST | 3
set40917 | 1030020000 | INSULATOR,SUSPENSION TYPE A (CLASS 52-1)TIS.354 | 18
set40917 | 1030110000 | CLAMP,STRAIN,STRAIGHT TYPE,AL 35-70 sq.mm.ACSR 35-50 SQ.MM. | 6
set40917 | 1040000000 | S.A.,21 KV. 5 KA. | 3
set40917 | 1040010002 | CUT-OUT,FUSE,OPEN TYPE,SINGLE INSULATOR DROPUOT 22 KV. 100 A. 12 KA. ASYM | 3
set40917 | 1040030011 | FUSE LINK 22 kV. 50 A.EEI-NEMA TYPE K | 3
set40917 | 1050000000 | TRANSFORMER, 10 KVA. 1 PHASE 3 WIRP,CONVENTIONAL TYPE 22/0.46-0.23 KV. | 1
set40917 | 1050050000 | CAPACITOR,POWER,1 PHASE,DOUBLE BUSHING,OUTDOOR 12.7 KV. 100 KVAR. | 15
set40917 | 1050110002 | HANGER, CAPACITOR, 11-33 KV. 1X15 SETS | 1
set40917 | 1080040002 | CONDUIT,PVC,RIGID,DIA. 20x4000 mm.TIS.216 | 4
set40917 | 9090010035 | คอมปาวด์ช่วยการสัมผัสทางไฟฟ้า | 0.7
set40917 | 9090011007 | WELDING POWDER, ST. WIRE 50 SQ.MM. TO GD | 7
set40918 | 1000010004 | POLE,CONCRETE, 12 M.LONG | 1
set40918 | 1000110001 | CROSSARM,PRESTRESSED CONCRETE,SPUN,H.T. 100X100X2,500 MM. | 5
set40918 | 1010100000 | WIRE,STEEL SOLID DIA. 4.0 mm.TIS.71 | 0.12
set40918 | 1010100004 | WIRE,STEEL STRANDED 50/7 sq.mm.TIS.404 | 60
set40918 | 1010110200 | BOLT,MACHINE M.16x130 mm. | 4
set40918 | 1010110202 | BOLT,MACHINE M.16x200 mm. | 3
set40918 | 1010110203 | BOLT,MACHINE M.16x250 mm. | 2
set40918 | 1010110204 | BOLT,MACHINE M.16x300 mm. | 7
set40918 | 1010110207 | BOLT,MACHINE M.16x450 mm. | 2
set40918 | 1010120001 | BOLT,DOUBLE ARMING,M.16x450 mm. | 6
set40918 | 1010180100 | WASHER,PLAIN,SQUARE,LARGE 52x52x4.5 mm.HOLE DIA. 18 MM. TIS.258 | 52
set40918 | 1010180201 | WASHER,SQUARE,CURVED 60x60x5 mm.HOLE DIA. 22 mm. | 3
set40918 | 1010180301 | WASHER,LOCK,SPRING,SIZE 16 mm.,GENERAL PURPOSE,TIS.259 | 2
set40918 | 1010200001 | BRACE,FLAT,FOR CROSSARM 30x6x760 mm. | 6
set40918 | 1010220002 | ROD,GROUND,60x60x5 mm. 2 m.LONG | 3
set40918 | 1010230000 | CLAMP,SINGLE U-BOLT,M.8 (WIRE ROPE CLIP) | 22
set40918 | 1020050000 | CABLE,AERIAL,AL 22 kV. 1x50 sq.mm. | 63
set40918 | 1020050004 | CABLE,AERIAL,AL 22 kV. 1x185 sq.mm. | 1.2
set40918 | 1020180000 | TAPE,ELECTRICAL,PVC.PLASTIC,OUTDOOR TYPE ROLL SIZE 0.125X19X10,000 MM. TIS.386 | 3
set40918 | 1020200002 | TIE WIRE,AL 4 mm. | 2.33
set40918 | 1020260202 | PREFORMED D/E,SAC 22kV 50sq.mm. 21.80mm | 2
set40918 | 1020300102 | CONNECTOR,PARALLEL GROOVE,DOUBLE BOLT,AL,AL-ALLOY AND ACSR 25-95 SQ.MM. | 10
set40918 | 1020300103 | CONNECTOR,PARALLEL GROOVE,TRIPLE BOLT,AL,AL-ALLOY AND ACSR 70-185 SQ.MM. | 4
set40918 | 1020330005 | HOTLINE BAIL-CLAMP,MAIN 35-70 SQ.MM. | 5
set40918 | 1020330104 | HOTLINE CLAMP,MAIN35-185,TAP50-185SQ.MM. | 5
set40918 | 1030010101 | INSULATOR,PIN POST TYPE 22 KV. POWER ARC TEST | 2
set40918 | 1030020000 | INSULATOR,SUSPENSION TYPE A (CLASS 52-1)TIS.354 | 18
set40918 | 1030030000 | INSULATOR,SPOOL,TYPE B (CLASS 53-2)TIS.227 | 2
set40918 | 1040000001 | LIGHTNING ARRESTER,20-21 KV.10 KA. | 5
set40918 | 1040010002 | CUT-OUT,FUSE,OPEN TYPE,SINGLE INSULATOR DROPUOT 22 KV. 100 A. 12 KA. ASYM | 5
set40918 | 1040030011 | FUSE LINK 22 kV. 50 A.EEI-NEMA TYPE K | 5
set40918 | 1040070011 | AUTOMATIC SWITCHING EQUIPMENT,VAR CONTROL,WITH VACUUM LOAD BREAK SWITCH,3 PHASE, 22 KV. 200 A. | 1
set40918 | 1040070307 | CURRENT SENSON,22 KV. | 1
set40918 | 1050000011 | TR., 30KVA,1P,22-0.48/0.24KV, SC | 1
set40918 | 1050050000 | CAPACITOR,POWER,1 PHASE,DOUBLE BUSHING,OUTDOOR 12.7 KV. 100 KVAR. | 15
set40918 | 1050100003 | BRACKET,STEEL,FOR TRANSFORMER SECONDARY LEAD | 2
set40918 | 1080040001 | CONDUIT,PVC,RIGID,DIA. 20x2500 mm.TIS.216 | 1
set40918 | 1080040002 | CONDUIT,PVC,RIGID,DIA. 20x4000 mm.TIS.216 | 3
set40918 | 9090010035 | คอมปาวด์ช่วยการสัมผัสทางไฟฟ้า | 0.03
set40918 | 9090011007 | WELDING POWDER, ST. WIRE 50 SQ.MM. TO GD | 7
set40921 | 1000110002 | CROSSARM,PRESTRESSED CONCRETE,SPUN,H.T. 120X120X3,000 MM. | 1
set40921 | 1010100000 | WIRE,STEEL SOLID DIA. 4.0 mm.TIS.71 | 0.5
set40921 | 1010100002 | WIRE,STEEL STRANDED 25 sq.mm.TIS.404 | 2
set40921 | 1010100004 | WIRE,STEEL STRANDED 50/7 sq.mm.TIS.404 | 30
set40921 | 1010110200 | BOLT,MACHINE M.16x130 mm. | 2
set40921 | 1010110201 | BOLT,MACHINE M.16x170 mm. | 2
set40921 | 1010110202 | BOLT,MACHINE M.16x200 mm. | 1
set40921 | 1010110203 | BOLT,MACHINE M.16x250 mm. | 2
set40921 | 1010110204 | BOLT,MACHINE M.16x300 mm. | 1
set40921 | 1010180100 | WASHER,PLAIN,SQUARE,LARGE 52x52x4.5 mm.HOLE DIA. 18 MM. TIS.258 | 15
set40921 | 1010200002 | BRACE,FLAT,FOR CROSSARM 40x6x1,000 mm. | 2
set40921 | 1010220002 | ROD,GROUND,60x60x5 mm. 2 m.LONG | 2
set40921 | 1010230000 | CLAMP,SINGLE U-BOLT,M.8 (WIRE ROPE CLIP) | 8
set40921 | 1020050100 | CABLE,AERIAL,AL 33 kV. 1x50 sq.mm. | 20
set40921 | 1020200000 | TAPE,ARMOR,AL 1x10 mm. | 0.5
set40921 | 1020200002 | TIE WIRE,AL 4 mm. | 0.5
set40921 | 1020300102 | CONNECTOR,PARALLEL GROOVE,DOUBLE BOLT,AL,AL-ALLOY AND ACSR 25-95 SQ.MM. | 3
set40921 | 1020330006 | HOTLINE BAIL-CLAMP,MAIN 70-185 SQ.MM. | 3
set40921 | 1020330104 | HOTLINE CLAMP,MAIN35-185,TAP50-185SQ.MM. | 3
set40921 | 1040000100 | S.A. 30 KV. 5 KA. | 3
set40921 | 1040010100 | CUT-OUT,FUSE,OPEN TYPE,SINGLE ISULATOR,DROPOUT 33 KV. 100 A. | 3
set40921 | 1040030104 | FUSE LINK 33 kV. 8 A.EEI-NEMA TYPE K | 3
set40921 | 1050050100 | CAPACITOR,POWER,SINGLE BUSHING,OUTDOOR 33 GRDY/19 KV. 100 KVAR. | 3
set40921 | 1050110001 | HANGER,CAPACITOR,11-33 kV. 1x6 SETS | 1
set40921 | 1080040001 | CONDUIT,PVC,RIGID,DIA. 20x2500 mm.TIS.216 | 2
set40921 | 9090010035 | คอมปาวด์ช่วยการสัมผัสทางไฟฟ้า | 0.35
set40921 | 9090011007 | WELDING POWDER, ST. WIRE 50 SQ.MM. TO GD | 3
set40922 | 1000110002 | CROSSARM,PRESTRESSED CONCRETE,SPUN,H.T. 120X120X3,000 MM. | 1
set40922 | 1010100000 | WIRE,STEEL SOLID DIA. 4.0 mm.TIS.71 | 0.5
set40922 | 1010100002 | WIRE,STEEL STRANDED 25 sq.mm.TIS.404 | 2
set40922 | 1010100004 | WIRE,STEEL STRANDED 50/7 sq.mm.TIS.404 | 30
set40922 | 1010110200 | BOLT,MACHINE M.16x130 mm. | 2
set40922 | 1010110201 | BOLT,MACHINE M.16x170 mm. | 2
set40922 | 1010110203 | BOLT,MACHINE M.16x250 mm. | 3
set40922 | 1010110205 | BOLT,MACHINE M.16x350 mm. | 1
set40922 | 1010180100 | WASHER,PLAIN,SQUARE,LARGE 52x52x4.5 mm.HOLE DIA. 18 MM. TIS.258 | 15
set40922 | 1010200002 | BRACE,FLAT,FOR CROSSARM 40x6x1,000 mm. | 2
set40922 | 1010220002 | ROD,GROUND,60x60x5 mm. 2 m.LONG | 2
set40922 | 1010230000 | CLAMP,SINGLE U-BOLT,M.8 (WIRE ROPE CLIP) | 8
set40922 | 1020050100 | CABLE,AERIAL,AL 33 kV. 1x50 sq.mm. | 20
set40922 | 1020200000 | TAPE,ARMOR,AL 1x10 mm. | 0.5
set40922 | 1020200002 | TIE WIRE,AL 4 mm. | 0.5
set40922 | 1020300102 | CONNECTOR,PARALLEL GROOVE,DOUBLE BOLT,AL,AL-ALLOY AND ACSR 25-95 SQ.MM. | 3
set40922 | 1020330006 | HOTLINE BAIL-CLAMP,MAIN 70-185 SQ.MM. | 3
set40922 | 1020330104 | HOTLINE CLAMP,MAIN35-185,TAP50-185SQ.MM. | 3
set40922 | 1040000100 | S.A. 30 KV. 5 KA. | 3
set40922 | 1040010100 | CUT-OUT,FUSE,OPEN TYPE,SINGLE ISULATOR,DROPOUT 33 KV. 100 A. | 3
set40922 | 1040030104 | FUSE LINK 33 kV. 8 A.EEI-NEMA TYPE K | 3
set40922 | 1050050100 | CAPACITOR,POWER,SINGLE BUSHING,OUTDOOR 33 GRDY/19 KV. 100 KVAR. | 3
set40922 | 1050110001 | HANGER,CAPACITOR,11-33 kV. 1x6 SETS | 1
set40922 | 1080040001 | CONDUIT,PVC,RIGID,DIA. 20x2500 mm.TIS.216 | 2
set40922 | 9090010035 | คอมปาวด์ช่วยการสัมผัสทางไฟฟ้า | 0.35
set40922 | 9090011007 | WELDING POWDER, ST. WIRE 50 SQ.MM. TO GD | 3
set40923 | 1000110002 | CROSSARM,PRESTRESSED CONCRETE,SPUN,H.T. 120X120X3,000 MM. | 1
set40923 | 1010100000 | WIRE,STEEL SOLID DIA. 4.0 mm.TIS.71 | 0.5
set40923 | 1010100002 | WIRE,STEEL STRANDED 25 sq.mm.TIS.404 | 4
set40923 | 1010100004 | WIRE,STEEL STRANDED 50/7 sq.mm.TIS.404 | 30
set40923 | 1010110200 | BOLT,MACHINE M.16x130 mm. | 5
set40923 | 1010110201 | BOLT,MACHINE M.16x170 mm. | 5
set40923 | 1010110203 | BOLT,MACHINE M.16x250 mm. | 3
set40923 | 1010110205 | BOLT,MACHINE M.16x350 mm. | 1
set40923 | 1010180100 | WASHER,PLAIN,SQUARE,LARGE 52x52x4.5 mm.HOLE DIA. 18 MM. TIS.258 | 15
set40923 | 1010180201 | WASHER,SQUARE,CURVED 60x60x5 mm.HOLE DIA. 22 mm. | 5
set40923 | 1010200002 | BRACE,FLAT,FOR CROSSARM 40x6x1,000 mm. | 4
set40923 | 1010220002 | ROD,GROUND,60x60x5 mm. 2 m.LONG | 2
set40923 | 1010230000 | CLAMP,SINGLE U-BOLT,M.8 (WIRE ROPE CLIP) | 8
set40923 | 1020050100 | CABLE,AERIAL,AL 33 kV. 1x50 sq.mm. | 32
set40923 | 1020180003 | ELECTRICAL SPLICING TAPE,FOR H.T.AERIAL CABLE,SIZE 3/4"X30' | 1
set40923 | 1020200000 | TAPE,ARMOR,AL 1x10 mm. | 0.5
set40923 | 1020200002 | TIE WIRE,AL 4 mm. | 0.5
set40923 | 1020300102 | CONNECTOR,PARALLEL GROOVE,DOUBLE BOLT,AL,AL-ALLOY AND ACSR 25-95 SQ.MM. | 3
set40923 | 1020330006 | HOTLINE BAIL-CLAMP,MAIN 70-185 SQ.MM. | 3
set40923 | 1020330104 | HOTLINE CLAMP,MAIN35-185,TAP50-185SQ.MM. | 3
set40923 | 1020440102 | CLAMP,GUY,TRIPLE BOLT | 2
set40923 | 1030000002 | INSULATOR,PIN TYPE,TYPE C (CLASS 56-3)TIS.279 | 3
set40923 | 1030100001 | PIN,INSULATOR,33 KV.SHANK 165 MM.LEAD HEAD 35 MM.(1 3/8") | 3
set40923 | 1040000100 | S.A. 30 KV. 5 KA. | 3
set40923 | 1040010100 | CUT-OUT,FUSE,OPEN TYPE,SINGLE ISULATOR,DROPOUT 33 KV. 100 A. | 3
set40923 | 1040030104 | FUSE LINK 33 kV. 8 A.EEI-NEMA TYPE K | 3
set40923 | 1050050100 | CAPACITOR,POWER,SINGLE BUSHING,OUTDOOR 33 GRDY/19 KV. 100 KVAR. | 3
set40923 | 1050110001 | HANGER,CAPACITOR,11-33 kV. 1x6 SETS | 1
set40923 | 1080040001 | CONDUIT,PVC,RIGID,DIA. 20x2500 mm.TIS.216 | 2
set40923 | 9090010035 | คอมปาวด์ช่วยการสัมผัสทางไฟฟ้า | 0.35
set40923 | 9090011007 | WELDING POWDER, ST. WIRE 50 SQ.MM. TO GD | 3
set40924 | 1000110002 | CROSSARM,PRESTRESSED CONCRETE,SPUN,H.T. 120X120X3,000 MM. | 1
set40924 | 1010100000 | WIRE,STEEL SOLID DIA. 4.0 mm.TIS.71 | 0.5
set40924 | 1010100002 | WIRE,STEEL STRANDED 25 sq.mm.TIS.404 | 2
set40924 | 1010100004 | WIRE,STEEL STRANDED 50/7 sq.mm.TIS.404 | 30
set40924 | 1010110200 | BOLT,MACHINE M.16x130 mm. | 2
set40924 | 1010110201 | BOLT,MACHINE M.16x170 mm. | 2
set40924 | 1010110202 | BOLT,MACHINE M.16x200 mm. | 1
set40924 | 1010110203 | BOLT,MACHINE M.16x250 mm. | 2
set40924 | 1010110204 | BOLT,MACHINE M.16x300 mm. | 1
set40924 | 1010180100 | WASHER,PLAIN,SQUARE,LARGE 52x52x4.5 mm.HOLE DIA. 18 MM. TIS.258 | 15
set40924 | 1010200002 | BRACE,FLAT,FOR CROSSARM 40x6x1,000 mm. | 2
set40924 | 1010220002 | ROD,GROUND,60x60x5 mm. 2 m.LONG | 2
set40924 | 1010230000 | CLAMP,SINGLE U-BOLT,M.8 (WIRE ROPE CLIP) | 8
set40924 | 1020050100 | CABLE,AERIAL,AL 33 kV. 1x50 sq.mm. | 20
set40924 | 1020200000 | TAPE,ARMOR,AL 1x10 mm. | 0.5
set40924 | 1020200002 | TIE WIRE,AL 4 mm. | 0.5
set40924 | 1020300102 | CONNECTOR,PARALLEL GROOVE,DOUBLE BOLT,AL,AL-ALLOY AND ACSR 25-95 SQ.MM. | 3
set40924 | 1020330006 | HOTLINE BAIL-CLAMP,MAIN 70-185 SQ.MM. | 3
set40924 | 1020330104 | HOTLINE CLAMP,MAIN35-185,TAP50-185SQ.MM. | 3
set40924 | 1040000100 | S.A. 30 KV. 5 KA. | 3
set40924 | 1040010100 | CUT-OUT,FUSE,OPEN TYPE,SINGLE ISULATOR,DROPOUT 33 KV. 100 A. | 3
set40924 | 1040030106 | FUSE LINK 33 kV. 15 A.EEI-NEMA TYPE K | 3
set40924 | 1050050100 | CAPACITOR,POWER,SINGLE BUSHING,OUTDOOR 33 GRDY/19 KV. 100 KVAR. | 6
set40924 | 1050110001 | HANGER,CAPACITOR,11-33 kV. 1x6 SETS | 1
set40924 | 1080040001 | CONDUIT,PVC,RIGID,DIA. 20x2500 mm.TIS.216 | 2
set40924 | 9090010035 | คอมปาวด์ช่วยการสัมผัสทางไฟฟ้า | 0.35
set40924 | 9090011007 | WELDING POWDER, ST. WIRE 50 SQ.MM. TO GD | 3
set40925 | 1000110002 | CROSSARM,PRESTRESSED CONCRETE,SPUN,H.T. 120X120X3,000 MM. | 1
set40925 | 1010100000 | WIRE,STEEL SOLID DIA. 4.0 mm.TIS.71 | 0.5
set40925 | 1010100002 | WIRE,STEEL STRANDED 25 sq.mm.TIS.404 | 2
set40925 | 1010100004 | WIRE,STEEL STRANDED 50/7 sq.mm.TIS.404 | 30
set40925 | 1010110200 | BOLT,MACHINE M.16x130 mm. | 2
set40925 | 1010110201 | BOLT,MACHINE M.16x170 mm. | 2
set40925 | 1010110203 | BOLT,MACHINE M.16x250 mm. | 3
set40925 | 1010110205 | BOLT,MACHINE M.16x350 mm. | 1
set40925 | 1010180100 | WASHER,PLAIN,SQUARE,LARGE 52x52x4.5 mm.HOLE DIA. 18 MM. TIS.258 | 15
set40925 | 1010200002 | BRACE,FLAT,FOR CROSSARM 40x6x1,000 mm. | 2
set40925 | 1010220002 | ROD,GROUND,60x60x5 mm. 2 m.LONG | 2
set40925 | 1010230000 | CLAMP,SINGLE U-BOLT,M.8 (WIRE ROPE CLIP) | 8
set40925 | 1020050100 | CABLE,AERIAL,AL 33 kV. 1x50 sq.mm. | 20
set40925 | 1020200000 | TAPE,ARMOR,AL 1x10 mm. | 0.5
set40925 | 1020200002 | TIE WIRE,AL 4 mm. | 0.5
set40925 | 1020300102 | CONNECTOR,PARALLEL GROOVE,DOUBLE BOLT,AL,AL-ALLOY AND ACSR 25-95 SQ.MM. | 3
set40925 | 1020330006 | HOTLINE BAIL-CLAMP,MAIN 70-185 SQ.MM. | 3
set40925 | 1020330104 | HOTLINE CLAMP,MAIN35-185,TAP50-185SQ.MM. | 3
set40925 | 1040000100 | S.A. 30 KV. 5 KA. | 3
set40925 | 1040010100 | CUT-OUT,FUSE,OPEN TYPE,SINGLE ISULATOR,DROPOUT 33 KV. 100 A. | 3
set40925 | 1040030106 | FUSE LINK 33 kV. 15 A.EEI-NEMA TYPE K | 3
set40925 | 1050050100 | CAPACITOR,POWER,SINGLE BUSHING,OUTDOOR 33 GRDY/19 KV. 100 KVAR. | 6
set40925 | 1050110001 | HANGER,CAPACITOR,11-33 kV. 1x6 SETS | 1
set40925 | 1080040001 | CONDUIT,PVC,RIGID,DIA. 20x2500 mm.TIS.216 | 2
set40925 | 9090010035 | คอมปาวด์ช่วยการสัมผัสทางไฟฟ้า | 0.35
set40925 | 9090011007 | WELDING POWDER, ST. WIRE 50 SQ.MM. TO GD | 3
set40926 | 1000110002 | CROSSARM,PRESTRESSED CONCRETE,SPUN,H.T. 120X120X3,000 MM. | 1
set40926 | 1010100000 | WIRE,STEEL SOLID DIA. 4.0 mm.TIS.71 | 0.5
set40926 | 1010100002 | WIRE,STEEL STRANDED 25 sq.mm.TIS.404 | 4
set40926 | 1010100004 | WIRE,STEEL STRANDED 50/7 sq.mm.TIS.404 | 30
set40926 | 1010110200 | BOLT,MACHINE M.16x130 mm. | 5
set40926 | 1010110201 | BOLT,MACHINE M.16x170 mm. | 5
set40926 | 1010110203 | BOLT,MACHINE M.16x250 mm. | 3
set40926 | 1010110205 | BOLT,MACHINE M.16x350 mm. | 1
set40926 | 1010180100 | WASHER,PLAIN,SQUARE,LARGE 52x52x4.5 mm.HOLE DIA. 18 MM. TIS.258 | 15
set40926 | 1010180201 | WASHER,SQUARE,CURVED 60x60x5 mm.HOLE DIA. 22 mm. | 5
set40926 | 1010200002 | BRACE,FLAT,FOR CROSSARM 40x6x1,000 mm. | 4
set40926 | 1010220002 | ROD,GROUND,60x60x5 mm. 2 m.LONG | 2
set40926 | 1010230000 | CLAMP,SINGLE U-BOLT,M.8 (WIRE ROPE CLIP) | 8
set40926 | 1020050100 | CABLE,AERIAL,AL 33 kV. 1x50 sq.mm. | 32
set40926 | 1020180003 | ELECTRICAL SPLICING TAPE,FOR H.T.AERIAL CABLE,SIZE 3/4"X30' | 1
set40926 | 1020200000 | TAPE,ARMOR,AL 1x10 mm. | 0.5
set40926 | 1020200002 | TIE WIRE,AL 4 mm. | 0.5
set40926 | 1020300102 | CONNECTOR,PARALLEL GROOVE,DOUBLE BOLT,AL,AL-ALLOY AND ACSR 25-95 SQ.MM. | 3
set40926 | 1020330006 | HOTLINE BAIL-CLAMP,MAIN 70-185 SQ.MM. | 3
set40926 | 1020330104 | HOTLINE CLAMP,MAIN35-185,TAP50-185SQ.MM. | 3
set40926 | 1020440102 | CLAMP,GUY,TRIPLE BOLT | 2
set40926 | 1030000002 | INSULATOR,PIN TYPE,TYPE C (CLASS 56-3)TIS.279 | 3
set40926 | 1030100001 | PIN,INSULATOR,33 KV.SHANK 165 MM.LEAD HEAD 35 MM.(1 3/8") | 3
set40926 | 1040000100 | S.A. 30 KV. 5 KA. | 3
set40926 | 1040010100 | CUT-OUT,FUSE,OPEN TYPE,SINGLE ISULATOR,DROPOUT 33 KV. 100 A. | 3
set40926 | 1040030106 | FUSE LINK 33 kV. 15 A.EEI-NEMA TYPE K | 3
set40926 | 1050050100 | CAPACITOR,POWER,SINGLE BUSHING,OUTDOOR 33 GRDY/19 KV. 100 KVAR. | 6
set40926 | 1050110001 | HANGER,CAPACITOR,11-33 kV. 1x6 SETS | 1
set40926 | 1080040001 | CONDUIT,PVC,RIGID,DIA. 20x2500 mm.TIS.216 | 2
set40926 | 9090010035 | คอมปาวด์ช่วยการสัมผัสทางไฟฟ้า | 0.35
set40926 | 9090011007 | WELDING POWDER, ST. WIRE 50 SQ.MM. TO GD | 3
set40927 | 1000110002 | CROSSARM,PRESTRESSED CONCRETE,SPUN,H.T. 120X120X3,000 MM. | 5
set40927 | 1010100000 | WIRE,STEEL SOLID DIA. 4.0 mm.TIS.71 | 2
set40927 | 1010100004 | WIRE,STEEL STRANDED 50/7 sq.mm.TIS.404 | 40
set40927 | 1010110201 | BOLT,MACHINE M.16x170 mm. | 4
set40927 | 1010110202 | BOLT,MACHINE M.16x200 mm. | 3
set40927 | 1010110203 | BOLT,MACHINE M.16x250 mm. | 10
set40927 | 1010110204 | BOLT,MACHINE M.16x300 mm. | 10
set40927 | 1010110205 | BOLT,MACHINE M.16x350 mm. | 2
set40927 | 1010110206 | BOLT,MACHINE M.16x400 mm. | 2
set40927 | 1010110207 | BOLT,MACHINE M.16x450 mm. | 2
set40927 | 1010110208 | BOLT,MACHINE M.16x500 mm. | 2
set40927 | 1010110209 | BOLT MACHINE M.16X600 MM. | 2
set40927 | 1010130002 | BOLT,DOUBLE ARMING,ROUND EYE M.16x500 mm. | 6
set40927 | 1010180100 | WASHER,PLAIN,SQUARE,LARGE 52x52x4.5 mm.HOLE DIA. 18 MM. TIS.258 | 67
set40927 | 1010180201 | WASHER,SQUARE,CURVED 60x60x5 mm.HOLE DIA. 22 mm. | 3
set40927 | 1010200002 | BRACE,FLAT,FOR CROSSARM 40x6x1,000 mm. | 6
set40927 | 1010220002 | ROD,GROUND,60x60x5 mm. 2 m.LONG | 3
set40927 | 1010230000 | CLAMP,SINGLE U-BOLT,M.8 (WIRE ROPE CLIP) | 17
set40927 | 1020050100 | CABLE,AERIAL,AL 33 kV. 1x50 sq.mm. | 50
set40927 | 1020180003 | ELECTRICAL SPLICING TAPE,FOR H.T.AERIAL CABLE,SIZE 3/4"X30' | 3
set40927 | 1020200000 | TAPE,ARMOR,AL 1x10 mm. | 0.5
set40927 | 1020200002 | TIE WIRE,AL 4 mm. | 2
set40927 | 1020300102 | CONNECTOR,PARALLEL GROOVE,DOUBLE BOLT,AL,AL-ALLOY AND ACSR 25-95 SQ.MM. | 15
set40927 | 1020410002 | CONNECTOR,SPLICE,COMPRESSION TYPE,TENSIONLESS AL 50 SQ.MM. | 9
set40927 | 1020420102 | CABLE LUG,NEMA HOLE,COMPRESSION TYPE,AL 50 SQ.MM. | 11
set40927 | 1030010003 | INSULATOR,LINE-POST TYPE, 33 KV.CLASS 57-3L TIS.1077 | 3
set40927 | 1030020002 | INSULATOR,SUSPENSION TYPE D (CLASS 52-4)TIS.354 | 18
set40927 | 1030110000 | CLAMP,STRAIN,STRAIGHT TYPE,AL 35-70 sq.mm.ACSR 35-50 SQ.MM. | 6
set40927 | 1040000100 | S.A. 30 KV. 5 KA. | 3
set40927 | 1040000101 | LIGHTNING ARRESTER,30 KV.10 KA. | 3
set40927 | 1040010100 | CUT-OUT,FUSE,OPEN TYPE,SINGLE ISULATOR,DROPOUT 33 KV. 100 A. | 3
set40927 | 1040030110 | FUSE LINK 33 kV. 40 A.EEI-NEMA TYPE K | 3
set40927 | 1040070105 | SWITCH,OIL,LOAD BREAK,3 PHASE,33 KV.60 A.(CAPACITIVE) WITH BUSMOUNTED FUSE UNIT | 1
set40927 | 1040070302 | CONTROL UNIT,AUTOMATIC,TIME CONTROL,FOR CAPACITOR BANK SWITCHING EQUIPMENT | 1
set40927 | 1050050100 | CAPACITOR,POWER,SINGLE BUSHING,OUTDOOR 33 GRDY/19 KV. 100 KVAR. | 15
set40927 | 1050110002 | HANGER, CAPACITOR, 11-33 KV. 1X15 SETS | 1
set40927 | 1080040001 | CONDUIT,PVC,RIGID,DIA. 20x2500 mm.TIS.216 | 6
set40927 | 9090010035 | คอมปาวด์ช่วยการสัมผัสทางไฟฟ้า | 0.5
set40928 | 1000010004 | POLE,CONCRETE, 12 M.LONG | 1
set40928 | 1000110001 | CROSSARM,PRESTRESSED CONCRETE,SPUN,H.T. 100X100X2,500 MM. | 2
set40928 | 1000110002 | CROSSARM,PRESTRESSED CONCRETE,SPUN,H.T. 120X120X3,000 MM. | 5
set40928 | 1010010003 | STEEL ANGLE,OVERHEAD GROUND WIRE BAYONET 65x65x6 MM. 2,250 MM. LONG | 1
set40928 | 1010100000 | WIRE,STEEL SOLID DIA. 4.0 mm.TIS.71 | 8
set40928 | 1010100004 | WIRE,STEEL STRANDED 50/7 sq.mm.TIS.404 | 60
set40928 | 1010110200 | BOLT,MACHINE M.16x130 mm. | 4
set40928 | 1010110201 | BOLT,MACHINE M.16x170 mm. | 6
set40928 | 1010110202 | BOLT,MACHINE M.16x200 mm. | 4
set40928 | 1010110203 | BOLT,MACHINE M.16x250 mm. | 2
set40928 | 1010110204 | BOLT,MACHINE M.16x300 mm. | 10
set40928 | 1010110205 | BOLT,MACHINE M.16x350 mm. | 1
set40928 | 1010110206 | BOLT,MACHINE M.16x400 mm. | 3
set40928 | 1010130000 | BOLT,DOUBLE ARMING,ROUND EYE M.16x400 mm. | 6
set40928 | 1010180100 | WASHER,PLAIN,SQUARE,LARGE 52x52x4.5 mm.HOLE DIA. 18 MM. TIS.258 | 56
set40928 | 1010180201 | WASHER,SQUARE,CURVED 60x60x5 mm.HOLE DIA. 22 mm. | 3
set40928 | 1010180301 | WASHER,LOCK,SPRING,SIZE 16 mm.,GENERAL PURPOSE,TIS.259 | 2
set40928 | 1010200001 | BRACE,FLAT,FOR CROSSARM 30x6x760 mm. | 4
set40928 | 1010200002 | BRACE,FLAT,FOR CROSSARM 40x6x1,000 mm. | 6
set40928 | 1010220002 | ROD,GROUND,60x60x5 mm. 2 m.LONG | 3
set40928 | 1010230000 | CLAMP,SINGLE U-BOLT,M.8 (WIRE ROPE CLIP) | 25
set40928 | 1010230205 | GROUND WIRE CLAMP,J.1152 | 1
set40928 | 1020010007 | CONDUCTOR,AL,BARE 185 sq.mm.TIS.85 | 1.2
set40928 | 1020050100 | CABLE,AERIAL,AL 33 kV. 1x50 sq.mm. | 54
set40928 | 1020180002 | TAPE,ELECTRICAL,PVC PLASTIC,OUTDOOR TYPE,ROLL SIZE 0.18X19X20,000 MM.TIS.386 | 3
set40928 | 1020180003 | ELECTRICAL SPLICING TAPE,FOR H.T.AERIAL CABLE,SIZE 3/4"X30' | 4
set40928 | 1020200000 | TAPE,ARMOR,AL 1x10 mm. | 1
set40928 | 1020300102 | CONNECTOR,PARALLEL GROOVE,DOUBLE BOLT,AL,AL-ALLOY AND ACSR 25-95 SQ.MM. | 8
set40928 | 1020300103 | CONNECTOR,PARALLEL GROOVE,TRIPLE BOLT,AL,AL-ALLOY AND ACSR 70-185 SQ.MM. | 4
set40928 | 1020330001 | CLAMP,STIRRUP OR BAIL,HOT LINE,MAIN LINE,AL 70-185 SQ.MM. STIRRUP OR BAIL AL-ALLOY/CU. DIA 9.25 MM. | 5
set40928 | 1030000002 | INSULATOR,PIN TYPE,TYPE C (CLASS 56-3)TIS.279 | 2
set40928 | 1030020002 | INSULATOR,SUSPENSION TYPE D (CLASS 52-4)TIS.354 | 18
set40928 | 1030100001 | PIN,INSULATOR,33 KV.SHANK 165 MM.LEAD HEAD 35 MM.(1 3/8") | 2
set40928 | 1030110000 | CLAMP,STRAIN,STRAIGHT TYPE,AL 35-70 sq.mm.ACSR 35-50 SQ.MM. | 6
set40928 | 1040000101 | LIGHTNING ARRESTER,30 KV.10 KA. | 5
set40928 | 1040010100 | CUT-OUT,FUSE,OPEN TYPE,SINGLE ISULATOR,DROPOUT 33 KV. 100 A. | 5
set40928 | 1040030105 | FUSE LINK 33 kV. 10 A.EEI-NEMA TYPE K | 5
set40928 | 1040070111 | AUTOMATIC SWITCHING EQUIPMENT,VAR CONTROL,WITH VACUUM LOAD BREAK SWITCH 3 PHASE 33 KV. 135 A. | 1
set40928 | 1040070306 | CONTROL UNIT,AUTOMATIC,VAR CONTROL,FOR CAPACITOR BANK SWITCHING | 1
set40928 | 1040070308 | CURRENT SENSOR, 33 KV. | 1
set40928 | 1040070310 | POWER SUPPLY TR. 33 KV.,CONTROL CAP BANK | 1
set40928 | 1050050100 | CAPACITOR,POWER,SINGLE BUSHING,OUTDOOR 33 GRDY/19 KV. 100 KVAR. | 15
set40928 | 1050110002 | HANGER, CAPACITOR, 11-33 KV. 1X15 SETS | 1
set40928 | 1060100000 | CABLE PLATE, SIZE 2X20X20 CM. | 4
set40928 | 1080040001 | CONDUIT,PVC,RIGID,DIA. 20x2500 mm.TIS.216 | 1
set40928 | 1080040002 | CONDUIT,PVC,RIGID,DIA. 20x4000 mm.TIS.216 | 3
set40929 | 1000010004 | POLE,CONCRETE, 12 M.LONG | 1
set40929 | 1000110002 | CROSSARM,PRESTRESSED CONCRETE,SPUN,H.T. 120X120X3,000 MM. | 5
set40929 | 1010010003 | STEEL ANGLE,OVERHEAD GROUND WIRE BAYONET 65x65x6 MM. 2,250 MM. LONG | 2
set40929 | 1010100000 | WIRE,STEEL SOLID DIA. 4.0 mm.TIS.71 | 3.5
set40929 | 1010100004 | WIRE,STEEL STRANDED 50/7 sq.mm.TIS.404 | 60
set40929 | 1010110201 | BOLT,MACHINE M.16x170 mm. | 6
set40929 | 1010110202 | BOLT,MACHINE M.16x200 mm. | 4
set40929 | 1010110203 | BOLT,MACHINE M.16x250 mm. | 5
set40929 | 1010110204 | BOLT,MACHINE M.16x300 mm. | 10
set40929 | 1010110205 | BOLT,MACHINE M.16x350 mm. | 1
set40929 | 1010110206 | BOLT,MACHINE M.16x400 mm. | 2
set40929 | 1010130000 | BOLT,DOUBLE ARMING,ROUND EYE M.16x400 mm. | 6
set40929 | 1010180100 | WASHER,PLAIN,SQUARE,LARGE 52x52x4.5 mm.HOLE DIA. 18 MM. TIS.258 | 62
set40929 | 1010180201 | WASHER,SQUARE,CURVED 60x60x5 mm.HOLE DIA. 22 mm. | 3
set40929 | 1010180301 | WASHER,LOCK,SPRING,SIZE 16 mm.,GENERAL PURPOSE,TIS.259 | 2
set40929 | 1010200002 | BRACE,FLAT,FOR CROSSARM 40x6x1,000 mm. | 6
set40929 | 1010220002 | ROD,GROUND,60x60x5 mm. 2 m.LONG | 3
set40929 | 1010230000 | CLAMP,SINGLE U-BOLT,M.8 (WIRE ROPE CLIP) | 27
set40929 | 1010230205 | GROUND WIRE CLAMP,J.1152 | 2
set40929 | 1020010007 | CONDUCTOR,AL,BARE 185 sq.mm.TIS.85 | 1.2
set40929 | 1020050100 | CABLE,AERIAL,AL 33 kV. 1x50 sq.mm. | 54
set40929 | 1020180002 | TAPE,ELECTRICAL,PVC PLASTIC,OUTDOOR TYPE,ROLL SIZE 0.18X19X20,000 MM.TIS.386 | 3
set40929 | 1020180003 | ELECTRICAL SPLICING TAPE,FOR H.T.AERIAL CABLE,SIZE 3/4"X30' | 4
set40929 | 1020200000 | TAPE,ARMOR,AL 1x10 mm. | 1
set40929 | 1020300102 | CONNECTOR,PARALLEL GROOVE,DOUBLE BOLT,AL,AL-ALLOY AND ACSR 25-95 SQ.MM. | 7
set40929 | 1020300103 | CONNECTOR,PARALLEL GROOVE,TRIPLE BOLT,AL,AL-ALLOY AND ACSR 70-185 SQ.MM. | 4
set40929 | 1020330001 | CLAMP,STIRRUP OR BAIL,HOT LINE,MAIN LINE,AL 70-185 SQ.MM. STIRRUP OR BAIL AL-ALLOY/CU. DIA 9.25 MM. | 4
set40929 | 1030000002 | INSULATOR,PIN TYPE,TYPE C (CLASS 56-3)TIS.279 | 2
set40929 | 1030020002 | INSULATOR,SUSPENSION TYPE D (CLASS 52-4)TIS.354 | 18
set40929 | 1030030000 | INSULATOR,SPOOL,TYPE B (CLASS 53-2)TIS.227 | 1
set40929 | 1030100001 | PIN,INSULATOR,33 KV.SHANK 165 MM.LEAD HEAD 35 MM.(1 3/8") | 2
set40929 | 1030110000 | CLAMP,STRAIN,STRAIGHT TYPE,AL 35-70 sq.mm.ACSR 35-50 SQ.MM. | 6
set40929 | 1040000101 | LIGHTNING ARRESTER,30 KV.10 KA. | 4
set40929 | 1040010100 | CUT-OUT,FUSE,OPEN TYPE,SINGLE ISULATOR,DROPOUT 33 KV. 100 A. | 4
set40929 | 1040030105 | FUSE LINK 33 kV. 10 A.EEI-NEMA TYPE K | 5
set40929 | 1040070111 | AUTOMATIC SWITCHING EQUIPMENT,VAR CONTROL,WITH VACUUM LOAD BREAK SWITCH 3 PHASE 33 KV. 135 A. | 1
set40929 | 1040070306 | CONTROL UNIT,AUTOMATIC,VAR CONTROL,FOR CAPACITOR BANK SWITCHING | 1
set40929 | 1040070308 | CURRENT SENSOR, 33 KV. | 1
set40929 | 1040070310 | POWER SUPPLY TR. 33 KV.,CONTROL CAP BANK | 1
set40929 | 1050050100 | CAPACITOR,POWER,SINGLE BUSHING,OUTDOOR 33 GRDY/19 KV. 100 KVAR. | 15
set40929 | 1050100003 | BRACKET,STEEL,FOR TRANSFORMER SECONDARY LEAD | 1
set40929 | 1050110002 | HANGER, CAPACITOR, 11-33 KV. 1X15 SETS | 1
set40929 | 1060100000 | CABLE PLATE, SIZE 2X20X20 CM. | 4
set40929 | 1080040001 | CONDUIT,PVC,RIGID,DIA. 20x2500 mm.TIS.216 | 1
set40929 | 1080040002 | CONDUIT,PVC,RIGID,DIA. 20x4000 mm.TIS.216 | 3
set40944 | 1000110002 | CROSSARM,PRESTRESSED CONCRETE,SPUN,H.T. 120X120X3,000 MM. | 5
set40944 | 1010100000 | WIRE,STEEL SOLID DIA. 4.0 mm.TIS.71 | 2
set40944 | 1010100004 | WIRE,STEEL STRANDED 50/7 sq.mm.TIS.404 | 40
set40944 | 1010110201 | BOLT,MACHINE M.16x170 mm. | 4
set40944 | 1010110202 | BOLT,MACHINE M.16x200 mm. | 3
set40944 | 1010110203 | BOLT,MACHINE M.16x250 mm. | 10
set40944 | 1010110204 | BOLT,MACHINE M.16x300 mm. | 10
set40944 | 1010110205 | BOLT,MACHINE M.16x350 mm. | 2
set40944 | 1010110206 | BOLT,MACHINE M.16x400 mm. | 2
set40944 | 1010110207 | BOLT,MACHINE M.16x450 mm. | 2
set40944 | 1010110208 | BOLT,MACHINE M.16x500 mm. | 2
set40944 | 1010110209 | BOLT MACHINE M.16X600 MM. | 2
set40944 | 1010130002 | BOLT,DOUBLE ARMING,ROUND EYE M.16x500 mm. | 6
set40944 | 1010180100 | WASHER,PLAIN,SQUARE,LARGE 52x52x4.5 mm.HOLE DIA. 18 MM. TIS.258 | 67
set40944 | 1010180201 | WASHER,SQUARE,CURVED 60x60x5 mm.HOLE DIA. 22 mm. | 3
set40944 | 1010200002 | BRACE,FLAT,FOR CROSSARM 40x6x1,000 mm. | 6
set40944 | 1010220002 | ROD,GROUND,60x60x5 mm. 2 m.LONG | 3
set40944 | 1010230000 | CLAMP,SINGLE U-BOLT,M.8 (WIRE ROPE CLIP) | 17
set40944 | 1020050100 | CABLE,AERIAL,AL 33 kV. 1x50 sq.mm. | 50
set40944 | 1020180003 | ELECTRICAL SPLICING TAPE,FOR H.T.AERIAL CABLE,SIZE 3/4"X30' | 3
set40944 | 1020200000 | TAPE,ARMOR,AL 1x10 mm. | 0.5
set40944 | 1020200002 | TIE WIRE,AL 4 mm. | 2
set40944 | 1020300102 | CONNECTOR,PARALLEL GROOVE,DOUBLE BOLT,AL,AL-ALLOY AND ACSR 25-95 SQ.MM. | 15
set40944 | 1020410002 | CONNECTOR,SPLICE,COMPRESSION TYPE,TENSIONLESS AL 50 SQ.MM. | 9
set40944 | 1020420102 | CABLE LUG,NEMA HOLE,COMPRESSION TYPE,AL 50 SQ.MM. | 11
set40944 | 1030010003 | INSULATOR,LINE-POST TYPE, 33 KV.CLASS 57-3L TIS.1077 | 3
set40944 | 1030020002 | INSULATOR,SUSPENSION TYPE D (CLASS 52-4)TIS.354 | 18
set40944 | 1030110000 | CLAMP,STRAIN,STRAIGHT TYPE,AL 35-70 sq.mm.ACSR 35-50 SQ.MM. | 6
set40944 | 1040000100 | S.A. 30 KV. 5 KA. | 3
set40944 | 1040000101 | LIGHTNING ARRESTER,30 KV.10 KA. | 3
set40944 | 1040010100 | CUT-OUT,FUSE,OPEN TYPE,SINGLE ISULATOR,DROPOUT 33 KV. 100 A. | 3
set40944 | 1040030110 | FUSE LINK 33 kV. 40 A.EEI-NEMA TYPE K | 3
set40944 | 1040070105 | SWITCH,OIL,LOAD BREAK,3 PHASE,33 KV.60 A.(CAPACITIVE) WITH BUSMOUNTED FUSE UNIT | 1
set40944 | 1040070302 | CONTROL UNIT,AUTOMATIC,TIME CONTROL,FOR CAPACITOR BANK SWITCHING EQUIPMENT | 1
set40944 | 1050050100 | CAPACITOR,POWER,SINGLE BUSHING,OUTDOOR 33 GRDY/19 KV. 100 KVAR. | 15
set40944 | 1050110002 | HANGER, CAPACITOR, 11-33 KV. 1X15 SETS | 1
set40944 | 1080040001 | CONDUIT,PVC,RIGID,DIA. 20x2500 mm.TIS.216 | 6
set40944 | 9090010035 | คอมปาวด์ช่วยการสัมผัสทางไฟฟ้า | 0.5
set40944 | 9090011007 | WELDING POWDER, ST. WIRE 50 SQ.MM. TO GD | 7
set40945 | 1000010004 | POLE,CONCRETE, 12 M.LONG | 1
set40945 | 1000110002 | CROSSARM,PRESTRESSED CONCRETE,SPUN,H.T. 120X120X3,000 MM. | 5
set40945 | 1010100000 | WIRE,STEEL SOLID DIA. 4.0 mm.TIS.71 | 2
set40945 | 1010100004 | WIRE,STEEL STRANDED 50/7 sq.mm.TIS.404 | 60
set40945 | 1010110201 | BOLT,MACHINE M.16x170 mm. | 6
set40945 | 1010110202 | BOLT,MACHINE M.16x200 mm. | 4
set40945 | 1010110203 | BOLT,MACHINE M.16x250 mm. | 4
set40945 | 1010110205 | BOLT,MACHINE M.16x350 mm. | 8
set40945 | 1010110207 | BOLT,MACHINE M.16x450 mm. | 2
set40945 | 1010130001 | BOLT,DOUBLE ARMING,ROUND EYE M.16x450 mm. | 6
set40945 | 1010180100 | WASHER,PLAIN,SQUARE,LARGE 52x52x4.5 mm.HOLE DIA. 18 MM. TIS.258 | 52
set40945 | 1010180201 | WASHER,SQUARE,CURVED 60x60x5 mm.HOLE DIA. 22 mm. | 3
set40945 | 1010200002 | BRACE,FLAT,FOR CROSSARM 40x6x1,000 mm. | 6
set40945 | 1010220002 | ROD,GROUND,60x60x5 mm. 2 m.LONG | 3
set40945 | 1010230000 | CLAMP,SINGLE U-BOLT,M.8 (WIRE ROPE CLIP) | 22
set40945 | 1020010007 | CONDUCTOR,AL,BARE 185 sq.mm.TIS.85 | 2
set40945 | 1020050100 | CABLE,AERIAL,AL 33 kV. 1x50 sq.mm. | 60
set40945 | 1020180001 | TAPE,ELECTRICAL,PVC.PLASTIC,OUTDOOR TYPE,ROLL SIZE 0.18X19X10,000 MM. TIS.386 | 3
set40945 | 1020180003 | ELECTRICAL SPLICING TAPE,FOR H.T.AERIAL CABLE,SIZE 3/4"X30' | 3
set40945 | 1020200000 | TAPE,ARMOR,AL 1x10 mm. | 0.5
set40945 | 1020200002 | TIE WIRE,AL 4 mm. | 2
set40945 | 1020300102 | CONNECTOR,PARALLEL GROOVE,DOUBLE BOLT,AL,AL-ALLOY AND ACSR 25-95 SQ.MM. | 8
set40945 | 1020300103 | CONNECTOR,PARALLEL GROOVE,TRIPLE BOLT,AL,AL-ALLOY AND ACSR 70-185 SQ.MM. | 4
set40945 | 1020330006 | HOTLINE BAIL-CLAMP,MAIN 70-185 SQ.MM. | 5
set40945 | 1020330104 | HOTLINE CLAMP,MAIN35-185,TAP50-185SQ.MM. | 5
set40945 | 1020420102 | CABLE LUG,NEMA HOLE,COMPRESSION TYPE,AL 50 SQ.MM. | 6
set40945 | 1030010102 | INSULATOR.,PIN POST TYPE CLASS 56/57-4 TIS 1251 | 2
set40945 | 1030020002 | INSULATOR,SUSPENSION TYPE D (CLASS 52-4)TIS.354 | 18
set40945 | 1030030000 | INSULATOR,SPOOL,TYPE B (CLASS 53-2)TIS.227 | 1
set40945 | 1030110000 | CLAMP,STRAIN,STRAIGHT TYPE,AL 35-70 sq.mm.ACSR 35-50 SQ.MM. | 6
set40945 | 1040000100 | S.A. 30 KV. 5 KA. | 5
set40945 | 1040010100 | CUT-OUT,FUSE,OPEN TYPE,SINGLE ISULATOR,DROPOUT 33 KV. 100 A. | 5
set40945 | 1040030100 | FUSE LINK 33 kV. 1 A.EEI-NEMA TYPE K OR HIGH SURGE TYPE | 2
set40945 | 1040030110 | FUSE LINK 33 kV. 40 A.EEI-NEMA TYPE K | 3
set40945 | 1040070111 | AUTOMATIC SWITCHING EQUIPMENT,VAR CONTROL,WITH VACUUM LOAD BREAK SWITCH 3 PHASE 33 KV. 135 A. | 1
set40945 | 1040070306 | CONTROL UNIT,AUTOMATIC,VAR CONTROL,FOR CAPACITOR BANK SWITCHING | 1
set40945 | 1040070308 | CURRENT SENSOR, 33 KV. | 1
set40945 | 1040070310 | POWER SUPPLY TR. 33 KV.,CONTROL CAP BANK | 1
set40945 | 1050050100 | CAPACITOR,POWER,SINGLE BUSHING,OUTDOOR 33 GRDY/19 KV. 100 KVAR. | 15
set40945 | 1050100003 | BRACKET,STEEL,FOR TRANSFORMER SECONDARY LEAD | 1
set40945 | 1050110002 | HANGER, CAPACITOR, 11-33 KV. 1X15 SETS | 1
set40945 | 1080040001 | CONDUIT,PVC,RIGID,DIA. 20x2500 mm.TIS.216 | 3
set40945 | 1080040002 | CONDUIT,PVC,RIGID,DIA. 20x4000 mm.TIS.216 | 1
set40945 | 9090010035 | คอมปาวด์ช่วยการสัมผัสทางไฟฟ้า | 0.03
set40945 | 9090011007 | WELDING POWDER, ST. WIRE 50 SQ.MM. TO GD | 7
set40946 | 1030010102 | INSULATOR.,PIN POST TYPE CLASS 56/57-4 TIS 1251 | 1
set40946 | 1040070105 | SWITCH,OIL,LOAD BREAK,3 PHASE,33 KV.60 A.(CAPACITIVE) WITH BUSMOUNTED FUSE UNIT | 1
set40946 | 1040070302 | CONTROL UNIT,AUTOMATIC,TIME CONTROL,FOR CAPACITOR BANK SWITCHING EQUIPMENT | 1
set40947 | 1010180201 | WASHER,SQUARE,CURVED 60x60x5 mm.HOLE DIA. 22 mm. | 1
set40947 | 1020010007 | CONDUCTOR,AL,BARE 185 sq.mm.TIS.85 | 2
set40947 | 1020050100 | CABLE,AERIAL,AL 33 kV. 1x50 sq.mm. | 60
set40947 | 1020180001 | TAPE,ELECTRICAL,PVC.PLASTIC,OUTDOOR TYPE,ROLL SIZE 0.18X19X10,000 MM. TIS.386 | 3
set40947 | 1020180003 | ELECTRICAL SPLICING TAPE,FOR H.T.AERIAL CABLE,SIZE 3/4"X30' | 3
set40947 | 1020300102 | CONNECTOR,PARALLEL GROOVE,DOUBLE BOLT,AL,AL-ALLOY AND ACSR 25-95 SQ.MM. | 8
set40947 | 1020300103 | CONNECTOR,PARALLEL GROOVE,TRIPLE BOLT,AL,AL-ALLOY AND ACSR 70-185 SQ.MM. | 4
set40947 | 1020330006 | HOTLINE BAIL-CLAMP,MAIN 70-185 SQ.MM. | 5
set40947 | 1020330104 | HOTLINE CLAMP,MAIN35-185,TAP50-185SQ.MM. | 5
set40947 | 1020420102 | CABLE LUG,NEMA HOLE,COMPRESSION TYPE,AL 50 SQ.MM. | 6
set40947 | 1030030000 | INSULATOR,SPOOL,TYPE B (CLASS 53-2)TIS.227 | 1
set40947 | 1030110000 | CLAMP,STRAIN,STRAIGHT TYPE,AL 35-70 sq.mm.ACSR 35-50 SQ.MM. | 6
set40947 | 1040000100 | S.A. 30 KV. 5 KA. | 2
set40947 | 1040010100 | CUT-OUT,FUSE,OPEN TYPE,SINGLE ISULATOR,DROPOUT 33 KV. 100 A. | 2
set40947 | 1040030100 | FUSE LINK 33 kV. 1 A.EEI-NEMA TYPE K OR HIGH SURGE TYPE | 2
set40947 | 1040070111 | AUTOMATIC SWITCHING EQUIPMENT,VAR CONTROL,WITH VACUUM LOAD BREAK SWITCH 3 PHASE 33 KV. 135 A. | 1
set40947 | 1040070306 | CONTROL UNIT,AUTOMATIC,VAR CONTROL,FOR CAPACITOR BANK SWITCHING | 1
set40947 | 1040070308 | CURRENT SENSOR, 33 KV. | 1
set40947 | 1040070310 | POWER SUPPLY TR. 33 KV.,CONTROL CAP BANK | 1
set40947 | 1050100003 | BRACKET,STEEL,FOR TRANSFORMER SECONDARY LEAD | 1
set40947 | 9090010035 | คอมปาวด์ช่วยการสัมผัสทางไฟฟ้า | 0.03
set40951 | 1010110203 | BOLT,MACHINE M.16x250 mm. | 8
set40951 | 1010110204 | BOLT,MACHINE M.16x300 mm. | 2
set40951 | 1010180100 | WASHER,PLAIN,SQUARE,LARGE 52x52x4.5 mm.HOLE DIA. 18 MM. TIS.258 | 10
set40951 | 1020070001 | CABLE,AL,COMPACT STRANDED,PVC-INSULATED,750 V. 75 DEG.C, 35 SQ.MM.TIS.293 | 36
set40951 | 1020300102 | CONNECTOR,PARALLEL GROOVE,DOUBLE BOLT,AL,AL-ALLOY AND ACSR 25-95 SQ.MM. | 8
set40951 | 1020310000 | CONNECTOR,DEAD END,AL 25-35 sq.mm. | 8
set40951 | 1030030000 | INSULATOR,SPOOL,TYPE B (CLASS 53-2)TIS.227 | 10
set40951 | 1030130002 | RACK,SECONDARY,MEDIUM PRESSED STEEL 4X200 mm.(4x8") | 2
set40951 | 1030130100 | CLEVIS,FLAT STEEL 4 1/4" FOR INSULATOR EEI-NEMA CLASS 53-2 TIS.227 | 2
set40952 | 1010110203 | BOLT,MACHINE M.16x250 mm. | 8
set40952 | 1010110204 | BOLT,MACHINE M.16x300 mm. | 2
set40952 | 1010180100 | WASHER,PLAIN,SQUARE,LARGE 52x52x4.5 mm.HOLE DIA. 18 MM. TIS.258 | 10
set40952 | 1020070002 | CABLE,AL,COMPACT STRANDED,PVC-INSULATED,750 V. 75 DEG.C, 50 SQ.MM. TIS.293 | 36
set40952 | 1020300102 | CONNECTOR,PARALLEL GROOVE,DOUBLE BOLT,AL,AL-ALLOY AND ACSR 25-95 SQ.MM. | 8
set40952 | 1020310001 | CONNECTOR,DEAD END,AL 50-70 sq.mm. | 8
set40952 | 1030030000 | INSULATOR,SPOOL,TYPE B (CLASS 53-2)TIS.227 | 10
set40952 | 1030130002 | RACK,SECONDARY,MEDIUM PRESSED STEEL 4X200 mm.(4x8") | 2
set40952 | 1030130100 | CLEVIS,FLAT STEEL 4 1/4" FOR INSULATOR EEI-NEMA CLASS 53-2 TIS.227 | 2
set40953 | 1010110203 | BOLT,MACHINE M.16x250 mm. | 8
set40953 | 1010110204 | BOLT,MACHINE M.16x300 mm. | 2
set40953 | 1010180100 | WASHER,PLAIN,SQUARE,LARGE 52x52x4.5 mm.HOLE DIA. 18 MM. TIS.258 | 10
set40953 | 1020070004 | CABLE,AL,COMPACT STRANDED,PVC-INSULATED,750 V. 75 DEG.C, 95 SQ.MM. TIS.293 | 36
set40953 | 1020300102 | CONNECTOR,PARALLEL GROOVE,DOUBLE BOLT,AL,AL-ALLOY AND ACSR 25-95 SQ.MM. | 8
set40953 | 1020310002 | CONNECTOR,DEAD END,AL 95-120 sq.mm. | 8
set40953 | 1030030000 | INSULATOR,SPOOL,TYPE B (CLASS 53-2)TIS.227 | 10
set40953 | 1030130002 | RACK,SECONDARY,MEDIUM PRESSED STEEL 4X200 mm.(4x8") | 2
set40953 | 1030130100 | CLEVIS,FLAT STEEL 4 1/4" FOR INSULATOR EEI-NEMA CLASS 53-2 TIS.227 | 2
set40954 | 1010110203 | BOLT,MACHINE M.16x250 mm. | 6
set40954 | 1010110204 | BOLT,MACHINE M.16x300 mm. | 2
set40954 | 1010180100 | WASHER,PLAIN,SQUARE,LARGE 52x52x4.5 mm.HOLE DIA. 18 MM. TIS.258 | 8
set40954 | 1020070001 | CABLE,AL,COMPACT STRANDED,PVC-INSULATED,750 V. 75 DEG.C, 35 SQ.MM.TIS.293 | 27
set40954 | 1020300102 | CONNECTOR,PARALLEL GROOVE,DOUBLE BOLT,AL,AL-ALLOY AND ACSR 25-95 SQ.MM. | 6
set40954 | 1020310000 | CONNECTOR,DEAD END,AL 25-35 sq.mm. | 6
set40954 | 1030030000 | INSULATOR,SPOOL,TYPE B (CLASS 53-2)TIS.227 | 8
set40954 | 1030130001 | RACK,SECONDARY,MEDIUM PRESSED STEEL 3X200 mm.(3x8") | 2
set40954 | 1030130100 | CLEVIS,FLAT STEEL 4 1/4" FOR INSULATOR EEI-NEMA CLASS 53-2 TIS.227 | 2
set40955 | 1010110203 | BOLT,MACHINE M.16x250 mm. | 6
set40955 | 1010110204 | BOLT,MACHINE M.16x300 mm. | 2
set40955 | 1010180100 | WASHER,PLAIN,SQUARE,LARGE 52x52x4.5 mm.HOLE DIA. 18 MM. TIS.258 | 8
set40955 | 1020070002 | CABLE,AL,COMPACT STRANDED,PVC-INSULATED,750 V. 75 DEG.C, 50 SQ.MM. TIS.293 | 27
set40955 | 1020300102 | CONNECTOR,PARALLEL GROOVE,DOUBLE BOLT,AL,AL-ALLOY AND ACSR 25-95 SQ.MM. | 6
set40955 | 1020310001 | CONNECTOR,DEAD END,AL 50-70 sq.mm. | 6
set40955 | 1030030000 | INSULATOR,SPOOL,TYPE B (CLASS 53-2)TIS.227 | 8
set40955 | 1030130001 | RACK,SECONDARY,MEDIUM PRESSED STEEL 3X200 mm.(3x8") | 2
set40955 | 1030130100 | CLEVIS,FLAT STEEL 4 1/4" FOR INSULATOR EEI-NEMA CLASS 53-2 TIS.227 | 2
set40956 | 1010110203 | BOLT,MACHINE M.16x250 mm. | 6
set40956 | 1010110204 | BOLT,MACHINE M.16x300 mm. | 2
set40956 | 1010180100 | WASHER,PLAIN,SQUARE,LARGE 52x52x4.5 mm.HOLE DIA. 18 MM. TIS.258 | 8
set40956 | 1020070004 | CABLE,AL,COMPACT STRANDED,PVC-INSULATED,750 V. 75 DEG.C, 95 SQ.MM. TIS.293 | 27
set40956 | 1020300102 | CONNECTOR,PARALLEL GROOVE,DOUBLE BOLT,AL,AL-ALLOY AND ACSR 25-95 SQ.MM. | 6
set40956 | 1020310002 | CONNECTOR,DEAD END,AL 95-120 sq.mm. | 6
set40956 | 1030030000 | INSULATOR,SPOOL,TYPE B (CLASS 53-2)TIS.227 | 8
set40956 | 1030130001 | RACK,SECONDARY,MEDIUM PRESSED STEEL 3X200 mm.(3x8") | 2
set40956 | 1030130100 | CLEVIS,FLAT STEEL 4 1/4" FOR INSULATOR EEI-NEMA CLASS 53-2 TIS.227 | 2
set40957 | 1010110203 | BOLT,MACHINE M.16x250 mm. | 4
set40957 | 1010110204 | BOLT,MACHINE M.16x300 mm. | 2
set40957 | 1010180100 | WASHER,PLAIN,SQUARE,LARGE 52x52x4.5 mm.HOLE DIA. 18 MM. TIS.258 | 6
set40957 | 1020070001 | CABLE,AL,COMPACT STRANDED,PVC-INSULATED,750 V. 75 DEG.C, 35 SQ.MM.TIS.293 | 18
set40957 | 1020300102 | CONNECTOR,PARALLEL GROOVE,DOUBLE BOLT,AL,AL-ALLOY AND ACSR 25-95 SQ.MM. | 4
set40957 | 1020310000 | CONNECTOR,DEAD END,AL 25-35 sq.mm. | 4
set40957 | 1030030000 | INSULATOR,SPOOL,TYPE B (CLASS 53-2)TIS.227 | 6
set40957 | 1030130000 | RACK,SECONDARY,MEDIUM PRESSED STEEL 2X200 mm.(2x8") | 2
set40957 | 1030130100 | CLEVIS,FLAT STEEL 4 1/4" FOR INSULATOR EEI-NEMA CLASS 53-2 TIS.227 | 2
set40958 | 1010110203 | BOLT,MACHINE M.16x250 mm. | 4
set40958 | 1010110204 | BOLT,MACHINE M.16x300 mm. | 2
set40958 | 1010180100 | WASHER,PLAIN,SQUARE,LARGE 52x52x4.5 mm.HOLE DIA. 18 MM. TIS.258 | 6
set40958 | 1020070002 | CABLE,AL,COMPACT STRANDED,PVC-INSULATED,750 V. 75 DEG.C, 50 SQ.MM. TIS.293 | 18
set40958 | 1020300102 | CONNECTOR,PARALLEL GROOVE,DOUBLE BOLT,AL,AL-ALLOY AND ACSR 25-95 SQ.MM. | 4
set40958 | 1020310001 | CONNECTOR,DEAD END,AL 50-70 sq.mm. | 4
set40958 | 1030030000 | INSULATOR,SPOOL,TYPE B (CLASS 53-2)TIS.227 | 6
set40958 | 1030130000 | RACK,SECONDARY,MEDIUM PRESSED STEEL 2X200 mm.(2x8") | 2
set40958 | 1030130100 | CLEVIS,FLAT STEEL 4 1/4" FOR INSULATOR EEI-NEMA CLASS 53-2 TIS.227 | 2
set40959 | 1010110204 | BOLT,MACHINE M.16x300 mm. | 2
set40959 | 1010180100 | WASHER,PLAIN,SQUARE,LARGE 52x52x4.5 mm.HOLE DIA. 18 MM. TIS.258 | 2
set40959 | 1020070000 | CABLE,AL,COMPACT STRANDED,PVC-INSULATED,750 V. 75 DEG.C, 25 DQ.MM. TIS.293 | 9
set40959 | 1020300102 | CONNECTOR,PARALLEL GROOVE,DOUBLE BOLT,AL,AL-ALLOY AND ACSR 25-95 SQ.MM. | 2
set40959 | 1020310000 | CONNECTOR,DEAD END,AL 25-35 sq.mm. | 2
set40959 | 1030030000 | INSULATOR,SPOOL,TYPE B (CLASS 53-2)TIS.227 | 2
set40959 | 1030130100 | CLEVIS,FLAT STEEL 4 1/4" FOR INSULATOR EEI-NEMA CLASS 53-2 TIS.227 | 2
set40960 | 1010100004 | WIRE,STEEL STRANDED 50/7 sq.mm.TIS.404 | 5
set40960 | 1010110203 | BOLT,MACHINE M.16x250 mm. | 2
set40960 | 1010180100 | WASHER,PLAIN,SQUARE,LARGE 52x52x4.5 mm.HOLE DIA. 18 MM. TIS.258 | 4
set40960 | 1020070002 | CABLE,AL,COMPACT STRANDED,PVC-INSULATED,750 V. 75 DEG.C, 50 SQ.MM. TIS.293 | 4
set40960 | 1020320003 | CONNECTOR,COMPRESSION,H-TYPE,MAIN AL 50-95 SQ.MM.,TAP AL. OR CU. 50-95 SQ.MM. | 3
set40960 | 1020420102 | CABLE LUG,NEMA HOLE,COMPRESSION TYPE,AL 50 SQ.MM. | 2
set40960 | 1040020002 | L.T. H.R.C. FUSE 80 A.DIN 43620 SIZE 1 OR BS.88 | 1
set40960 | 1040020100 | L.T. FUSE-SWITCHES 1x400 A. 500 V. | 1
set40960 | 1050040006 | CAPACITOR, POWER, 1 PHASE, OUTDOOR 230 V. 10 KVAR. | 1
set40960 | 1080040003 | CONDUIT,PVC,RIGID,DIA. 65x1000 mm.TIS.216 | 1
set40961 | 1010100004 | WIRE,STEEL STRANDED 50/7 sq.mm.TIS.404 | 5
set40961 | 1010110204 | BOLT,MACHINE M.16x300 mm. | 4
set40961 | 1010180100 | WASHER,PLAIN,SQUARE,LARGE 52x52x4.5 mm.HOLE DIA. 18 MM. TIS.258 | 8
set40961 | 1020070002 | CABLE,AL,COMPACT STRANDED,PVC-INSULATED,750 V. 75 DEG.C, 50 SQ.MM. TIS.293 | 40
set40961 | 1020320003 | CONNECTOR,COMPRESSION,H-TYPE,MAIN AL 50-95 SQ.MM.,TAP AL. OR CU. 50-95 SQ.MM. | 2
set40961 | 1020420102 | CABLE LUG,NEMA HOLE,COMPRESSION TYPE,AL 50 SQ.MM. | 12
set40961 | 1040020000 | L.T. H.R.C. FUSE 32-36 A.DIN 43620 SIZE 0 OR 1 OR BS.88 | 3
set40961 | 1040020100 | L.T. FUSE-SWITCHES 1x400 A. 500 V. | 3
set40961 | 1050040200 | CAPACITOR,POWER,3 PHASE,OUTDOOR 400 V. 5 KVAR. | 1
set40961 | 1050040201 | CAPACITOR,POWER,3 PHASE,OUTDOOR 400 V. 10 KVAR. | 1
set40961 | 1080040003 | CONDUIT,PVC,RIGID,DIA. 65x1000 mm.TIS.216 | 1
set40962 | 1010100004 | WIRE,STEEL STRANDED 50/7 sq.mm.TIS.404 | 5
set40962 | 1010110204 | BOLT,MACHINE M.16x300 mm. | 4
set40962 | 1010180100 | WASHER,PLAIN,SQUARE,LARGE 52x52x4.5 mm.HOLE DIA. 18 MM. TIS.258 | 8
set40962 | 1020070002 | CABLE,AL,COMPACT STRANDED,PVC-INSULATED,750 V. 75 DEG.C, 50 SQ.MM. TIS.293 | 40
set40962 | 1020320003 | CONNECTOR,COMPRESSION,H-TYPE,MAIN AL 50-95 SQ.MM.,TAP AL. OR CU. 50-95 SQ.MM. | 2
set40962 | 1020420102 | CABLE LUG,NEMA HOLE,COMPRESSION TYPE,AL 50 SQ.MM. | 12
set40962 | 1040020002 | L.T. H.R.C. FUSE 80 A.DIN 43620 SIZE 1 OR BS.88 | 3
set40962 | 1040020100 | L.T. FUSE-SWITCHES 1x400 A. 500 V. | 3
set40962 | 1050040201 | CAPACITOR,POWER,3 PHASE,OUTDOOR 400 V. 10 KVAR. | 1
set40962 | 1050040202 | CAPACITOR,POWER,3 PHASE,OUTDOOR 400 V. 20 KVAR. | 1
set40962 | 1080040003 | CONDUIT,PVC,RIGID,DIA. 65x1000 mm.TIS.216 | 1
set40963 | 1010100004 | WIRE,STEEL STRANDED 50/7 sq.mm.TIS.404 | 7.5
set40963 | 1010110204 | BOLT,MACHINE M.16x300 mm. | 6
set40963 | 1010180100 | WASHER,PLAIN,SQUARE,LARGE 52x52x4.5 mm.HOLE DIA. 18 MM. TIS.258 | 12
set40963 | 1020070002 | CABLE,AL,COMPACT STRANDED,PVC-INSULATED,750 V. 75 DEG.C, 50 SQ.MM. TIS.293 | 50
set40963 | 1020320003 | CONNECTOR,COMPRESSION,H-TYPE,MAIN AL 50-95 SQ.MM.,TAP AL. OR CU. 50-95 SQ.MM. | 3
set40963 | 1020420102 | CABLE LUG,NEMA HOLE,COMPRESSION TYPE,AL 50 SQ.MM. | 15
set40963 | 1040020003 | L.T. H.R.C. FUSE 100 A.DIN 43620 SIZE 1 OR BS.88 | 3
set40963 | 1040020100 | L.T. FUSE-SWITCHES 1x400 A. 500 V. | 3
set40963 | 1050040201 | CAPACITOR,POWER,3 PHASE,OUTDOOR 400 V. 10 KVAR. | 1
set40963 | 1050040202 | CAPACITOR,POWER,3 PHASE,OUTDOOR 400 V. 20 KVAR. | 2
set40963 | 1080040003 | CONDUIT,PVC,RIGID,DIA. 65x1000 mm.TIS.216 | 1
set40964 | 1010100004 | WIRE,STEEL STRANDED 50/7 sq.mm.TIS.404 | 7.5
set40964 | 1010110204 | BOLT,MACHINE M.16x300 mm. | 6
set40964 | 1010180100 | WASHER,PLAIN,SQUARE,LARGE 52x52x4.5 mm.HOLE DIA. 18 MM. TIS.258 | 12
set40964 | 1020070002 | CABLE,AL,COMPACT STRANDED,PVC-INSULATED,750 V. 75 DEG.C, 50 SQ.MM. TIS.293 | 30
set40964 | 1020070004 | CABLE,AL,COMPACT STRANDED,PVC-INSULATED,750 V. 75 DEG.C, 95 SQ.MM. TIS.293 | 20
set40964 | 1020320003 | CONNECTOR,COMPRESSION,H-TYPE,MAIN AL 50-95 SQ.MM.,TAP AL. OR CU. 50-95 SQ.MM. | 3
set40964 | 1020420102 | CABLE LUG,NEMA HOLE,COMPRESSION TYPE,AL 50 SQ.MM. | 9
set40964 | 1020420104 | CABLE LUG,NEMA HOLE,COMPRESSION TYPE,AL 95 SQ.MM. | 6
set40964 | 1040020004 | L.T. H.R.C. FUSE 150-160 A.DIN 43620 SIZE 1 OR BS.88 | 3
set40964 | 1040020100 | L.T. FUSE-SWITCHES 1x400 A. 500 V. | 3
set40964 | 1050040201 | CAPACITOR,POWER,3 PHASE,OUTDOOR 400 V. 10 KVAR. | 1
set40964 | 1050040202 | CAPACITOR,POWER,3 PHASE,OUTDOOR 400 V. 20 KVAR. | 1
set40964 | 1050040204 | CAPACITOR,POWER,3 PHASE,OUTDOOR 400 V. 45 KVAR. | 1
set40964 | 1080040003 | CONDUIT,PVC,RIGID,DIA. 65x1000 mm.TIS.216 | 1
set40965 | 1000110001 | CROSSARM,PRESTRESSED CONCRETE,SPUN,H.T. 100X100X2,500 MM. | 1
set40965 | 1010100004 | WIRE,STEEL STRANDED 50/7 sq.mm.TIS.404 | 10
set40965 | 1010110200 | BOLT,MACHINE M.16x130 mm. | 2
set40965 | 1010110203 | BOLT,MACHINE M.16x250 mm. | 1
set40965 | 1010110204 | BOLT,MACHINE M.16x300 mm. | 9
set40965 | 1010110205 | BOLT,MACHINE M.16x350 mm. | 1
set40965 | 1010180100 | WASHER,PLAIN,SQUARE,LARGE 52x52x4.5 mm.HOLE DIA. 18 MM. TIS.258 | 29
set40965 | 1010200001 | BRACE,FLAT,FOR CROSSARM 30x6x760 mm. | 2
set40965 | 1020070002 | CABLE,AL,COMPACT STRANDED,PVC-INSULATED,750 V. 75 DEG.C, 50 SQ.MM. TIS.293 | 40
set40965 | 1020070004 | CABLE,AL,COMPACT STRANDED,PVC-INSULATED,750 V. 75 DEG.C, 95 SQ.MM. TIS.293 | 20
set40965 | 1020320003 | CONNECTOR,COMPRESSION,H-TYPE,MAIN AL 50-95 SQ.MM.,TAP AL. OR CU. 50-95 SQ.MM. | 7
set40965 | 1020420102 | CABLE LUG,NEMA HOLE,COMPRESSION TYPE,AL 50 SQ.MM. | 12
set40965 | 1020420104 | CABLE LUG,NEMA HOLE,COMPRESSION TYPE,AL 95 SQ.MM. | 6
set40965 | 1040020005 | L.T. H.R.C. FUSE 200 A.DIN 43620 SIZE 1 OR BS.88 | 3
set40965 | 1040020100 | L.T. FUSE-SWITCHES 1x400 A. 500 V. | 3
set40965 | 1050040201 | CAPACITOR,POWER,3 PHASE,OUTDOOR 400 V. 10 KVAR. | 1
set40965 | 1050040202 | CAPACITOR,POWER,3 PHASE,OUTDOOR 400 V. 20 KVAR. | 2
set40965 | 1050040204 | CAPACITOR,POWER,3 PHASE,OUTDOOR 400 V. 45 KVAR. | 1
set40965 | 1050100002 | STEEL BRACKET | 2
set40965 | 1080040003 | CONDUIT,PVC,RIGID,DIA. 65x1000 mm.TIS.216 | 1
set40966 | 1000110001 | CROSSARM,PRESTRESSED CONCRETE,SPUN,H.T. 100X100X2,500 MM. | 1
set40966 | 1010100004 | WIRE,STEEL STRANDED 50/7 sq.mm.TIS.404 | 10
set40966 | 1010110200 | BOLT,MACHINE M.16x130 mm. | 2
set40966 | 1010110203 | BOLT,MACHINE M.16x250 mm. | 1
set40966 | 1010110204 | BOLT,MACHINE M.16x300 mm. | 9
set40966 | 1010110205 | BOLT,MACHINE M.16x350 mm. | 1
set40966 | 1010180100 | WASHER,PLAIN,SQUARE,LARGE 52x52x4.5 mm.HOLE DIA. 18 MM. TIS.258 | 29
set40966 | 1010200001 | BRACE,FLAT,FOR CROSSARM 30x6x760 mm. | 2
set40966 | 1020070002 | CABLE,AL,COMPACT STRANDED,PVC-INSULATED,750 V. 75 DEG.C, 50 SQ.MM. TIS.293 | 40
set40966 | 1020070004 | CABLE,AL,COMPACT STRANDED,PVC-INSULATED,750 V. 75 DEG.C, 95 SQ.MM. TIS.293 | 20
set40966 | 1020320003 | CONNECTOR,COMPRESSION,H-TYPE,MAIN AL 50-95 SQ.MM.,TAP AL. OR CU. 50-95 SQ.MM. | 7
set40966 | 1020420102 | CABLE LUG,NEMA HOLE,COMPRESSION TYPE,AL 50 SQ.MM. | 12
set40966 | 1020420104 | CABLE LUG,NEMA HOLE,COMPRESSION TYPE,AL 95 SQ.MM. | 6
set40966 | 1040020006 | L.T. H.R.C. FUSE 250 A.DIN 43620 SIZE 1 OR BS.88 | 3
set40966 | 1040020100 | L.T. FUSE-SWITCHES 1x400 A. 500 V. | 3
set40966 | 1050040201 | CAPACITOR,POWER,3 PHASE,OUTDOOR 400 V. 10 KVAR. | 1
set40966 | 1050040202 | CAPACITOR,POWER,3 PHASE,OUTDOOR 400 V. 20 KVAR. | 1
set40966 | 1050040204 | CAPACITOR,POWER,3 PHASE,OUTDOOR 400 V. 45 KVAR. | 2
set40966 | 1050100002 | STEEL BRACKET | 2
set40966 | 1080040003 | CONDUIT,PVC,RIGID,DIA. 65x1000 mm.TIS.216 | 1
set40967 | 1000110001 | CROSSARM,PRESTRESSED CONCRETE,SPUN,H.T. 100X100X2,500 MM. | 1
set40967 | 1010100004 | WIRE,STEEL STRANDED 50/7 sq.mm.TIS.404 | 12.5
set40967 | 1010110200 | BOLT,MACHINE M.16x130 mm. | 2
set40967 | 1010110203 | BOLT,MACHINE M.16x250 mm. | 1
set40967 | 1010110204 | BOLT,MACHINE M.16x300 mm. | 11
set40967 | 1010110205 | BOLT,MACHINE M.16x350 mm. | 1
set40967 | 1010180100 | WASHER,PLAIN,SQUARE,LARGE 52x52x4.5 mm.HOLE DIA. 18 MM. TIS.258 | 35
set40967 | 1010200001 | BRACE,FLAT,FOR CROSSARM 30x6x760 mm. | 2
set40967 | 1020070002 | CABLE,AL,COMPACT STRANDED,PVC-INSULATED,750 V. 75 DEG.C, 50 SQ.MM. TIS.293 | 50
set40967 | 1020070004 | CABLE,AL,COMPACT STRANDED,PVC-INSULATED,750 V. 75 DEG.C, 95 SQ.MM. TIS.293 | 20
set40967 | 1020320003 | CONNECTOR,COMPRESSION,H-TYPE,MAIN AL 50-95 SQ.MM.,TAP AL. OR CU. 50-95 SQ.MM. | 8
set40967 | 1020420102 | CABLE LUG,NEMA HOLE,COMPRESSION TYPE,AL 50 SQ.MM. | 15
set40967 | 1020420104 | CABLE LUG,NEMA HOLE,COMPRESSION TYPE,AL 95 SQ.MM. | 6
set40967 | 1040020007 | L.T. H.R.C. FUSE 300-315 A.DIN 43620 SIZE 2 OR BS.88 | 3
set40967 | 1040020100 | L.T. FUSE-SWITCHES 1x400 A. 500 V. | 3
set40967 | 1050040202 | CAPACITOR,POWER,3 PHASE,OUTDOOR 400 V. 20 KVAR. | 3
set40967 | 1050040204 | CAPACITOR,POWER,3 PHASE,OUTDOOR 400 V. 45 KVAR. | 2
set40967 | 1050100002 | STEEL BRACKET | 2
set40967 | 1080040003 | CONDUIT,PVC,RIGID,DIA. 65x1000 mm.TIS.216 | 1
set40968 | 1000110001 | CROSSARM,PRESTRESSED CONCRETE,SPUN,H.T. 100X100X2,500 MM. | 1
set40968 | 1010100004 | WIRE,STEEL STRANDED 50/7 sq.mm.TIS.404 | 10
set40968 | 1010110200 | BOLT,MACHINE M.16x130 mm. | 2
set40968 | 1010110203 | BOLT,MACHINE M.16x250 mm. | 1
set40968 | 1010110204 | BOLT,MACHINE M.16x300 mm. | 9
set40968 | 1010110205 | BOLT,MACHINE M.16x350 mm. | 1
set40968 | 1010180100 | WASHER,PLAIN,SQUARE,LARGE 52x52x4.5 mm.HOLE DIA. 18 MM. TIS.258 | 29
set40968 | 1010200001 | BRACE,FLAT,FOR CROSSARM 30x6x760 mm. | 2
set40968 | 1020070002 | CABLE,AL,COMPACT STRANDED,PVC-INSULATED,750 V. 75 DEG.C, 50 SQ.MM. TIS.293 | 20
set40968 | 1020070005 | CABLE,AL,COMPACT STRANDED,PVC-INSULATED,750 V. 75 DEG.C, 120 SQ.MM.TIS.293 | 40
set40968 | 1020320003 | CONNECTOR,COMPRESSION,H-TYPE,MAIN AL 50-95 SQ.MM.,TAP AL. OR CU. 50-95 SQ.MM. | 7
set40968 | 1020420102 | CABLE LUG,NEMA HOLE,COMPRESSION TYPE,AL 50 SQ.MM. | 6
set40968 | 1020420105 | CABLE LUG,NEMA HOLE,COMPRESSION TYPE,AL 120 SQ.MM. | 12
set40968 | 1040020009 | L.T. H.R.C. FUSE 400 A.DIN 43620 SIZE 2 OR BS.88 | 3
set40968 | 1040020100 | L.T. FUSE-SWITCHES 1x400 A. 500 V. | 3
set40968 | 1050040202 | CAPACITOR,POWER,3 PHASE,OUTDOOR 400 V. 20 KVAR. | 2
set40968 | 1050040205 | CAPACITOR,POWER,3 PHASE,OUTDOOR 400 V. 75 KVAR. | 2
set40968 | 1050100002 | STEEL BRACKET | 2
set40968 | 1080040003 | CONDUIT,PVC,RIGID,DIA. 65x1000 mm.TIS.216 | 1
set40971 | 1010110204 | BOLT,MACHINE M.16x300 mm. | 8
set40971 | 1010110205 | BOLT,MACHINE M.16x350 mm. | 2
set40971 | 1010180100 | WASHER,PLAIN,SQUARE,LARGE 52x52x4.5 mm.HOLE DIA. 18 MM. TIS.258 | 10
set40971 | 1020070001 | CABLE,AL,COMPACT STRANDED,PVC-INSULATED,750 V. 75 DEG.C, 35 SQ.MM.TIS.293 | 36
set40971 | 1020300102 | CONNECTOR,PARALLEL GROOVE,DOUBLE BOLT,AL,AL-ALLOY AND ACSR 25-95 SQ.MM. | 8
set40971 | 1020310000 | CONNECTOR,DEAD END,AL 25-35 sq.mm. | 8
set40971 | 1030030000 | INSULATOR,SPOOL,TYPE B (CLASS 53-2)TIS.227 | 10
set40971 | 1030130002 | RACK,SECONDARY,MEDIUM PRESSED STEEL 4X200 mm.(4x8") | 2
set40971 | 1030130100 | CLEVIS,FLAT STEEL 4 1/4" FOR INSULATOR EEI-NEMA CLASS 53-2 TIS.227 | 2
set40972 | 1010110204 | BOLT,MACHINE M.16x300 mm. | 8
set40972 | 1010110205 | BOLT,MACHINE M.16x350 mm. | 2
set40972 | 1010180100 | WASHER,PLAIN,SQUARE,LARGE 52x52x4.5 mm.HOLE DIA. 18 MM. TIS.258 | 10
set40972 | 1020070002 | CABLE,AL,COMPACT STRANDED,PVC-INSULATED,750 V. 75 DEG.C, 50 SQ.MM. TIS.293 | 36
set40972 | 1020300102 | CONNECTOR,PARALLEL GROOVE,DOUBLE BOLT,AL,AL-ALLOY AND ACSR 25-95 SQ.MM. | 8
set40972 | 1020310001 | CONNECTOR,DEAD END,AL 50-70 sq.mm. | 8
set40972 | 1030030000 | INSULATOR,SPOOL,TYPE B (CLASS 53-2)TIS.227 | 10
set40972 | 1030130002 | RACK,SECONDARY,MEDIUM PRESSED STEEL 4X200 mm.(4x8") | 2
set40972 | 1030130100 | CLEVIS,FLAT STEEL 4 1/4" FOR INSULATOR EEI-NEMA CLASS 53-2 TIS.227 | 2
set40973 | 1010110204 | BOLT,MACHINE M.16x300 mm. | 8
set40973 | 1010110205 | BOLT,MACHINE M.16x350 mm. | 2
set40973 | 1010180100 | WASHER,PLAIN,SQUARE,LARGE 52x52x4.5 mm.HOLE DIA. 18 MM. TIS.258 | 10
set40973 | 1020070004 | CABLE,AL,COMPACT STRANDED,PVC-INSULATED,750 V. 75 DEG.C, 95 SQ.MM. TIS.293 | 36
set40973 | 1020300103 | CONNECTOR,PARALLEL GROOVE,TRIPLE BOLT,AL,AL-ALLOY AND ACSR 70-185 SQ.MM. | 8
set40973 | 1020310002 | CONNECTOR,DEAD END,AL 95-120 sq.mm. | 6
set40973 | 1030030000 | INSULATOR,SPOOL,TYPE B (CLASS 53-2)TIS.227 | 10
set40973 | 1030130002 | RACK,SECONDARY,MEDIUM PRESSED STEEL 4X200 mm.(4x8") | 2
set40973 | 1030130100 | CLEVIS,FLAT STEEL 4 1/4" FOR INSULATOR EEI-NEMA CLASS 53-2 TIS.227 | 2
set40974 | 1010110204 | BOLT,MACHINE M.16x300 mm. | 6
set40974 | 1010110205 | BOLT,MACHINE M.16x350 mm. | 2
set40974 | 1010180100 | WASHER,PLAIN,SQUARE,LARGE 52x52x4.5 mm.HOLE DIA. 18 MM. TIS.258 | 8
set40974 | 1020070001 | CABLE,AL,COMPACT STRANDED,PVC-INSULATED,750 V. 75 DEG.C, 35 SQ.MM.TIS.293 | 27
set40974 | 1020300102 | CONNECTOR,PARALLEL GROOVE,DOUBLE BOLT,AL,AL-ALLOY AND ACSR 25-95 SQ.MM. | 6
set40974 | 1020310000 | CONNECTOR,DEAD END,AL 25-35 sq.mm. | 6
set40974 | 1030030000 | INSULATOR,SPOOL,TYPE B (CLASS 53-2)TIS.227 | 8
set40974 | 1030130001 | RACK,SECONDARY,MEDIUM PRESSED STEEL 3X200 mm.(3x8") | 2
set40974 | 1030130100 | CLEVIS,FLAT STEEL 4 1/4" FOR INSULATOR EEI-NEMA CLASS 53-2 TIS.227 | 2
set40975 | 1010110204 | BOLT,MACHINE M.16x300 mm. | 6
set40975 | 1010110205 | BOLT,MACHINE M.16x350 mm. | 2
set40975 | 1010180100 | WASHER,PLAIN,SQUARE,LARGE 52x52x4.5 mm.HOLE DIA. 18 MM. TIS.258 | 8
set40975 | 1020070002 | CABLE,AL,COMPACT STRANDED,PVC-INSULATED,750 V. 75 DEG.C, 50 SQ.MM. TIS.293 | 27
set40975 | 1020300102 | CONNECTOR,PARALLEL GROOVE,DOUBLE BOLT,AL,AL-ALLOY AND ACSR 25-95 SQ.MM. | 6
set40975 | 1020310001 | CONNECTOR,DEAD END,AL 50-70 sq.mm. | 6
set40975 | 1030030000 | INSULATOR,SPOOL,TYPE B (CLASS 53-2)TIS.227 | 8
set40975 | 1030130001 | RACK,SECONDARY,MEDIUM PRESSED STEEL 3X200 mm.(3x8") | 2
set40975 | 1030130100 | CLEVIS,FLAT STEEL 4 1/4" FOR INSULATOR EEI-NEMA CLASS 53-2 TIS.227 | 2
set40976 | 1010110204 | BOLT,MACHINE M.16x300 mm. | 6
set40976 | 1010110205 | BOLT,MACHINE M.16x350 mm. | 2
set40976 | 1010180100 | WASHER,PLAIN,SQUARE,LARGE 52x52x4.5 mm.HOLE DIA. 18 MM. TIS.258 | 8
set40976 | 1020070004 | CABLE,AL,COMPACT STRANDED,PVC-INSULATED,750 V. 75 DEG.C, 95 SQ.MM. TIS.293 | 27
set40976 | 1020300103 | CONNECTOR,PARALLEL GROOVE,TRIPLE BOLT,AL,AL-ALLOY AND ACSR 70-185 SQ.MM. | 6
set40976 | 1020310002 | CONNECTOR,DEAD END,AL 95-120 sq.mm. | 4
set40976 | 1030030000 | INSULATOR,SPOOL,TYPE B (CLASS 53-2)TIS.227 | 8
set40976 | 1030130001 | RACK,SECONDARY,MEDIUM PRESSED STEEL 3X200 mm.(3x8") | 2
set40976 | 1030130100 | CLEVIS,FLAT STEEL 4 1/4" FOR INSULATOR EEI-NEMA CLASS 53-2 TIS.227 | 2
set40977 | 1010110204 | BOLT,MACHINE M.16x300 mm. | 4
set40977 | 1010110205 | BOLT,MACHINE M.16x350 mm. | 2
set40977 | 1010180100 | WASHER,PLAIN,SQUARE,LARGE 52x52x4.5 mm.HOLE DIA. 18 MM. TIS.258 | 6
set40977 | 1020070001 | CABLE,AL,COMPACT STRANDED,PVC-INSULATED,750 V. 75 DEG.C, 35 SQ.MM.TIS.293 | 18
set40977 | 1020300102 | CONNECTOR,PARALLEL GROOVE,DOUBLE BOLT,AL,AL-ALLOY AND ACSR 25-95 SQ.MM. | 4
set40977 | 1020310000 | CONNECTOR,DEAD END,AL 25-35 sq.mm. | 4
set40977 | 1030030000 | INSULATOR,SPOOL,TYPE B (CLASS 53-2)TIS.227 | 6
set40977 | 1030130000 | RACK,SECONDARY,MEDIUM PRESSED STEEL 2X200 mm.(2x8") | 2
set40977 | 1030130100 | CLEVIS,FLAT STEEL 4 1/4" FOR INSULATOR EEI-NEMA CLASS 53-2 TIS.227 | 2
set40978 | 1010110204 | BOLT,MACHINE M.16x300 mm. | 4
set40978 | 1010110205 | BOLT,MACHINE M.16x350 mm. | 2
set40978 | 1010180100 | WASHER,PLAIN,SQUARE,LARGE 52x52x4.5 mm.HOLE DIA. 18 MM. TIS.258 | 6
set40978 | 1020070002 | CABLE,AL,COMPACT STRANDED,PVC-INSULATED,750 V. 75 DEG.C, 50 SQ.MM. TIS.293 | 18
set40978 | 1020300102 | CONNECTOR,PARALLEL GROOVE,DOUBLE BOLT,AL,AL-ALLOY AND ACSR 25-95 SQ.MM. | 4
set40978 | 1020310001 | CONNECTOR,DEAD END,AL 50-70 sq.mm. | 4
set40978 | 1030030000 | INSULATOR,SPOOL,TYPE B (CLASS 53-2)TIS.227 | 6
set40978 | 1030130000 | RACK,SECONDARY,MEDIUM PRESSED STEEL 2X200 mm.(2x8") | 2
set40978 | 1030130100 | CLEVIS,FLAT STEEL 4 1/4" FOR INSULATOR EEI-NEMA CLASS 53-2 TIS.227 | 2
set40979 | 1010110205 | BOLT,MACHINE M.16x350 mm. | 2
set40979 | 1010180100 | WASHER,PLAIN,SQUARE,LARGE 52x52x4.5 mm.HOLE DIA. 18 MM. TIS.258 | 2
set40979 | 1020070000 | CABLE,AL,COMPACT STRANDED,PVC-INSULATED,750 V. 75 DEG.C, 25 DQ.MM. TIS.293 | 9
set40979 | 1020300102 | CONNECTOR,PARALLEL GROOVE,DOUBLE BOLT,AL,AL-ALLOY AND ACSR 25-95 SQ.MM. | 2
set40979 | 1020310000 | CONNECTOR,DEAD END,AL 25-35 sq.mm. | 2
set40979 | 1030030000 | INSULATOR,SPOOL,TYPE B (CLASS 53-2)TIS.227 | 2
set40979 | 1030130100 | CLEVIS,FLAT STEEL 4 1/4" FOR INSULATOR EEI-NEMA CLASS 53-2 TIS.227 | 2
set40981 | 1010100004 | WIRE,STEEL STRANDED 50/7 sq.mm.TIS.404 | 0.5
set40981 | 1010110203 | BOLT,MACHINE M.16x250 mm. | 2
set40981 | 1010180100 | WASHER,PLAIN,SQUARE,LARGE 52x52x4.5 mm.HOLE DIA. 18 MM. TIS.258 | 6
set40981 | 1020070002 | CABLE,AL,COMPACT STRANDED,PVC-INSULATED,750 V. 75 DEG.C, 50 SQ.MM. TIS.293 | 3
set40981 | 1020320003 | CONNECTOR,COMPRESSION,H-TYPE,MAIN AL 50-95 SQ.MM.,TAP AL. OR CU. 50-95 SQ.MM. | 3
set40981 | 1050040006 | CAPACITOR, POWER, 1 PHASE, OUTDOOR 230 V. 10 KVAR. | 1
set40982 | 1010100004 | WIRE,STEEL STRANDED 50/7 sq.mm.TIS.404 | 5
set40982 | 1010110204 | BOLT,MACHINE M.16x300 mm. | 4
set40982 | 1010180100 | WASHER,PLAIN,SQUARE,LARGE 52x52x4.5 mm.HOLE DIA. 18 MM. TIS.258 | 12
set40982 | 1020070002 | CABLE,AL,COMPACT STRANDED,PVC-INSULATED,750 V. 75 DEG.C, 50 SQ.MM. TIS.293 | 10
set40982 | 1020320003 | CONNECTOR,COMPRESSION,H-TYPE,MAIN AL 50-95 SQ.MM.,TAP AL. OR CU. 50-95 SQ.MM. | 8
set40982 | 1050040200 | CAPACITOR,POWER,3 PHASE,OUTDOOR 400 V. 5 KVAR. | 1
set40982 | 1050040201 | CAPACITOR,POWER,3 PHASE,OUTDOOR 400 V. 10 KVAR. | 1
set40983 | 1010100004 | WIRE,STEEL STRANDED 50/7 sq.mm.TIS.404 | 5
set40983 | 1010110204 | BOLT,MACHINE M.16x300 mm. | 4
set40983 | 1010180100 | WASHER,PLAIN,SQUARE,LARGE 52x52x4.5 mm.HOLE DIA. 18 MM. TIS.258 | 12
set40983 | 1020070002 | CABLE,AL,COMPACT STRANDED,PVC-INSULATED,750 V. 75 DEG.C, 50 SQ.MM. TIS.293 | 10
set40983 | 1020320003 | CONNECTOR,COMPRESSION,H-TYPE,MAIN AL 50-95 SQ.MM.,TAP AL. OR CU. 50-95 SQ.MM. | 8
set40983 | 1050040201 | CAPACITOR,POWER,3 PHASE,OUTDOOR 400 V. 10 KVAR. | 1
set40983 | 1050040202 | CAPACITOR,POWER,3 PHASE,OUTDOOR 400 V. 20 KVAR. | 1
set40984 | 1010100004 | WIRE,STEEL STRANDED 50/7 sq.mm.TIS.404 | 7.5
set40984 | 1010110204 | BOLT,MACHINE M.16x300 mm. | 6
set40984 | 1010180100 | WASHER,PLAIN,SQUARE,LARGE 52x52x4.5 mm.HOLE DIA. 18 MM. TIS.258 | 12
set40984 | 1020070002 | CABLE,AL,COMPACT STRANDED,PVC-INSULATED,750 V. 75 DEG.C, 50 SQ.MM. TIS.293 | 15
set40984 | 1020320003 | CONNECTOR,COMPRESSION,H-TYPE,MAIN AL 50-95 SQ.MM.,TAP AL. OR CU. 50-95 SQ.MM. | 12
set40984 | 1050040201 | CAPACITOR,POWER,3 PHASE,OUTDOOR 400 V. 10 KVAR. | 1
set40984 | 1050040202 | CAPACITOR,POWER,3 PHASE,OUTDOOR 400 V. 20 KVAR. | 2
set40985 | 1010100004 | WIRE,STEEL STRANDED 50/7 sq.mm.TIS.404 | 7.5
set40985 | 1010110204 | BOLT,MACHINE M.16x300 mm. | 6
set40985 | 1010180100 | WASHER,PLAIN,SQUARE,LARGE 52x52x4.5 mm.HOLE DIA. 18 MM. TIS.258 | 12
set40985 | 1020070002 | CABLE,AL,COMPACT STRANDED,PVC-INSULATED,750 V. 75 DEG.C, 50 SQ.MM. TIS.293 | 15
set40985 | 1020320003 | CONNECTOR,COMPRESSION,H-TYPE,MAIN AL 50-95 SQ.MM.,TAP AL. OR CU. 50-95 SQ.MM. | 12
set40985 | 1050040201 | CAPACITOR,POWER,3 PHASE,OUTDOOR 400 V. 10 KVAR. | 1
set40985 | 1050040202 | CAPACITOR,POWER,3 PHASE,OUTDOOR 400 V. 20 KVAR. | 1
set40985 | 1050040204 | CAPACITOR,POWER,3 PHASE,OUTDOOR 400 V. 45 KVAR. | 1
set40986 | 1010100004 | WIRE,STEEL STRANDED 50/7 sq.mm.TIS.404 | 10
set40986 | 1010110204 | BOLT,MACHINE M.16x300 mm. | 9
set40986 | 1010180100 | WASHER,PLAIN,SQUARE,LARGE 52x52x4.5 mm.HOLE DIA. 18 MM. TIS.258 | 29
set40986 | 1020070002 | CABLE,AL,COMPACT STRANDED,PVC-INSULATED,750 V. 75 DEG.C, 50 SQ.MM. TIS.293 | 20
set40986 | 1020320003 | CONNECTOR,COMPRESSION,H-TYPE,MAIN AL 50-95 SQ.MM.,TAP AL. OR CU. 50-95 SQ.MM. | 16
set40986 | 1050040201 | CAPACITOR,POWER,3 PHASE,OUTDOOR 400 V. 10 KVAR. | 1
set40986 | 1050040202 | CAPACITOR,POWER,3 PHASE,OUTDOOR 400 V. 20 KVAR. | 2
set40986 | 1050040204 | CAPACITOR,POWER,3 PHASE,OUTDOOR 400 V. 45 KVAR. | 1
set40987 | 1010100004 | WIRE,STEEL STRANDED 50/7 sq.mm.TIS.404 | 10
set40987 | 1010110204 | BOLT,MACHINE M.16x300 mm. | 9
set40987 | 1010180100 | WASHER,PLAIN,SQUARE,LARGE 52x52x4.5 mm.HOLE DIA. 18 MM. TIS.258 | 29
set40987 | 1020070002 | CABLE,AL,COMPACT STRANDED,PVC-INSULATED,750 V. 75 DEG.C, 50 SQ.MM. TIS.293 | 20
set40987 | 1020320003 | CONNECTOR,COMPRESSION,H-TYPE,MAIN AL 50-95 SQ.MM.,TAP AL. OR CU. 50-95 SQ.MM. | 16
set40987 | 1050040201 | CAPACITOR,POWER,3 PHASE,OUTDOOR 400 V. 10 KVAR. | 1
set40987 | 1050040202 | CAPACITOR,POWER,3 PHASE,OUTDOOR 400 V. 20 KVAR. | 1
set40987 | 1050040204 | CAPACITOR,POWER,3 PHASE,OUTDOOR 400 V. 45 KVAR. | 2
set40988 | 1010100004 | WIRE,STEEL STRANDED 50/7 sq.mm.TIS.404 | 12.5
set40988 | 1010110204 | BOLT,MACHINE M.16x300 mm. | 11
set40988 | 1010180100 | WASHER,PLAIN,SQUARE,LARGE 52x52x4.5 mm.HOLE DIA. 18 MM. TIS.258 | 35
set40988 | 1020070002 | CABLE,AL,COMPACT STRANDED,PVC-INSULATED,750 V. 75 DEG.C, 50 SQ.MM. TIS.293 | 25
set40988 | 1020320003 | CONNECTOR,COMPRESSION,H-TYPE,MAIN AL 50-95 SQ.MM.,TAP AL. OR CU. 50-95 SQ.MM. | 20
set40988 | 1050040202 | CAPACITOR,POWER,3 PHASE,OUTDOOR 400 V. 20 KVAR. | 3
set40988 | 1050040204 | CAPACITOR,POWER,3 PHASE,OUTDOOR 400 V. 45 KVAR. | 2
set40989 | 1010100004 | WIRE,STEEL STRANDED 50/7 sq.mm.TIS.404 | 10
set40989 | 1010110204 | BOLT,MACHINE M.16x300 mm. | 9
set40989 | 1010180100 | WASHER,PLAIN,SQUARE,LARGE 52x52x4.5 mm.HOLE DIA. 18 MM. TIS.258 | 29
set40989 | 1020070002 | CABLE,AL,COMPACT STRANDED,PVC-INSULATED,750 V. 75 DEG.C, 50 SQ.MM. TIS.293 | 10
set40989 | 1020070004 | CABLE,AL,COMPACT STRANDED,PVC-INSULATED,750 V. 75 DEG.C, 95 SQ.MM. TIS.293 | 10
set40989 | 1020320003 | CONNECTOR,COMPRESSION,H-TYPE,MAIN AL 50-95 SQ.MM.,TAP AL. OR CU. 50-95 SQ.MM. | 16
set40989 | 1050040202 | CAPACITOR,POWER,3 PHASE,OUTDOOR 400 V. 20 KVAR. | 2
set40989 | 1050040205 | CAPACITOR,POWER,3 PHASE,OUTDOOR 400 V. 75 KVAR. | 2
set40990 | 1010100004 | WIRE,STEEL STRANDED 50/7 sq.mm.TIS.404 | 10
set40990 | 1010110204 | BOLT,MACHINE M.16x300 mm. | 8
set40990 | 1010180100 | WASHER,PLAIN,SQUARE,LARGE 52x52x4.5 mm.HOLE DIA. 18 MM. TIS.258 | 24
set40990 | 1020070002 | CABLE,AL,COMPACT STRANDED,PVC-INSULATED,750 V. 75 DEG.C, 50 SQ.MM. TIS.293 | 10
set40990 | 1020070004 | CABLE,AL,COMPACT STRANDED,PVC-INSULATED,750 V. 75 DEG.C, 95 SQ.MM. TIS.293 | 10
set40990 | 1020320003 | CONNECTOR,COMPRESSION,H-TYPE,MAIN AL 50-95 SQ.MM.,TAP AL. OR CU. 50-95 SQ.MM. | 16
set40990 | 1050040204 | CAPACITOR,POWER,3 PHASE,OUTDOOR 400 V. 45 KVAR. | 2
set40990 | 1050040205 | CAPACITOR,POWER,3 PHASE,OUTDOOR 400 V. 75 KVAR. | 2
set40991 | 1010100004 | WIRE,STEEL STRANDED 50/7 sq.mm.TIS.404 | 10
set40991 | 1010110203 | BOLT,MACHINE M.16x250 mm. | 8
set40991 | 1010180100 | WASHER,PLAIN,SQUARE,LARGE 52x52x4.5 mm.HOLE DIA. 18 MM. TIS.258 | 24
set40991 | 1020070004 | CABLE,AL,COMPACT STRANDED,PVC-INSULATED,750 V. 75 DEG.C, 95 SQ.MM. TIS.293 | 20
set40991 | 1020300102 | CONNECTOR,PARALLEL GROOVE,DOUBLE BOLT,AL,AL-ALLOY AND ACSR 25-95 SQ.MM. | 16
set40991 | 1050040205 | CAPACITOR,POWER,3 PHASE,OUTDOOR 400 V. 75 KVAR. | 4
set41001 | 1010110202 | BOLT,MACHINE M.16x200 mm. | 1
set41001 | 1010110203 | BOLT,MACHINE M.16x250 mm. | 3
set41001 | 1010180100 | WASHER,PLAIN,SQUARE,LARGE 52x52x4.5 mm.HOLE DIA. 18 MM. TIS.258 | 8
set41001 | 1020200000 | TAPE,ARMOR,AL 1x10 mm. | 0.03
set41001 | 1020320005 | CONNECTOR,COMPRESSION,H-TYPE,MAIN AL.35-50 SQ.MM.TAP CU. 6-10 SQ.MM. | 2
set41001 | 1060100000 | CABLE PLATE, SIZE 2X20X20 CM. | 2
set41001 | 1060100001 | METER PLATE, SIZE 2X20X60 CM. | 1
set41002 | 1010110202 | BOLT,MACHINE M.16x200 mm. | 1
set41002 | 1010110203 | BOLT,MACHINE M.16x250 mm. | 3
set41002 | 1010180100 | WASHER,PLAIN,SQUARE,LARGE 52x52x4.5 mm.HOLE DIA. 18 MM. TIS.258 | 8
set41002 | 1020200000 | TAPE,ARMOR,AL 1x10 mm. | 0.07
set41002 | 1020320005 | CONNECTOR,COMPRESSION,H-TYPE,MAIN AL.35-50 SQ.MM.TAP CU. 6-10 SQ.MM. | 4
set41002 | 1060100000 | CABLE PLATE, SIZE 2X20X20 CM. | 2
set41002 | 1060100001 | METER PLATE, SIZE 2X20X60 CM. | 1
set41003 | 1010110202 | BOLT,MACHINE M.16x200 mm. | 1
set41003 | 1010110203 | BOLT,MACHINE M.16x250 mm. | 3
set41003 | 1010180100 | WASHER,PLAIN,SQUARE,LARGE 52x52x4.5 mm.HOLE DIA. 18 MM. TIS.258 | 8
set41003 | 1020200000 | TAPE,ARMOR,AL 1x10 mm. | 0.1
set41003 | 1020320005 | CONNECTOR,COMPRESSION,H-TYPE,MAIN AL.35-50 SQ.MM.TAP CU. 6-10 SQ.MM. | 6
set41003 | 1060100000 | CABLE PLATE, SIZE 2X20X20 CM. | 2
set41003 | 1060100002 | METER PLATE, SIZE 2X20X120 CM. | 1
set41004 | 1010110202 | BOLT,MACHINE M.16x200 mm. | 1
set41004 | 1010110203 | BOLT,MACHINE M.16x250 mm. | 3
set41004 | 1010180100 | WASHER,PLAIN,SQUARE,LARGE 52x52x4.5 mm.HOLE DIA. 18 MM. TIS.258 | 8
set41004 | 1020200000 | TAPE,ARMOR,AL 1x10 mm. | 0.13
set41004 | 1020320005 | CONNECTOR,COMPRESSION,H-TYPE,MAIN AL.35-50 SQ.MM.TAP CU. 6-10 SQ.MM. | 8
set41004 | 1060100000 | CABLE PLATE, SIZE 2X20X20 CM. | 2
set41004 | 1060100002 | METER PLATE, SIZE 2X20X120 CM. | 1
set41011 | 1010100004 | WIRE,STEEL STRANDED 50/7 sq.mm.TIS.404 | 11
set41011 | 1010110202 | BOLT,MACHINE M.16x200 mm. | 3
set41011 | 1010110203 | BOLT,MACHINE M.16x250 mm. | 5
set41011 | 1010180100 | WASHER,PLAIN,SQUARE,LARGE 52x52x4.5 mm.HOLE DIA. 18 MM. TIS.258 | 12
set41011 | 1010220002 | ROD,GROUND,60x60x5 mm. 2 m.LONG | 1
set41011 | 1010230000 | CLAMP,SINGLE U-BOLT,M.8 (WIRE ROPE CLIP) | 1
set41011 | 1020200000 | TAPE,ARMOR,AL 1x10 mm. | 0.25
set41011 | 1020320003 | CONNECTOR,COMPRESSION,H-TYPE,MAIN AL 50-95 SQ.MM.,TAP AL. OR CU. 50-95 SQ.MM. | 4
set41011 | 1060100000 | CABLE PLATE, SIZE 2X20X20 CM. | 2
set41011 | 1060100001 | METER PLATE, SIZE 2X20X60 CM. | 3
set41011 | 1060100006 | CABINET,ALUMINIUM,OUTDOOR,FOR 3 PHASE WATTHOUR METER | 1
set41011 | 1080040001 | CONDUIT,PVC,RIGID,DIA. 20x2500 mm.TIS.216 | 1
set41011 | 9090011007 | WELDING POWDER, ST. WIRE 50 SQ.MM. TO GD | 3
set41012 | 1010100004 | WIRE,STEEL STRANDED 50/7 sq.mm.TIS.404 | 19
set41012 | 1010110203 | BOLT,MACHINE M.16x250 mm. | 5
set41012 | 1010180100 | WASHER,PLAIN,SQUARE,LARGE 52x52x4.5 mm.HOLE DIA. 18 MM. TIS.258 | 9
set41012 | 1010220002 | ROD,GROUND,60x60x5 mm. 2 m.LONG | 1
set41012 | 1010230000 | CLAMP,SINGLE U-BOLT,M.8 (WIRE ROPE CLIP) | 1
set41012 | 1020200000 | TAPE,ARMOR,AL 1x10 mm. | 0.25
set41012 | 1020320003 | CONNECTOR,COMPRESSION,H-TYPE,MAIN AL 50-95 SQ.MM.,TAP AL. OR CU. 50-95 SQ.MM. | 4
set41012 | 1060100000 | CABLE PLATE, SIZE 2X20X20 CM. | 4
set41012 | 1060100001 | METER PLATE, SIZE 2X20X60 CM. | 2
set41012 | 1060100003 | METER PLATE,WOOD,SIZE 2X20X30 CM. | 1
set41012 | 1060100008 | CABINET,STEEL,FOR WATTHOUR METER WITH L.T.,CT. | 1
set41012 | 1080040001 | CONDUIT,PVC,RIGID,DIA. 20x2500 mm.TIS.216 | 1
set41012 | 9090011007 | WELDING POWDER, ST. WIRE 50 SQ.MM. TO GD | 3
set41021 | 1010110203 | BOLT,MACHINE M.16x250 mm. | 1
set41021 | 1010110204 | BOLT,MACHINE M.16x300 mm. | 3
set41021 | 1010180100 | WASHER,PLAIN,SQUARE,LARGE 52x52x4.5 mm.HOLE DIA. 18 MM. TIS.258 | 8
set41021 | 1020200000 | TAPE,ARMOR,AL 1x10 mm. | 0.03
set41021 | 1020320005 | CONNECTOR,COMPRESSION,H-TYPE,MAIN AL.35-50 SQ.MM.TAP CU. 6-10 SQ.MM. | 2
set41021 | 1060100000 | CABLE PLATE, SIZE 2X20X20 CM. | 2
set41021 | 1060100001 | METER PLATE, SIZE 2X20X60 CM. | 1
set41022 | 1010110203 | BOLT,MACHINE M.16x250 mm. | 1
set41022 | 1010110204 | BOLT,MACHINE M.16x300 mm. | 3
set41022 | 1010180100 | WASHER,PLAIN,SQUARE,LARGE 52x52x4.5 mm.HOLE DIA. 18 MM. TIS.258 | 8
set41022 | 1020200000 | TAPE,ARMOR,AL 1x10 mm. | 0.07
set41022 | 1020320005 | CONNECTOR,COMPRESSION,H-TYPE,MAIN AL.35-50 SQ.MM.TAP CU. 6-10 SQ.MM. | 4
set41022 | 1060100000 | CABLE PLATE, SIZE 2X20X20 CM. | 2
set41022 | 1060100001 | METER PLATE, SIZE 2X20X60 CM. | 1
set41023 | 1010110203 | BOLT,MACHINE M.16x250 mm. | 1
set41023 | 1010110204 | BOLT,MACHINE M.16x300 mm. | 3
set41023 | 1010180100 | WASHER,PLAIN,SQUARE,LARGE 52x52x4.5 mm.HOLE DIA. 18 MM. TIS.258 | 8
set41023 | 1020200000 | TAPE,ARMOR,AL 1x10 mm. | 0.1
set41023 | 1020320005 | CONNECTOR,COMPRESSION,H-TYPE,MAIN AL.35-50 SQ.MM.TAP CU. 6-10 SQ.MM. | 6
set41023 | 1060100000 | CABLE PLATE, SIZE 2X20X20 CM. | 2
set41023 | 1060100002 | METER PLATE, SIZE 2X20X120 CM. | 1
set41024 | 1010110203 | BOLT,MACHINE M.16x250 mm. | 1
set41024 | 1010110204 | BOLT,MACHINE M.16x300 mm. | 3
set41024 | 1010180100 | WASHER,PLAIN,SQUARE,LARGE 52x52x4.5 mm.HOLE DIA. 18 MM. TIS.258 | 8
set41024 | 1020200000 | TAPE,ARMOR,AL 1x10 mm. | 0.13
set41024 | 1020320005 | CONNECTOR,COMPRESSION,H-TYPE,MAIN AL.35-50 SQ.MM.TAP CU. 6-10 SQ.MM. | 8
set41024 | 1060100000 | CABLE PLATE, SIZE 2X20X20 CM. | 2
set41024 | 1060100002 | METER PLATE, SIZE 2X20X120 CM. | 1
set41025 | 1010110203 | BOLT,MACHINE M.16x250 mm. | 3
set41025 | 1010110204 | BOLT,MACHINE M.16x300 mm. | 3
set41025 | 1010180100 | WASHER,PLAIN,SQUARE,LARGE 52x52x4.5 mm.HOLE DIA. 18 MM. TIS.258 | 6
set41025 | 1030030000 | INSULATOR,SPOOL,TYPE B (CLASS 53-2)TIS.227 | 2
set41025 | 1030130000 | RACK,SECONDARY,MEDIUM PRESSED STEEL 2X200 mm.(2x8") | 1
set41025 | 1060100000 | CABLE PLATE, SIZE 2X20X20 CM. | 2
set41025 | 1060100001 | METER PLATE, SIZE 2X20X60 CM. | 1
set41026 | 1010110204 | BOLT,MACHINE M.16x300 mm. | 3
set41026 | 1010110205 | BOLT,MACHINE M.16x350 mm. | 3
set41026 | 1010180100 | WASHER,PLAIN,SQUARE,LARGE 52x52x4.5 mm.HOLE DIA. 18 MM. TIS.258 | 8
set41026 | 1030030000 | INSULATOR,SPOOL,TYPE B (CLASS 53-2)TIS.227 | 2
set41026 | 1030130000 | RACK,SECONDARY,MEDIUM PRESSED STEEL 2X200 mm.(2x8") | 1
set41026 | 1060100000 | CABLE PLATE, SIZE 2X20X20 CM. | 2
set41026 | 1060100001 | METER PLATE, SIZE 2X20X60 CM. | 1
set41031 | 1010100004 | WIRE,STEEL STRANDED 50/7 sq.mm.TIS.404 | 11
set41031 | 1010110203 | BOLT,MACHINE M.16x250 mm. | 3
set41031 | 1010110204 | BOLT,MACHINE M.16x300 mm. | 5
set41031 | 1010180100 | WASHER,PLAIN,SQUARE,LARGE 52x52x4.5 mm.HOLE DIA. 18 MM. TIS.258 | 12
set41031 | 1010220002 | ROD,GROUND,60x60x5 mm. 2 m.LONG | 1
set41031 | 1010230000 | CLAMP,SINGLE U-BOLT,M.8 (WIRE ROPE CLIP) | 1
set41031 | 1020200000 | TAPE,ARMOR,AL 1x10 mm. | 0.25
set41031 | 1020320003 | CONNECTOR,COMPRESSION,H-TYPE,MAIN AL 50-95 SQ.MM.,TAP AL. OR CU. 50-95 SQ.MM. | 4
set41031 | 1060100000 | CABLE PLATE, SIZE 2X20X20 CM. | 2
set41031 | 1060100001 | METER PLATE, SIZE 2X20X60 CM. | 3
set41031 | 1060100006 | CABINET,ALUMINIUM,OUTDOOR,FOR 3 PHASE WATTHOUR METER | 1
set41031 | 1080040001 | CONDUIT,PVC,RIGID,DIA. 20x2500 mm.TIS.216 | 1
set41031 | 9090011007 | WELDING POWDER, ST. WIRE 50 SQ.MM. TO GD | 3
set41032 | 1010100004 | WIRE,STEEL STRANDED 50/7 sq.mm.TIS.404 | 19
set41032 | 1010110204 | BOLT,MACHINE M.16x300 mm. | 5
set41032 | 1010180100 | WASHER,PLAIN,SQUARE,LARGE 52x52x4.5 mm.HOLE DIA. 18 MM. TIS.258 | 9
set41032 | 1010220002 | ROD,GROUND,60x60x5 mm. 2 m.LONG | 1
set41032 | 1020200000 | TAPE,ARMOR,AL 1x10 mm. | 0.25
set41032 | 1020320003 | CONNECTOR,COMPRESSION,H-TYPE,MAIN AL 50-95 SQ.MM.,TAP AL. OR CU. 50-95 SQ.MM. | 4
set41032 | 1060100000 | CABLE PLATE, SIZE 2X20X20 CM. | 4
set41032 | 1060100001 | METER PLATE, SIZE 2X20X60 CM. | 2
set41032 | 1060100003 | METER PLATE,WOOD,SIZE 2X20X30 CM. | 1
set41032 | 1060100008 | CABINET,STEEL,FOR WATTHOUR METER WITH L.T.,CT. | 1
set41032 | 1080040001 | CONDUIT,PVC,RIGID,DIA. 20x2500 mm.TIS.216 | 1
set41032 | 9090011007 | WELDING POWDER, ST. WIRE 50 SQ.MM. TO GD | 3
set41041 | 1010110204 | BOLT,MACHINE M.16x300 mm. | 1
set41041 | 1010110205 | BOLT,MACHINE M.16x350 mm. | 3
set41041 | 1010180100 | WASHER,PLAIN,SQUARE,LARGE 52x52x4.5 mm.HOLE DIA. 18 MM. TIS.258 | 8
set41041 | 1020200000 | TAPE,ARMOR,AL 1x10 mm. | 0.03
set41041 | 1020320005 | CONNECTOR,COMPRESSION,H-TYPE,MAIN AL.35-50 SQ.MM.TAP CU. 6-10 SQ.MM. | 2
set41041 | 1060100000 | CABLE PLATE, SIZE 2X20X20 CM. | 2
set41041 | 1060100001 | METER PLATE, SIZE 2X20X60 CM. | 1
set41042 | 1010110204 | BOLT,MACHINE M.16x300 mm. | 1
set41042 | 1010110205 | BOLT,MACHINE M.16x350 mm. | 3
set41042 | 1010180100 | WASHER,PLAIN,SQUARE,LARGE 52x52x4.5 mm.HOLE DIA. 18 MM. TIS.258 | 8
set41042 | 1020200000 | TAPE,ARMOR,AL 1x10 mm. | 0.07
set41042 | 1020320005 | CONNECTOR,COMPRESSION,H-TYPE,MAIN AL.35-50 SQ.MM.TAP CU. 6-10 SQ.MM. | 4
set41042 | 1060100000 | CABLE PLATE, SIZE 2X20X20 CM. | 2
set41042 | 1060100001 | METER PLATE, SIZE 2X20X60 CM. | 1
set41043 | 1010110204 | BOLT,MACHINE M.16x300 mm. | 1
set41043 | 1010110205 | BOLT,MACHINE M.16x350 mm. | 3
set41043 | 1010180100 | WASHER,PLAIN,SQUARE,LARGE 52x52x4.5 mm.HOLE DIA. 18 MM. TIS.258 | 8
set41043 | 1020200000 | TAPE,ARMOR,AL 1x10 mm. | 0.1
set41043 | 1020320005 | CONNECTOR,COMPRESSION,H-TYPE,MAIN AL.35-50 SQ.MM.TAP CU. 6-10 SQ.MM. | 6
set41043 | 1060100000 | CABLE PLATE, SIZE 2X20X20 CM. | 2
set41043 | 1060100002 | METER PLATE, SIZE 2X20X120 CM. | 1
set41044 | 1010110205 | BOLT,MACHINE M.16x350 mm. | 3
set41044 | 1010120001 | BOLT,DOUBLE ARMING,M.16x450 mm. | 1
set41044 | 1010180100 | WASHER,PLAIN,SQUARE,LARGE 52x52x4.5 mm.HOLE DIA. 18 MM. TIS.258 | 8
set41044 | 1020200000 | TAPE,ARMOR,AL 1x10 mm. | 0.13
set41044 | 1020320005 | CONNECTOR,COMPRESSION,H-TYPE,MAIN AL.35-50 SQ.MM.TAP CU. 6-10 SQ.MM. | 8
set41044 | 1060100000 | CABLE PLATE, SIZE 2X20X20 CM. | 2
set41044 | 1060100002 | METER PLATE, SIZE 2X20X120 CM. | 1
set41045 | 1010110203 | BOLT,MACHINE M.16x250 mm. | 3
set41045 | 1010110204 | BOLT,MACHINE M.16x300 mm. | 3
set41045 | 1010180100 | WASHER,PLAIN,SQUARE,LARGE 52x52x4.5 mm.HOLE DIA. 18 MM. TIS.258 | 6
set41045 | 1030030000 | INSULATOR,SPOOL,TYPE B (CLASS 53-2)TIS.227 | 2
set41045 | 1030130000 | RACK,SECONDARY,MEDIUM PRESSED STEEL 2X200 mm.(2x8") | 1
set41045 | 1060100000 | CABLE PLATE, SIZE 2X20X20 CM. | 2
set41045 | 1060100001 | METER PLATE, SIZE 2X20X60 CM. | 1
set41046 | 1010110204 | BOLT,MACHINE M.16x300 mm. | 3
set41046 | 1010110205 | BOLT,MACHINE M.16x350 mm. | 3
set41046 | 1010180100 | WASHER,PLAIN,SQUARE,LARGE 52x52x4.5 mm.HOLE DIA. 18 MM. TIS.258 | 8
set41046 | 1030030000 | INSULATOR,SPOOL,TYPE B (CLASS 53-2)TIS.227 | 2
set41046 | 1030130000 | RACK,SECONDARY,MEDIUM PRESSED STEEL 2X200 mm.(2x8") | 1
set41046 | 1060100000 | CABLE PLATE, SIZE 2X20X20 CM. | 2
set41046 | 1060100001 | METER PLATE, SIZE 2X20X60 CM. | 1
set41051 | 1010100004 | WIRE,STEEL STRANDED 50/7 sq.mm.TIS.404 | 11
set41051 | 1010110204 | BOLT,MACHINE M.16x300 mm. | 3
set41051 | 1010110205 | BOLT,MACHINE M.16x350 mm. | 5
set41051 | 1010180100 | WASHER,PLAIN,SQUARE,LARGE 52x52x4.5 mm.HOLE DIA. 18 MM. TIS.258 | 12
set41051 | 1010220002 | ROD,GROUND,60x60x5 mm. 2 m.LONG | 1
set41051 | 1010230000 | CLAMP,SINGLE U-BOLT,M.8 (WIRE ROPE CLIP) | 1
set41051 | 1020200000 | TAPE,ARMOR,AL 1x10 mm. | 0.25
set41051 | 1020320005 | CONNECTOR,COMPRESSION,H-TYPE,MAIN AL.35-50 SQ.MM.TAP CU. 6-10 SQ.MM. | 2
set41051 | 1060100000 | CABLE PLATE, SIZE 2X20X20 CM. | 2
set41051 | 1060100001 | METER PLATE, SIZE 2X20X60 CM. | 3
set41051 | 1060100006 | CABINET,ALUMINIUM,OUTDOOR,FOR 3 PHASE WATTHOUR METER | 1
set41051 | 1080040001 | CONDUIT,PVC,RIGID,DIA. 20x2500 mm.TIS.216 | 1
set41051 | 9090011007 | WELDING POWDER, ST. WIRE 50 SQ.MM. TO GD | 3
set41052 | 1010100004 | WIRE,STEEL STRANDED 50/7 sq.mm.TIS.404 | 19
set41052 | 1010110205 | BOLT,MACHINE M.16x350 mm. | 5
set41052 | 1010180100 | WASHER,PLAIN,SQUARE,LARGE 52x52x4.5 mm.HOLE DIA. 18 MM. TIS.258 | 9
set41052 | 1010220002 | ROD,GROUND,60x60x5 mm. 2 m.LONG | 1
set41052 | 1010230000 | CLAMP,SINGLE U-BOLT,M.8 (WIRE ROPE CLIP) | 1
set41052 | 1020200000 | TAPE,ARMOR,AL 1x10 mm. | 0.25
set41052 | 1020320003 | CONNECTOR,COMPRESSION,H-TYPE,MAIN AL 50-95 SQ.MM.,TAP AL. OR CU. 50-95 SQ.MM. | 4
set41052 | 1060100000 | CABLE PLATE, SIZE 2X20X20 CM. | 4
set41052 | 1060100001 | METER PLATE, SIZE 2X20X60 CM. | 2
set41052 | 1060100003 | METER PLATE,WOOD,SIZE 2X20X30 CM. | 1
set41052 | 1060100008 | CABINET,STEEL,FOR WATTHOUR METER WITH L.T.,CT. | 1
set41052 | 1080040001 | CONDUIT,PVC,RIGID,DIA. 20x2500 mm.TIS.216 | 1
set41052 | 9090011007 | WELDING POWDER, ST. WIRE 50 SQ.MM. TO GD | 3
set41061 | 1020200000 | TAPE,ARMOR,AL 1x10 mm. | 0.03
set41061 | 1020320005 | CONNECTOR,COMPRESSION,H-TYPE,MAIN AL.35-50 SQ.MM.TAP CU. 6-10 SQ.MM. | 2
set41061 | 1060100000 | CABLE PLATE, SIZE 2X20X20 CM. | 1
set41062 | 1020200000 | TAPE,ARMOR,AL 1x10 mm. | 0.07
set41062 | 1020320005 | CONNECTOR,COMPRESSION,H-TYPE,MAIN AL.35-50 SQ.MM.TAP CU. 6-10 SQ.MM. | 2
set41062 | 1060100001 | METER PLATE, SIZE 2X20X60 CM. | 1
set41063 | 1020200000 | TAPE,ARMOR,AL 1x10 mm. | 0.1
set41063 | 1020320003 | CONNECTOR,COMPRESSION,H-TYPE,MAIN AL 50-95 SQ.MM.,TAP AL. OR CU. 50-95 SQ.MM. | 4
set41063 | 1060100001 | METER PLATE, SIZE 2X20X60 CM. | 1
set41064 | 1010100004 | WIRE,STEEL STRANDED 50/7 sq.mm.TIS.404 | 11
set41064 | 1010220002 | ROD,GROUND,60x60x5 mm. 2 m.LONG | 1
set41064 | 1020200000 | TAPE,ARMOR,AL 1x10 mm. | 0.25
set41064 | 1020320003 | CONNECTOR,COMPRESSION,H-TYPE,MAIN AL 50-95 SQ.MM.,TAP AL. OR CU. 50-95 SQ.MM. | 4
set41064 | 1060100001 | METER PLATE, SIZE 2X20X60 CM. | 1
set41064 | 1060100007 | CABINET,ALUMINIUM,OUTDOOR,FOR 3 PHASE DEMAND METER | 1
set41064 | 1080040001 | CONDUIT,PVC,RIGID,DIA. 20x2500 mm.TIS.216 | 1
set41064 | 9090011007 | WELDING POWDER, ST. WIRE 50 SQ.MM. TO GD | 1
set41071 | 1010110204 | BOLT,MACHINE M.16x300 mm. | 2
set41071 | 1010110205 | BOLT,MACHINE M.16x350 mm. | 2
set41071 | 1010180100 | WASHER,PLAIN,SQUARE,LARGE 52x52x4.5 mm.HOLE DIA. 18 MM. TIS.258 | 8
set41071 | 1020200000 | TAPE,ARMOR,AL 1x10 mm. | 0.03
set41071 | 1020320005 | CONNECTOR,COMPRESSION,H-TYPE,MAIN AL.35-50 SQ.MM.TAP CU. 6-10 SQ.MM. | 2
set41071 | 1060100000 | CABLE PLATE, SIZE 2X20X20 CM. | 2
set41071 | 1060100001 | METER PLATE, SIZE 2X20X60 CM. | 1
set41072 | 1010110204 | BOLT,MACHINE M.16x300 mm. | 2
set41072 | 1010110205 | BOLT,MACHINE M.16x350 mm. | 2
set41072 | 1010180100 | WASHER,PLAIN,SQUARE,LARGE 52x52x4.5 mm.HOLE DIA. 18 MM. TIS.258 | 8
set41072 | 1020200000 | TAPE,ARMOR,AL 1x10 mm. | 0.07
set41072 | 1020320005 | CONNECTOR,COMPRESSION,H-TYPE,MAIN AL.35-50 SQ.MM.TAP CU. 6-10 SQ.MM. | 4
set41072 | 1060100000 | CABLE PLATE, SIZE 2X20X20 CM. | 2
set41072 | 1060100001 | METER PLATE, SIZE 2X20X60 CM. | 1
set41073 | 1010110204 | BOLT,MACHINE M.16x300 mm. | 2
set41073 | 1010110205 | BOLT,MACHINE M.16x350 mm. | 2
set41073 | 1010180100 | WASHER,PLAIN,SQUARE,LARGE 52x52x4.5 mm.HOLE DIA. 18 MM. TIS.258 | 8
set41073 | 1020200000 | TAPE,ARMOR,AL 1x10 mm. | 0.1
set41073 | 1020320005 | CONNECTOR,COMPRESSION,H-TYPE,MAIN AL.35-50 SQ.MM.TAP CU. 6-10 SQ.MM. | 6
set41073 | 1060100000 | CABLE PLATE, SIZE 2X20X20 CM. | 2
set41073 | 1060100002 | METER PLATE, SIZE 2X20X120 CM. | 1
set41074 | 1010110204 | BOLT,MACHINE M.16x300 mm. | 2
set41074 | 1010110205 | BOLT,MACHINE M.16x350 mm. | 2
set41074 | 1010180100 | WASHER,PLAIN,SQUARE,LARGE 52x52x4.5 mm.HOLE DIA. 18 MM. TIS.258 | 8
set41074 | 1020200000 | TAPE,ARMOR,AL 1x10 mm. | 0.13
set41074 | 1020320005 | CONNECTOR,COMPRESSION,H-TYPE,MAIN AL.35-50 SQ.MM.TAP CU. 6-10 SQ.MM. | 8
set41074 | 1060100000 | CABLE PLATE, SIZE 2X20X20 CM. | 2
set41074 | 1060100002 | METER PLATE, SIZE 2X20X120 CM. | 1
set41075 | 1010110204 | BOLT,MACHINE M.16x300 mm. | 2
set41075 | 1010110205 | BOLT,MACHINE M.16x350 mm. | 2
set41075 | 1010180100 | WASHER,PLAIN,SQUARE,LARGE 52x52x4.5 mm.HOLE DIA. 18 MM. TIS.258 | 6
set41075 | 1030030000 | INSULATOR,SPOOL,TYPE B (CLASS 53-2)TIS.227 | 2
set41075 | 1030130000 | RACK,SECONDARY,MEDIUM PRESSED STEEL 2X200 mm.(2x8") | 1
set41075 | 1060100000 | CABLE PLATE, SIZE 2X20X20 CM. | 2
set41075 | 1060100001 | METER PLATE, SIZE 2X20X60 CM. | 1
set41076 | 1010110205 | BOLT,MACHINE M.16x350 mm. | 3
set41076 | 1010110206 | BOLT,MACHINE M.16x400 mm. | 3
set41076 | 1010180100 | WASHER,PLAIN,SQUARE,LARGE 52x52x4.5 mm.HOLE DIA. 18 MM. TIS.258 | 8
set41076 | 1030030000 | INSULATOR,SPOOL,TYPE B (CLASS 53-2)TIS.227 | 2
set41076 | 1030130000 | RACK,SECONDARY,MEDIUM PRESSED STEEL 2X200 mm.(2x8") | 1
set41076 | 1060100000 | CABLE PLATE, SIZE 2X20X20 CM. | 2
set41076 | 1060100001 | METER PLATE, SIZE 2X20X60 CM. | 1
set41081 | 1010100004 | WIRE,STEEL STRANDED 50/7 sq.mm.TIS.404 | 11
set41081 | 1010110205 | BOLT,MACHINE M.16x350 mm. | 3
set41081 | 1010110206 | BOLT,MACHINE M.16x400 mm. | 5
set41081 | 1010180100 | WASHER,PLAIN,SQUARE,LARGE 52x52x4.5 mm.HOLE DIA. 18 MM. TIS.258 | 12
set41081 | 1010220002 | ROD,GROUND,60x60x5 mm. 2 m.LONG | 1
set41081 | 1010230000 | CLAMP,SINGLE U-BOLT,M.8 (WIRE ROPE CLIP) | 1
set41081 | 1020200000 | TAPE,ARMOR,AL 1x10 mm. | 0.25
set41081 | 1020320003 | CONNECTOR,COMPRESSION,H-TYPE,MAIN AL 50-95 SQ.MM.,TAP AL. OR CU. 50-95 SQ.MM. | 4
set41081 | 1060100000 | CABLE PLATE, SIZE 2X20X20 CM. | 2
set41081 | 1060100001 | METER PLATE, SIZE 2X20X60 CM. | 3
set41081 | 1060100006 | CABINET,ALUMINIUM,OUTDOOR,FOR 3 PHASE WATTHOUR METER | 1
set41081 | 1080040001 | CONDUIT,PVC,RIGID,DIA. 20x2500 mm.TIS.216 | 1
set41081 | 9090011007 | WELDING POWDER, ST. WIRE 50 SQ.MM. TO GD | 3
set41082 | 1010100004 | WIRE,STEEL STRANDED 50/7 sq.mm.TIS.404 | 19
set41082 | 1010110206 | BOLT,MACHINE M.16x400 mm. | 5
set41082 | 1010180100 | WASHER,PLAIN,SQUARE,LARGE 52x52x4.5 mm.HOLE DIA. 18 MM. TIS.258 | 9
set41082 | 1010220002 | ROD,GROUND,60x60x5 mm. 2 m.LONG | 1
set41082 | 1020200000 | TAPE,ARMOR,AL 1x10 mm. | 0.25
set41082 | 1020320003 | CONNECTOR,COMPRESSION,H-TYPE,MAIN AL 50-95 SQ.MM.,TAP AL. OR CU. 50-95 SQ.MM. | 4
set41082 | 1060100000 | CABLE PLATE, SIZE 2X20X20 CM. | 4
set41082 | 1060100001 | METER PLATE, SIZE 2X20X60 CM. | 2
set41082 | 1060100003 | METER PLATE,WOOD,SIZE 2X20X30 CM. | 1
set41082 | 1060100008 | CABINET,STEEL,FOR WATTHOUR METER WITH L.T.,CT. | 1
set41082 | 1080040001 | CONDUIT,PVC,RIGID,DIA. 20x2500 mm.TIS.216 | 1
set41082 | 9090011007 | WELDING POWDER, ST. WIRE 50 SQ.MM. TO GD | 3
set41091 | 1010110205 | BOLT,MACHINE M.16x350 mm. | 2
set41091 | 1010110206 | BOLT,MACHINE M.16x400 mm. | 2
set41091 | 1010180100 | WASHER,PLAIN,SQUARE,LARGE 52x52x4.5 mm.HOLE DIA. 18 MM. TIS.258 | 8
set41091 | 1020200000 | TAPE,ARMOR,AL 1x10 mm. | 0.03
set41091 | 1020320005 | CONNECTOR,COMPRESSION,H-TYPE,MAIN AL.35-50 SQ.MM.TAP CU. 6-10 SQ.MM. | 2
set41091 | 1060100000 | CABLE PLATE, SIZE 2X20X20 CM. | 2
set41091 | 1060100001 | METER PLATE, SIZE 2X20X60 CM. | 1
set41092 | 1010110205 | BOLT,MACHINE M.16x350 mm. | 2
set41092 | 1010110206 | BOLT,MACHINE M.16x400 mm. | 2
set41092 | 1010180100 | WASHER,PLAIN,SQUARE,LARGE 52x52x4.5 mm.HOLE DIA. 18 MM. TIS.258 | 8
set41092 | 1020200000 | TAPE,ARMOR,AL 1x10 mm. | 0.07
set41092 | 1020320005 | CONNECTOR,COMPRESSION,H-TYPE,MAIN AL.35-50 SQ.MM.TAP CU. 6-10 SQ.MM. | 4
set41092 | 1060100000 | CABLE PLATE, SIZE 2X20X20 CM. | 2
set41092 | 1060100001 | METER PLATE, SIZE 2X20X60 CM. | 1
set41093 | 1010110205 | BOLT,MACHINE M.16x350 mm. | 2
set41093 | 1010110206 | BOLT,MACHINE M.16x400 mm. | 2
set41093 | 1010180100 | WASHER,PLAIN,SQUARE,LARGE 52x52x4.5 mm.HOLE DIA. 18 MM. TIS.258 | 8
set41093 | 1020200000 | TAPE,ARMOR,AL 1x10 mm. | 0.1
set41093 | 1020320005 | CONNECTOR,COMPRESSION,H-TYPE,MAIN AL.35-50 SQ.MM.TAP CU. 6-10 SQ.MM. | 6
set41093 | 1060100000 | CABLE PLATE, SIZE 2X20X20 CM. | 2
set41093 | 1060100002 | METER PLATE, SIZE 2X20X120 CM. | 1
set41094 | 1010110206 | BOLT,MACHINE M.16x400 mm. | 3
set41094 | 1010120002 | BOLT,DOUBLE ARMING,M.16x500 mm. | 1
set41094 | 1010180100 | WASHER,PLAIN,SQUARE,LARGE 52x52x4.5 mm.HOLE DIA. 18 MM. TIS.258 | 8
set41094 | 1020200000 | TAPE,ARMOR,AL 1x10 mm. | 0.13
set41094 | 1020320005 | CONNECTOR,COMPRESSION,H-TYPE,MAIN AL.35-50 SQ.MM.TAP CU. 6-10 SQ.MM. | 8
set41094 | 1060100000 | CABLE PLATE, SIZE 2X20X20 CM. | 2
set41094 | 1060100002 | METER PLATE, SIZE 2X20X120 CM. | 1
set41095 | 1010110204 | BOLT,MACHINE M.16x300 mm. | 3
set41095 | 1010110205 | BOLT,MACHINE M.16x350 mm. | 3
set41095 | 1010180100 | WASHER,PLAIN,SQUARE,LARGE 52x52x4.5 mm.HOLE DIA. 18 MM. TIS.258 | 6
set41095 | 1030030000 | INSULATOR,SPOOL,TYPE B (CLASS 53-2)TIS.227 | 2
set41095 | 1030130000 | RACK,SECONDARY,MEDIUM PRESSED STEEL 2X200 mm.(2x8") | 1
set41095 | 1060100000 | CABLE PLATE, SIZE 2X20X20 CM. | 2
set41095 | 1060100001 | METER PLATE, SIZE 2X20X60 CM. | 1
set41096 | 1010110205 | BOLT,MACHINE M.16x350 mm. | 3
set41096 | 1010110206 | BOLT,MACHINE M.16x400 mm. | 3
set41096 | 1010180100 | WASHER,PLAIN,SQUARE,LARGE 52x52x4.5 mm.HOLE DIA. 18 MM. TIS.258 | 8
set41096 | 1030030000 | INSULATOR,SPOOL,TYPE B (CLASS 53-2)TIS.227 | 2
set41096 | 1030130000 | RACK,SECONDARY,MEDIUM PRESSED STEEL 2X200 mm.(2x8") | 1
set41096 | 1060100000 | CABLE PLATE, SIZE 2X20X20 CM. | 2
set41096 | 1060100001 | METER PLATE, SIZE 2X20X60 CM. | 1
set41101 | 1010100004 | WIRE,STEEL STRANDED 50/7 sq.mm.TIS.404 | 11
set41101 | 1010110205 | BOLT,MACHINE M.16x350 mm. | 3
set41101 | 1010110206 | BOLT,MACHINE M.16x400 mm. | 5
set41101 | 1010180100 | WASHER,PLAIN,SQUARE,LARGE 52x52x4.5 mm.HOLE DIA. 18 MM. TIS.258 | 12
set41101 | 1010220002 | ROD,GROUND,60x60x5 mm. 2 m.LONG | 1
set41101 | 1010230000 | CLAMP,SINGLE U-BOLT,M.8 (WIRE ROPE CLIP) | 1
set41101 | 1020200000 | TAPE,ARMOR,AL 1x10 mm. | 0.25
set41101 | 1020320003 | CONNECTOR,COMPRESSION,H-TYPE,MAIN AL 50-95 SQ.MM.,TAP AL. OR CU. 50-95 SQ.MM. | 4
set41101 | 1060100000 | CABLE PLATE, SIZE 2X20X20 CM. | 2
set41101 | 1060100001 | METER PLATE, SIZE 2X20X60 CM. | 3
set41101 | 1060100006 | CABINET,ALUMINIUM,OUTDOOR,FOR 3 PHASE WATTHOUR METER | 1
set41101 | 1080040001 | CONDUIT,PVC,RIGID,DIA. 20x2500 mm.TIS.216 | 1
set41101 | 9090011007 | WELDING POWDER, ST. WIRE 50 SQ.MM. TO GD | 3
set41102 | 1010100004 | WIRE,STEEL STRANDED 50/7 sq.mm.TIS.404 | 19
set41102 | 1010110206 | BOLT,MACHINE M.16x400 mm. | 5
set41102 | 1010180100 | WASHER,PLAIN,SQUARE,LARGE 52x52x4.5 mm.HOLE DIA. 18 MM. TIS.258 | 9
set41102 | 1010220002 | ROD,GROUND,60x60x5 mm. 2 m.LONG | 1
set41102 | 1010230000 | CLAMP,SINGLE U-BOLT,M.8 (WIRE ROPE CLIP) | 1
set41102 | 1020200000 | TAPE,ARMOR,AL 1x10 mm. | 0.25
set41102 | 1020320003 | CONNECTOR,COMPRESSION,H-TYPE,MAIN AL 50-95 SQ.MM.,TAP AL. OR CU. 50-95 SQ.MM. | 4
set41102 | 1060100000 | CABLE PLATE, SIZE 2X20X20 CM. | 4
set41102 | 1060100001 | METER PLATE, SIZE 2X20X60 CM. | 2
set41102 | 1060100003 | METER PLATE,WOOD,SIZE 2X20X30 CM. | 1
set41102 | 1060100008 | CABINET,STEEL,FOR WATTHOUR METER WITH L.T.,CT. | 1
set41102 | 1080040001 | CONDUIT,PVC,RIGID,DIA. 20x2500 mm.TIS.216 | 1
set41102 | 9090011007 | WELDING POWDER, ST. WIRE 50 SQ.MM. TO GD | 3
set41121 | 1000110002 | CROSSARM,PRESTRESSED CONCRETE,SPUN,H.T. 120X120X3,000 MM. | 4
set41121 | 1010100004 | WIRE,STEEL STRANDED 50/7 sq.mm.TIS.404 | 27
set41121 | 1010110200 | BOLT,MACHINE M.16x130 mm. | 6
set41121 | 1010110202 | BOLT,MACHINE M.16x200 mm. | 1
set41121 | 1010110203 | BOLT,MACHINE M.16x250 mm. | 3
set41121 | 1010110204 | BOLT,MACHINE M.16x300 mm. | 4
set41121 | 1010110206 | BOLT,MACHINE M.16x400 mm. | 2
set41121 | 1010180100 | WASHER,PLAIN,SQUARE,LARGE 52x52x4.5 mm.HOLE DIA. 18 MM. TIS.258 | 25
set41121 | 1010200001 | BRACE,FLAT,FOR CROSSARM 30x6x760 mm. | 6
set41121 | 1010220002 | ROD,GROUND,60x60x5 mm. 2 m.LONG | 2
set41121 | 1020050100 | CABLE,AERIAL,AL 33 kV. 1x50 sq.mm. | 10
set41121 | 1020080402 | CONTROL CABLE SIZE 7x2.5 sq.mm.TIS.838 | 10
set41121 | 1020200000 | TAPE,ARMOR,AL 1x10 mm. | 0.5
set41121 | 1020300102 | CONNECTOR,PARALLEL GROOVE,DOUBLE BOLT,AL,AL-ALLOY AND ACSR 25-95 SQ.MM. | 3
set41121 | 1030000002 | INSULATOR,PIN TYPE,TYPE C (CLASS 56-3)TIS.279 | 2
set41121 | 1030100001 | PIN,INSULATOR,33 KV.SHANK 165 MM.LEAD HEAD 35 MM.(1 3/8") | 2
set41121 | 1040000100 | S.A. 30 KV. 5 KA. | 1
set41121 | 1040010100 | CUT-OUT,FUSE,OPEN TYPE,SINGLE ISULATOR,DROPOUT 33 KV. 100 A. | 1
set41121 | 1060020105 | TRANSFORMER,VOLTAGE,1 PHASE OUTDOOR,RATIO 33,000/110 V. CLASS 0.5, 50 VA. | 1
set41121 | 1060060300 | DEMAND METER,CUMULATIVE,3 PHASE,3 WIRE 100 OR 110 V. 5 A. (CT.,PT. TYPE) | 1
set41121 | 1060100007 | CABINET,ALUMINIUM,OUTDOOR,FOR 3 PHASE DEMAND METER | 1
set41121 | 1080040001 | CONDUIT,PVC,RIGID,DIA. 20x2500 mm.TIS.216 | 2
set41121 | 9090011007 | WELDING POWDER, ST. WIRE 50 SQ.MM. TO GD | 4
set41122 | 1000110002 | CROSSARM,PRESTRESSED CONCRETE,SPUN,H.T. 120X120X3,000 MM. | 2
set41122 | 1010100004 | WIRE,STEEL STRANDED 50/7 sq.mm.TIS.404 | 27
set41122 | 1010110200 | BOLT,MACHINE M.16x130 mm. | 4
set41122 | 1010110203 | BOLT,MACHINE M.16x250 mm. | 1
set41122 | 1010110207 | BOLT,MACHINE M.16x450 mm. | 2
set41122 | 1010120001 | BOLT,DOUBLE ARMING,M.16x450 mm. | 2
set41122 | 1010180100 | WASHER,PLAIN,SQUARE,LARGE 52x52x4.5 mm.HOLE DIA. 18 MM. TIS.258 | 18
set41122 | 1010200001 | BRACE,FLAT,FOR CROSSARM 30x6x760 mm. | 4
set41122 | 1010220002 | ROD,GROUND,60x60x5 mm. 2 m.LONG | 2
set41122 | 1020050100 | CABLE,AERIAL,AL 33 kV. 1x50 sq.mm. | 10
set41122 | 1020080402 | CONTROL CABLE SIZE 7x2.5 sq.mm.TIS.838 | 10
set41122 | 1020200000 | TAPE,ARMOR,AL 1x10 mm. | 0.5
set41122 | 1020300102 | CONNECTOR,PARALLEL GROOVE,DOUBLE BOLT,AL,AL-ALLOY AND ACSR 25-95 SQ.MM. | 1
set41122 | 1030000002 | INSULATOR,PIN TYPE,TYPE C (CLASS 56-3)TIS.279 | 1
set41122 | 1030100001 | PIN,INSULATOR,33 KV.SHANK 165 MM.LEAD HEAD 35 MM.(1 3/8") | 1
set41122 | 1040000100 | S.A. 30 KV. 5 KA. | 1
set41122 | 1040010100 | CUT-OUT,FUSE,OPEN TYPE,SINGLE ISULATOR,DROPOUT 33 KV. 100 A. | 1
set41122 | 1060020105 | TRANSFORMER,VOLTAGE,1 PHASE OUTDOOR,RATIO 33,000/110 V. CLASS 0.5, 50 VA. | 1
set41122 | 1060060300 | DEMAND METER,CUMULATIVE,3 PHASE,3 WIRE 100 OR 110 V. 5 A. (CT.,PT. TYPE) | 1
set41122 | 1060100007 | CABINET,ALUMINIUM,OUTDOOR,FOR 3 PHASE DEMAND METER | 1
set41122 | 1080040001 | CONDUIT,PVC,RIGID,DIA. 20x2500 mm.TIS.216 | 2
set41122 | 9090011007 | WELDING POWDER, ST. WIRE 50 SQ.MM. TO GD | 4
set41141 | 1000110002 | CROSSARM,PRESTRESSED CONCRETE,SPUN,H.T. 120X120X3,000 MM. | 4
set41141 | 1010100004 | WIRE,STEEL STRANDED 50/7 sq.mm.TIS.404 | 27
set41141 | 1010110200 | BOLT,MACHINE M.16x130 mm. | 6
set41141 | 1010110202 | BOLT,MACHINE M.16x200 mm. | 1
set41141 | 1010110203 | BOLT,MACHINE M.16x250 mm. | 3
set41141 | 1010110204 | BOLT,MACHINE M.16x300 mm. | 4
set41141 | 1010110206 | BOLT,MACHINE M.16x400 mm. | 2
set41141 | 1010180100 | WASHER,PLAIN,SQUARE,LARGE 52x52x4.5 mm.HOLE DIA. 18 MM. TIS.258 | 25
set41141 | 1010200001 | BRACE,FLAT,FOR CROSSARM 30x6x760 mm. | 6
set41141 | 1010220002 | ROD,GROUND,60x60x5 mm. 2 m.LONG | 2
set41141 | 1020050000 | CABLE,AERIAL,AL 22 kV. 1x50 sq.mm. | 10
set41141 | 1020080402 | CONTROL CABLE SIZE 7x2.5 sq.mm.TIS.838 | 10
set41141 | 1020200000 | TAPE,ARMOR,AL 1x10 mm. | 0.5
set41141 | 1020300102 | CONNECTOR,PARALLEL GROOVE,DOUBLE BOLT,AL,AL-ALLOY AND ACSR 25-95 SQ.MM. | 5
set41141 | 1030000001 | INSULATOR,PIN TYPE,TYPE B (CLASS 56-2) TIS.279 | 2
set41141 | 1030100000 | PIN,INSULATOR,22 KV.SHANK 140 MM.,LEAD HEAD 35 MM.(1 3/8") | 2
set41141 | 1040000000 | S.A.,21 KV. 5 KA. | 2
set41141 | 1040010002 | CUT-OUT,FUSE,OPEN TYPE,SINGLE INSULATOR DROPUOT 22 KV. 100 A. 12 KA. ASYM | 2
set41141 | 1060020000 | VT.,1 PHASE,O/D 22 KV/110 V. CL 0.5, 25 VA. | 1
set41141 | 1060060300 | DEMAND METER,CUMULATIVE,3 PHASE,3 WIRE 100 OR 110 V. 5 A. (CT.,PT. TYPE) | 1
set41141 | 1060100001 | METER PLATE, SIZE 2X20X60 CM. | 1
set41141 | 1060100007 | CABINET,ALUMINIUM,OUTDOOR,FOR 3 PHASE DEMAND METER | 1
set41141 | 1080040002 | CONDUIT,PVC,RIGID,DIA. 20x4000 mm.TIS.216 | 2
set41141 | 9090011007 | WELDING POWDER, ST. WIRE 50 SQ.MM. TO GD | 4
set41142 | 1000110002 | CROSSARM,PRESTRESSED CONCRETE,SPUN,H.T. 120X120X3,000 MM. | 2
set41142 | 1010100004 | WIRE,STEEL STRANDED 50/7 sq.mm.TIS.404 | 27
set41142 | 1010110200 | BOLT,MACHINE M.16x130 mm. | 4
set41142 | 1010110203 | BOLT,MACHINE M.16x250 mm. | 1
set41142 | 1010110207 | BOLT,MACHINE M.16x450 mm. | 2
set41142 | 1010120001 | BOLT,DOUBLE ARMING,M.16x450 mm. | 2
set41142 | 1010180100 | WASHER,PLAIN,SQUARE,LARGE 52x52x4.5 mm.HOLE DIA. 18 MM. TIS.258 | 18
set41142 | 1010200001 | BRACE,FLAT,FOR CROSSARM 30x6x760 mm. | 4
set41142 | 1010220002 | ROD,GROUND,60x60x5 mm. 2 m.LONG | 2
set41142 | 1020050000 | CABLE,AERIAL,AL 22 kV. 1x50 sq.mm. | 10
set41142 | 1020080402 | CONTROL CABLE SIZE 7x2.5 sq.mm.TIS.838 | 10
set41142 | 1020200000 | TAPE,ARMOR,AL 1x10 mm. | 0.5
set41142 | 1020300102 | CONNECTOR,PARALLEL GROOVE,DOUBLE BOLT,AL,AL-ALLOY AND ACSR 25-95 SQ.MM. | 2
set41142 | 1030000001 | INSULATOR,PIN TYPE,TYPE B (CLASS 56-2) TIS.279 | 1
set41142 | 1030100000 | PIN,INSULATOR,22 KV.SHANK 140 MM.,LEAD HEAD 35 MM.(1 3/8") | 1
set41142 | 1040000000 | S.A.,21 KV. 5 KA. | 2
set41142 | 1040010002 | CUT-OUT,FUSE,OPEN TYPE,SINGLE INSULATOR DROPUOT 22 KV. 100 A. 12 KA. ASYM | 2
set41142 | 1060020000 | VT.,1 PHASE,O/D 22 KV/110 V. CL 0.5, 25 VA. | 1
set41142 | 1060060300 | DEMAND METER,CUMULATIVE,3 PHASE,3 WIRE 100 OR 110 V. 5 A. (CT.,PT. TYPE) | 1
set41142 | 1060100001 | METER PLATE, SIZE 2X20X60 CM. | 1
set41142 | 1060100007 | CABINET,ALUMINIUM,OUTDOOR,FOR 3 PHASE DEMAND METER | 1
set41142 | 1080040002 | CONDUIT,PVC,RIGID,DIA. 20x4000 mm.TIS.216 | 2
set41142 | 9090011007 | WELDING POWDER, ST. WIRE 50 SQ.MM. TO GD | 4
set41143 | 1000110001 | CROSSARM,PRESTRESSED CONCRETE,SPUN,H.T. 100X100X2,500 MM. | 4
set41143 | 1010100004 | WIRE,STEEL STRANDED 50/7 sq.mm.TIS.404 | 27
set41143 | 1010110200 | BOLT,MACHINE M.16x130 mm. | 6
set41143 | 1010110202 | BOLT,MACHINE M.16x200 mm. | 1
set41143 | 1010110203 | BOLT,MACHINE M.16x250 mm. | 3
set41143 | 1010110204 | BOLT,MACHINE M.16x300 mm. | 4
set41143 | 1010110206 | BOLT,MACHINE M.16x400 mm. | 2
set41143 | 1010180100 | WASHER,PLAIN,SQUARE,LARGE 52x52x4.5 mm.HOLE DIA. 18 MM. TIS.258 | 25
set41143 | 1010200001 | BRACE,FLAT,FOR CROSSARM 30x6x760 mm. | 6
set41143 | 1010220002 | ROD,GROUND,60x60x5 mm. 2 m.LONG | 2
set41143 | 1020050002 | CABLE,AERIAL,AL 22 kV. 1x120 sq.mm. | 10
set41143 | 1020080402 | CONTROL CABLE SIZE 7x2.5 sq.mm.TIS.838 | 10
set41143 | 1020200000 | TAPE,ARMOR,AL 1x10 mm. | 0.5
set41143 | 1020300103 | CONNECTOR,PARALLEL GROOVE,TRIPLE BOLT,AL,AL-ALLOY AND ACSR 70-185 SQ.MM. | 7
set41143 | 1030000001 | INSULATOR,PIN TYPE,TYPE B (CLASS 56-2) TIS.279 | 4
set41143 | 1030100000 | PIN,INSULATOR,22 KV.SHANK 140 MM.,LEAD HEAD 35 MM.(1 3/8") | 4
set41143 | 1040000000 | S.A.,21 KV. 5 KA. | 3
set41143 | 1040010002 | CUT-OUT,FUSE,OPEN TYPE,SINGLE INSULATOR DROPUOT 22 KV. 100 A. 12 KA. ASYM | 3
set41143 | 1060020000 | VT.,1 PHASE,O/D 22 KV/110 V. CL 0.5, 25 VA. | 2
set41143 | 1060060300 | DEMAND METER,CUMULATIVE,3 PHASE,3 WIRE 100 OR 110 V. 5 A. (CT.,PT. TYPE) | 1
set41143 | 1060100001 | METER PLATE, SIZE 2X20X60 CM. | 1
set41143 | 1060100007 | CABINET,ALUMINIUM,OUTDOOR,FOR 3 PHASE DEMAND METER | 1
set41143 | 1080040002 | CONDUIT,PVC,RIGID,DIA. 20x4000 mm.TIS.216 | 2
set41144 | 1000110001 | CROSSARM,PRESTRESSED CONCRETE,SPUN,H.T. 100X100X2,500 MM. | 2
set41144 | 1010100004 | WIRE,STEEL STRANDED 50/7 sq.mm.TIS.404 | 27
set41144 | 1010110200 | BOLT,MACHINE M.16x130 mm. | 4
set41144 | 1010110203 | BOLT,MACHINE M.16x250 mm. | 1
set41144 | 1010110204 | BOLT,MACHINE M.16x300 mm. | 2
set41144 | 1010110207 | BOLT,MACHINE M.16x450 mm. | 1
set41144 | 1010120001 | BOLT,DOUBLE ARMING,M.16x450 mm. | 2
set41144 | 1010180100 | WASHER,PLAIN,SQUARE,LARGE 52x52x4.5 mm.HOLE DIA. 18 MM. TIS.258 | 18
set41144 | 1010200001 | BRACE,FLAT,FOR CROSSARM 30x6x760 mm. | 4
set41144 | 1010220002 | ROD,GROUND,60x60x5 mm. 2 m.LONG | 2
set41144 | 1020050000 | CABLE,AERIAL,AL 22 kV. 1x50 sq.mm. | 10
set41144 | 1020080402 | CONTROL CABLE SIZE 7x2.5 sq.mm.TIS.838 | 10
set41144 | 1020200000 | TAPE,ARMOR,AL 1x10 mm. | 0.5
set41144 | 1020300102 | CONNECTOR,PARALLEL GROOVE,DOUBLE BOLT,AL,AL-ALLOY AND ACSR 25-95 SQ.MM. | 3
set41144 | 1030000001 | INSULATOR,PIN TYPE,TYPE B (CLASS 56-2) TIS.279 | 2
set41144 | 1030100000 | PIN,INSULATOR,22 KV.SHANK 140 MM.,LEAD HEAD 35 MM.(1 3/8") | 2
set41144 | 1040000000 | S.A.,21 KV. 5 KA. | 3
set41144 | 1040010002 | CUT-OUT,FUSE,OPEN TYPE,SINGLE INSULATOR DROPUOT 22 KV. 100 A. 12 KA. ASYM | 3
set41144 | 1060020000 | VT.,1 PHASE,O/D 22 KV/110 V. CL 0.5, 25 VA. | 2
set41144 | 1060060300 | DEMAND METER,CUMULATIVE,3 PHASE,3 WIRE 100 OR 110 V. 5 A. (CT.,PT. TYPE) | 1
set41144 | 1060100001 | METER PLATE, SIZE 2X20X60 CM. | 1
set41144 | 1060100007 | CABINET,ALUMINIUM,OUTDOOR,FOR 3 PHASE DEMAND METER | 1
set41144 | 1080040002 | CONDUIT,PVC,RIGID,DIA. 20x4000 mm.TIS.216 | 2
set41144 | 9090011007 | WELDING POWDER, ST. WIRE 50 SQ.MM. TO GD | 4
set41145 | 1000210000 | BEAM,SPUN PRESTRESSED CONCRETE 100X100X3,200 MM. | 2
set41145 | 1010100004 | WIRE,STEEL STRANDED 50/7 sq.mm.TIS.404 | 20
set41145 | 1010110204 | BOLT,MACHINE M.16x300 mm. | 2
set41145 | 1010110208 | BOLT,MACHINE M.16x500 mm. | 2
set41145 | 1010180100 | WASHER,PLAIN,SQUARE,LARGE 52x52x4.5 mm.HOLE DIA. 18 MM. TIS.258 | 8
set41145 | 1010220002 | ROD,GROUND,60x60x5 mm. 2 m.LONG | 1
set41145 | 1020050000 | CABLE,AERIAL,AL 22 kV. 1x50 sq.mm. | 8
set41145 | 1020080402 | CONTROL CABLE SIZE 7x2.5 sq.mm.TIS.838 | 10
set41145 | 1020200000 | TAPE,ARMOR,AL 1x10 mm. | 0.5
set41145 | 1020300102 | CONNECTOR,PARALLEL GROOVE,DOUBLE BOLT,AL,AL-ALLOY AND ACSR 25-95 SQ.MM. | 3
set41145 | 1030000001 | INSULATOR,PIN TYPE,TYPE B (CLASS 56-2) TIS.279 | 3
set41145 | 1030100000 | PIN,INSULATOR,22 KV.SHANK 140 MM.,LEAD HEAD 35 MM.(1 3/8") | 3
set41145 | 1060020000 | VT.,1 PHASE,O/D 22 KV/110 V. CL 0.5, 25 VA. | 2
set41145 | 1060060300 | DEMAND METER,CUMULATIVE,3 PHASE,3 WIRE 100 OR 110 V. 5 A. (CT.,PT. TYPE) | 1
set41145 | 1060100001 | METER PLATE, SIZE 2X20X60 CM. | 1
set41145 | 1060100007 | CABINET,ALUMINIUM,OUTDOOR,FOR 3 PHASE DEMAND METER | 1
set41145 | 1080040002 | CONDUIT,PVC,RIGID,DIA. 20x4000 mm.TIS.216 | 1
set41146 | 1000110001 | CROSSARM,PRESTRESSED CONCRETE,SPUN,H.T. 100X100X2,500 MM. | 3
set41146 | 1010100004 | WIRE,STEEL STRANDED 50/7 sq.mm.TIS.404 | 20
set41146 | 1010110200 | BOLT,MACHINE M.16x130 mm. | 4
set41146 | 1010110203 | BOLT,MACHINE M.16x250 mm. | 1
set41146 | 1010110207 | BOLT,MACHINE M.16x450 mm. | 2
set41146 | 1010120001 | BOLT,DOUBLE ARMING,M.16x450 mm. | 4
set41146 | 1010180100 | WASHER,PLAIN,SQUARE,LARGE 52x52x4.5 mm.HOLE DIA. 18 MM. TIS.258 | 20
set41146 | 1010200001 | BRACE,FLAT,FOR CROSSARM 30x6x760 mm. | 4
set41146 | 1010220002 | ROD,GROUND,60x60x5 mm. 2 m.LONG | 1
set41146 | 1020050000 | CABLE,AERIAL,AL 22 kV. 1x50 sq.mm. | 8
set41146 | 1020080402 | CONTROL CABLE SIZE 7x2.5 sq.mm.TIS.838 | 10
set41146 | 1020200000 | TAPE,ARMOR,AL 1x10 mm. | 0.5
set41146 | 1020300102 | CONNECTOR,PARALLEL GROOVE,DOUBLE BOLT,AL,AL-ALLOY AND ACSR 25-95 SQ.MM. | 4
set41146 | 1030000001 | INSULATOR,PIN TYPE,TYPE B (CLASS 56-2) TIS.279 | 4
set41146 | 1030100000 | PIN,INSULATOR,22 KV.SHANK 140 MM.,LEAD HEAD 35 MM.(1 3/8") | 4
set41146 | 1060020000 | VT.,1 PHASE,O/D 22 KV/110 V. CL 0.5, 25 VA. | 2
set41146 | 1060060300 | DEMAND METER,CUMULATIVE,3 PHASE,3 WIRE 100 OR 110 V. 5 A. (CT.,PT. TYPE) | 1
set41146 | 1060100001 | METER PLATE, SIZE 2X20X60 CM. | 1
set41146 | 1060100007 | CABINET,ALUMINIUM,OUTDOOR,FOR 3 PHASE DEMAND METER | 1
set41146 | 1080040002 | CONDUIT,PVC,RIGID,DIA. 20x4000 mm.TIS.216 | 1
set41146 | 9090011007 | WELDING POWDER, ST. WIRE 50 SQ.MM. TO GD | 3
set41147 | 1000110002 | CROSSARM,PRESTRESSED CONCRETE,SPUN,H.T. 120X120X3,000 MM. | 2
set41147 | 1010100004 | WIRE,STEEL STRANDED 50/7 sq.mm.TIS.404 | 10
set41147 | 1010110200 | BOLT,MACHINE M.16x130 mm. | 4
set41147 | 1010110203 | BOLT,MACHINE M.16x250 mm. | 1
set41147 | 1010110204 | BOLT,MACHINE M.16x300 mm. | 2
set41147 | 1010110207 | BOLT,MACHINE M.16x450 mm. | 1
set41147 | 1010120001 | BOLT,DOUBLE ARMING,M.16x450 mm. | 2
set41147 | 1010180100 | WASHER,PLAIN,SQUARE,LARGE 52x52x4.5 mm.HOLE DIA. 18 MM. TIS.258 | 18
set41147 | 1010200001 | BRACE,FLAT,FOR CROSSARM 30x6x760 mm. | 4
set41147 | 1010220002 | ROD,GROUND,60x60x5 mm. 2 m.LONG | 1
set41147 | 1010230000 | CLAMP,SINGLE U-BOLT,M.8 (WIRE ROPE CLIP) | 2
set41147 | 1020050000 | CABLE,AERIAL,AL 22 kV. 1x50 sq.mm. | 10
set41147 | 1020080402 | CONTROL CABLE SIZE 7x2.5 sq.mm.TIS.838 | 6
set41147 | 1040010002 | CUT-OUT,FUSE,OPEN TYPE,SINGLE INSULATOR DROPUOT 22 KV. 100 A. 12 KA. ASYM | 3
set41147 | 1060020000 | VT.,1 PHASE,O/D 22 KV/110 V. CL 0.5, 25 VA. | 2
set41147 | 1060060300 | DEMAND METER,CUMULATIVE,3 PHASE,3 WIRE 100 OR 110 V. 5 A. (CT.,PT. TYPE) | 1
set41147 | 1060100001 | METER PLATE, SIZE 2X20X60 CM. | 1
set41147 | 1060100007 | CABINET,ALUMINIUM,OUTDOOR,FOR 3 PHASE DEMAND METER | 1
set41147 | 1080040001 | CONDUIT,PVC,RIGID,DIA. 20x2500 mm.TIS.216 | 1
set41147 | 9090011007 | WELDING POWDER, ST. WIRE 50 SQ.MM. TO GD | 3
set41150 | 1000110001 | CROSSARM,PRESTRESSED CONCRETE,SPUN,H.T. 100X100X2,500 MM. | 4
set41150 | 1010100004 | WIRE,STEEL STRANDED 50/7 sq.mm.TIS.404 | 27
set41150 | 1010110200 | BOLT,MACHINE M.16x130 mm. | 6
set41150 | 1010110202 | BOLT,MACHINE M.16x200 mm. | 1
set41150 | 1010110203 | BOLT,MACHINE M.16x250 mm. | 3
set41150 | 1010110204 | BOLT,MACHINE M.16x300 mm. | 4
set41150 | 1010110206 | BOLT,MACHINE M.16x400 mm. | 2
set41150 | 1010180100 | WASHER,PLAIN,SQUARE,LARGE 52x52x4.5 mm.HOLE DIA. 18 MM. TIS.258 | 25
set41150 | 1010200001 | BRACE,FLAT,FOR CROSSARM 30x6x760 mm. | 6
set41150 | 1010220002 | ROD,GROUND,60x60x5 mm. 2 m.LONG | 2
set41150 | 1020050002 | CABLE,AERIAL,AL 22 kV. 1x120 sq.mm. | 10
set41150 | 1020080402 | CONTROL CABLE SIZE 7x2.5 sq.mm.TIS.838 | 10
set41150 | 1020200000 | TAPE,ARMOR,AL 1x10 mm. | 0.5
set41150 | 1020300103 | CONNECTOR,PARALLEL GROOVE,TRIPLE BOLT,AL,AL-ALLOY AND ACSR 70-185 SQ.MM. | 7
set41150 | 1030010101 | INSULATOR,PIN POST TYPE 22 KV. POWER ARC TEST | 4
set41150 | 1040000000 | S.A.,21 KV. 5 KA. | 3
set41150 | 1040010002 | CUT-OUT,FUSE,OPEN TYPE,SINGLE INSULATOR DROPUOT 22 KV. 100 A. 12 KA. ASYM | 3
set41150 | 1040030005 | FUSE LINK 22 kV. 10 A.EEI-NEMA TYPE K | 3
set41150 | 1060020000 | VT.,1 PHASE,O/D 22 KV/110 V. CL 0.5, 25 VA. | 2
set41150 | 1060040001 | CT,O/D,22KV.,10/5A.CL 0.5,10 VA | 2
set41150 | 1060070502 | METER TOU 3 PHASE,3 WIRE,110 V.5 A. | 1
set41150 | 1060100001 | METER PLATE, SIZE 2X20X60 CM. | 2
set41150 | 1060100020 | AL. CABINET, O/D 3P WATTHOUR&TOU METER | 1
set41150 | 1080040002 | CONDUIT,PVC,RIGID,DIA. 20x4000 mm.TIS.216 | 2
set41150 | 9090011007 | WELDING POWDER, ST. WIRE 50 SQ.MM. TO GD | 4
set41151 | 1000110001 | CROSSARM,PRESTRESSED CONCRETE,SPUN,H.T. 100X100X2,500 MM. | 4
set41151 | 1010100004 | WIRE,STEEL STRANDED 50/7 sq.mm.TIS.404 | 27
set41151 | 1010110200 | BOLT,MACHINE M.16x130 mm. | 6
set41151 | 1010110202 | BOLT,MACHINE M.16x200 mm. | 1
set41151 | 1010110203 | BOLT,MACHINE M.16x250 mm. | 3
set41151 | 1010110204 | BOLT,MACHINE M.16x300 mm. | 4
set41151 | 1010110206 | BOLT,MACHINE M.16x400 mm. | 2
set41151 | 1010180100 | WASHER,PLAIN,SQUARE,LARGE 52x52x4.5 mm.HOLE DIA. 18 MM. TIS.258 | 25
set41151 | 1010200001 | BRACE,FLAT,FOR CROSSARM 30x6x760 mm. | 6
set41151 | 1010220002 | ROD,GROUND,60x60x5 mm. 2 m.LONG | 2
set41151 | 1020050002 | CABLE,AERIAL,AL 22 kV. 1x120 sq.mm. | 10
set41151 | 1020080402 | CONTROL CABLE SIZE 7x2.5 sq.mm.TIS.838 | 10
set41151 | 1020200000 | TAPE,ARMOR,AL 1x10 mm. | 0.5
set41151 | 1020300103 | CONNECTOR,PARALLEL GROOVE,TRIPLE BOLT,AL,AL-ALLOY AND ACSR 70-185 SQ.MM. | 7
set41151 | 1030010101 | INSULATOR,PIN POST TYPE 22 KV. POWER ARC TEST | 4
set41151 | 1040000000 | S.A.,21 KV. 5 KA. | 3
set41151 | 1040010002 | CUT-OUT,FUSE,OPEN TYPE,SINGLE INSULATOR DROPUOT 22 KV. 100 A. 12 KA. ASYM | 3
set41151 | 1040030007 | FUSE LINK 22 kV. 20 A.EEI-NEMA TYPE K | 3
set41151 | 1060020000 | VT.,1 PHASE,O/D 22 KV/110 V. CL 0.5, 25 VA. | 2
set41151 | 1060040002 | CT,O/D,22 KV.,20/5 A.CL 0.5,10 VA. | 2
set41151 | 1060070502 | METER TOU 3 PHASE,3 WIRE,110 V.5 A. | 1
set41151 | 1060100001 | METER PLATE, SIZE 2X20X60 CM. | 2
set41151 | 1060100020 | AL. CABINET, O/D 3P WATTHOUR&TOU METER | 1
set41151 | 1080040002 | CONDUIT,PVC,RIGID,DIA. 20x4000 mm.TIS.216 | 2
set41151 | 9090011007 | WELDING POWDER, ST. WIRE 50 SQ.MM. TO GD | 4
set41152 | 1000110001 | CROSSARM,PRESTRESSED CONCRETE,SPUN,H.T. 100X100X2,500 MM. | 4
set41152 | 1010100004 | WIRE,STEEL STRANDED 50/7 sq.mm.TIS.404 | 27
set41152 | 1010110200 | BOLT,MACHINE M.16x130 mm. | 6
set41152 | 1010110202 | BOLT,MACHINE M.16x200 mm. | 1
set41152 | 1010110203 | BOLT,MACHINE M.16x250 mm. | 3
set41152 | 1010110204 | BOLT,MACHINE M.16x300 mm. | 4
set41152 | 1010110206 | BOLT,MACHINE M.16x400 mm. | 2
set41152 | 1010180100 | WASHER,PLAIN,SQUARE,LARGE 52x52x4.5 mm.HOLE DIA. 18 MM. TIS.258 | 25
set41152 | 1010200001 | BRACE,FLAT,FOR CROSSARM 30x6x760 mm. | 6
set41152 | 1010220002 | ROD,GROUND,60x60x5 mm. 2 m.LONG | 2
set41152 | 1020050002 | CABLE,AERIAL,AL 22 kV. 1x120 sq.mm. | 10
set41152 | 1020080402 | CONTROL CABLE SIZE 7x2.5 sq.mm.TIS.838 | 10
set41152 | 1020200000 | TAPE,ARMOR,AL 1x10 mm. | 0.5
set41152 | 1020300103 | CONNECTOR,PARALLEL GROOVE,TRIPLE BOLT,AL,AL-ALLOY AND ACSR 70-185 SQ.MM. | 7
set41152 | 1030010101 | INSULATOR,PIN POST TYPE 22 KV. POWER ARC TEST | 4
set41152 | 1040000000 | S.A.,21 KV. 5 KA. | 3
set41152 | 1040010002 | CUT-OUT,FUSE,OPEN TYPE,SINGLE INSULATOR DROPUOT 22 KV. 100 A. 12 KA. ASYM | 3
set41152 | 1040030009 | FUSE LINK 22 kV. 30 A.EEI-NEMA TYPE K | 3
set41152 | 1060020000 | VT.,1 PHASE,O/D 22 KV/110 V. CL 0.5, 25 VA. | 2
set41152 | 1060040003 | CT,O/D,22KV.,30/5 A.CL 0.5,10 VA. | 2
set41152 | 1060070502 | METER TOU 3 PHASE,3 WIRE,110 V.5 A. | 1
set41152 | 1060100001 | METER PLATE, SIZE 2X20X60 CM. | 2
set41152 | 1060100020 | AL. CABINET, O/D 3P WATTHOUR&TOU METER | 1
set41152 | 1080040002 | CONDUIT,PVC,RIGID,DIA. 20x4000 mm.TIS.216 | 2
set41152 | 9090011007 | WELDING POWDER, ST. WIRE 50 SQ.MM. TO GD | 4
set41153 | 1000110001 | CROSSARM,PRESTRESSED CONCRETE,SPUN,H.T. 100X100X2,500 MM. | 4
set41153 | 1010100004 | WIRE,STEEL STRANDED 50/7 sq.mm.TIS.404 | 27
set41153 | 1010110200 | BOLT,MACHINE M.16x130 mm. | 6
set41153 | 1010110202 | BOLT,MACHINE M.16x200 mm. | 1
set41153 | 1010110203 | BOLT,MACHINE M.16x250 mm. | 3
set41153 | 1010110204 | BOLT,MACHINE M.16x300 mm. | 4
set41153 | 1010110206 | BOLT,MACHINE M.16x400 mm. | 2
set41153 | 1010180100 | WASHER,PLAIN,SQUARE,LARGE 52x52x4.5 mm.HOLE DIA. 18 MM. TIS.258 | 25
set41153 | 1010200001 | BRACE,FLAT,FOR CROSSARM 30x6x760 mm. | 6
set41153 | 1010220002 | ROD,GROUND,60x60x5 mm. 2 m.LONG | 2
set41153 | 1020050002 | CABLE,AERIAL,AL 22 kV. 1x120 sq.mm. | 10
set41153 | 1020080402 | CONTROL CABLE SIZE 7x2.5 sq.mm.TIS.838 | 10
set41153 | 1020200000 | TAPE,ARMOR,AL 1x10 mm. | 0.5
set41153 | 1020300103 | CONNECTOR,PARALLEL GROOVE,TRIPLE BOLT,AL,AL-ALLOY AND ACSR 70-185 SQ.MM. | 7
set41153 | 1030010101 | INSULATOR,PIN POST TYPE 22 KV. POWER ARC TEST | 4
set41153 | 1040000000 | S.A.,21 KV. 5 KA. | 3
set41153 | 1040010002 | CUT-OUT,FUSE,OPEN TYPE,SINGLE INSULATOR DROPUOT 22 KV. 100 A. 12 KA. ASYM | 3
set41153 | 1040030011 | FUSE LINK 22 kV. 50 A.EEI-NEMA TYPE K | 3
set41153 | 1060020000 | VT.,1 PHASE,O/D 22 KV/110 V. CL 0.5, 25 VA. | 2
set41153 | 1060040004 | CT,O/D,22KV.,50/5 A.CL 0.5,10 VA. | 2
set41153 | 1060070502 | METER TOU 3 PHASE,3 WIRE,110 V.5 A. | 1
set41153 | 1060100001 | METER PLATE, SIZE 2X20X60 CM. | 2
set41153 | 1060100020 | AL. CABINET, O/D 3P WATTHOUR&TOU METER | 1
set41153 | 1080040002 | CONDUIT,PVC,RIGID,DIA. 20x4000 mm.TIS.216 | 2
set41153 | 9090011007 | WELDING POWDER, ST. WIRE 50 SQ.MM. TO GD | 4
set41154 | 1000110001 | CROSSARM,PRESTRESSED CONCRETE,SPUN,H.T. 100X100X2,500 MM. | 5
set41154 | 1010100004 | WIRE,STEEL STRANDED 50/7 sq.mm.TIS.404 | 27
set41154 | 1010110200 | BOLT,MACHINE M.16x130 mm. | 6
set41154 | 1010110201 | BOLT,MACHINE M.16x170 mm. | 2
set41154 | 1010110202 | BOLT,MACHINE M.16x200 mm. | 1
set41154 | 1010110203 | BOLT,MACHINE M.16x250 mm. | 3
set41154 | 1010110204 | BOLT,MACHINE M.16x300 mm. | 5
set41154 | 1010110206 | BOLT,MACHINE M.16x400 mm. | 3
set41154 | 1010180100 | WASHER,PLAIN,SQUARE,LARGE 52x52x4.5 mm.HOLE DIA. 18 MM. TIS.258 | 30
set41154 | 1010200001 | BRACE,FLAT,FOR CROSSARM 30x6x760 mm. | 8
set41154 | 1010220002 | ROD,GROUND,60x60x5 mm. 2 m.LONG | 2
set41154 | 1020050002 | CABLE,AERIAL,AL 22 kV. 1x120 sq.mm. | 10
set41154 | 1020080402 | CONTROL CABLE SIZE 7x2.5 sq.mm.TIS.838 | 10
set41154 | 1020200000 | TAPE,ARMOR,AL 1x10 mm. | 0.5
set41154 | 1020300103 | CONNECTOR,PARALLEL GROOVE,TRIPLE BOLT,AL,AL-ALLOY AND ACSR 70-185 SQ.MM. | 7
set41154 | 1030010101 | INSULATOR,PIN POST TYPE 22 KV. POWER ARC TEST | 4
set41154 | 1040000000 | S.A.,21 KV. 5 KA. | 3
set41154 | 1040050000 | SWITCH,DISCONNECTING,SINGLE POLE 22 KV. 600 A.DISTRIBUTION CLASS | 3
set41154 | 1060020000 | VT.,1 PHASE,O/D 22 KV/110 V. CL 0.5, 25 VA. | 2
set41154 | 1060040005 | CT,O/D,22KV.,75/5 A.CL 0.5,10 VA. | 2
set41154 | 1060070502 | METER TOU 3 PHASE,3 WIRE,110 V.5 A. | 1
set41154 | 1060100001 | METER PLATE, SIZE 2X20X60 CM. | 2
set41154 | 1060100020 | AL. CABINET, O/D 3P WATTHOUR&TOU METER | 1
set41154 | 1080040002 | CONDUIT,PVC,RIGID,DIA. 20x4000 mm.TIS.216 | 2
set41154 | 9090011007 | WELDING POWDER, ST. WIRE 50 SQ.MM. TO GD | 4
set41155 | 1000110001 | CROSSARM,PRESTRESSED CONCRETE,SPUN,H.T. 100X100X2,500 MM. | 5
set41155 | 1010100004 | WIRE,STEEL STRANDED 50/7 sq.mm.TIS.404 | 27
set41155 | 1010110200 | BOLT,MACHINE M.16x130 mm. | 6
set41155 | 1010110201 | BOLT,MACHINE M.16x170 mm. | 2
set41155 | 1010110202 | BOLT,MACHINE M.16x200 mm. | 1
set41155 | 1010110203 | BOLT,MACHINE M.16x250 mm. | 3
set41155 | 1010110204 | BOLT,MACHINE M.16x300 mm. | 5
set41155 | 1010110206 | BOLT,MACHINE M.16x400 mm. | 3
set41155 | 1010180100 | WASHER,PLAIN,SQUARE,LARGE 52x52x4.5 mm.HOLE DIA. 18 MM. TIS.258 | 30
set41155 | 1010200001 | BRACE,FLAT,FOR CROSSARM 30x6x760 mm. | 8
set41155 | 1010220002 | ROD,GROUND,60x60x5 mm. 2 m.LONG | 2
set41155 | 1020050002 | CABLE,AERIAL,AL 22 kV. 1x120 sq.mm. | 10
set41155 | 1020080402 | CONTROL CABLE SIZE 7x2.5 sq.mm.TIS.838 | 10
set41155 | 1020200000 | TAPE,ARMOR,AL 1x10 mm. | 0.5
set41155 | 1020300103 | CONNECTOR,PARALLEL GROOVE,TRIPLE BOLT,AL,AL-ALLOY AND ACSR 70-185 SQ.MM. | 7
set41155 | 1030010101 | INSULATOR,PIN POST TYPE 22 KV. POWER ARC TEST | 4
set41155 | 1040000000 | S.A.,21 KV. 5 KA. | 3
set41155 | 1040050000 | SWITCH,DISCONNECTING,SINGLE POLE 22 KV. 600 A.DISTRIBUTION CLASS | 3
set41155 | 1060020000 | VT.,1 PHASE,O/D 22 KV/110 V. CL 0.5, 25 VA. | 2
set41155 | 1060040006 | CT,O/D,22KV.,100/5 A.CL 0.5,10 VA. | 2
set41155 | 1060070502 | METER TOU 3 PHASE,3 WIRE,110 V.5 A. | 1
set41155 | 1060100001 | METER PLATE, SIZE 2X20X60 CM. | 2
set41155 | 1060100020 | AL. CABINET, O/D 3P WATTHOUR&TOU METER | 1
set41155 | 1080040002 | CONDUIT,PVC,RIGID,DIA. 20x4000 mm.TIS.216 | 2
set41155 | 9090011007 | WELDING POWDER, ST. WIRE 50 SQ.MM. TO GD | 4
set41156 | 1000110001 | CROSSARM,PRESTRESSED CONCRETE,SPUN,H.T. 100X100X2,500 MM. | 5
set41156 | 1010100004 | WIRE,STEEL STRANDED 50/7 sq.mm.TIS.404 | 27
set41156 | 1010110200 | BOLT,MACHINE M.16x130 mm. | 6
set41156 | 1010110201 | BOLT,MACHINE M.16x170 mm. | 2
set41156 | 1010110202 | BOLT,MACHINE M.16x200 mm. | 1
set41156 | 1010110203 | BOLT,MACHINE M.16x250 mm. | 3
set41156 | 1010110204 | BOLT,MACHINE M.16x300 mm. | 5
set41156 | 1010110206 | BOLT,MACHINE M.16x400 mm. | 3
set41156 | 1010180100 | WASHER,PLAIN,SQUARE,LARGE 52x52x4.5 mm.HOLE DIA. 18 MM. TIS.258 | 30
set41156 | 1010200001 | BRACE,FLAT,FOR CROSSARM 30x6x760 mm. | 8
set41156 | 1010220002 | ROD,GROUND,60x60x5 mm. 2 m.LONG | 2
set41156 | 1020050002 | CABLE,AERIAL,AL 22 kV. 1x120 sq.mm. | 10
set41156 | 1020080402 | CONTROL CABLE SIZE 7x2.5 sq.mm.TIS.838 | 10
set41156 | 1020200000 | TAPE,ARMOR,AL 1x10 mm. | 0.5
set41156 | 1020300103 | CONNECTOR,PARALLEL GROOVE,TRIPLE BOLT,AL,AL-ALLOY AND ACSR 70-185 SQ.MM. | 7
set41156 | 1030010101 | INSULATOR,PIN POST TYPE 22 KV. POWER ARC TEST | 4
set41156 | 1040000000 | S.A.,21 KV. 5 KA. | 3
set41156 | 1040050000 | SWITCH,DISCONNECTING,SINGLE POLE 22 KV. 600 A.DISTRIBUTION CLASS | 3
set41156 | 1060020000 | VT.,1 PHASE,O/D 22 KV/110 V. CL 0.5, 25 VA. | 2
set41156 | 1060040007 | CT,O/D,22 KV.,150/5 A.CL 0.5,10 VA. | 2
set41156 | 1060070502 | METER TOU 3 PHASE,3 WIRE,110 V.5 A. | 1
set41156 | 1060100001 | METER PLATE, SIZE 2X20X60 CM. | 2
set41156 | 1060100020 | AL. CABINET, O/D 3P WATTHOUR&TOU METER | 1
set41156 | 1080040002 | CONDUIT,PVC,RIGID,DIA. 20x4000 mm.TIS.216 | 2
set41156 | 9090011007 | WELDING POWDER, ST. WIRE 50 SQ.MM. TO GD | 4
set41157 | 1000110001 | CROSSARM,PRESTRESSED CONCRETE,SPUN,H.T. 100X100X2,500 MM. | 5
set41157 | 1010100004 | WIRE,STEEL STRANDED 50/7 sq.mm.TIS.404 | 27
set41157 | 1010110200 | BOLT,MACHINE M.16x130 mm. | 6
set41157 | 1010110201 | BOLT,MACHINE M.16x170 mm. | 2
set41157 | 1010110202 | BOLT,MACHINE M.16x200 mm. | 1
set41157 | 1010110203 | BOLT,MACHINE M.16x250 mm. | 3
set41157 | 1010110204 | BOLT,MACHINE M.16x300 mm. | 5
set41157 | 1010110206 | BOLT,MACHINE M.16x400 mm. | 3
set41157 | 1010180100 | WASHER,PLAIN,SQUARE,LARGE 52x52x4.5 mm.HOLE DIA. 18 MM. TIS.258 | 30
set41157 | 1010200001 | BRACE,FLAT,FOR CROSSARM 30x6x760 mm. | 8
set41157 | 1010220002 | ROD,GROUND,60x60x5 mm. 2 m.LONG | 2
set41157 | 1020050002 | CABLE,AERIAL,AL 22 kV. 1x120 sq.mm. | 10
set41157 | 1020080402 | CONTROL CABLE SIZE 7x2.5 sq.mm.TIS.838 | 10
set41157 | 1020200000 | TAPE,ARMOR,AL 1x10 mm. | 0.5
set41157 | 1020300103 | CONNECTOR,PARALLEL GROOVE,TRIPLE BOLT,AL,AL-ALLOY AND ACSR 70-185 SQ.MM. | 7
set41157 | 1030010101 | INSULATOR,PIN POST TYPE 22 KV. POWER ARC TEST | 4
set41157 | 1040000000 | S.A.,21 KV. 5 KA. | 3
set41157 | 1040050000 | SWITCH,DISCONNECTING,SINGLE POLE 22 KV. 600 A.DISTRIBUTION CLASS | 3
set41157 | 1060020000 | VT.,1 PHASE,O/D 22 KV/110 V. CL 0.5, 25 VA. | 2
set41157 | 1060040008 | CT,O/D,22KV.,200/5 A.CL 0.5,10 VA. | 2
set41157 | 1060070502 | METER TOU 3 PHASE,3 WIRE,110 V.5 A. | 1
set41157 | 1060100001 | METER PLATE, SIZE 2X20X60 CM. | 2
set41157 | 1060100020 | AL. CABINET, O/D 3P WATTHOUR&TOU METER | 1
set41157 | 1080040002 | CONDUIT,PVC,RIGID,DIA. 20x4000 mm.TIS.216 | 2
set41157 | 9090011007 | WELDING POWDER, ST. WIRE 50 SQ.MM. TO GD | 4
set41158 | 1000110001 | CROSSARM,PRESTRESSED CONCRETE,SPUN,H.T. 100X100X2,500 MM. | 5
set41158 | 1010100004 | WIRE,STEEL STRANDED 50/7 sq.mm.TIS.404 | 27
set41158 | 1010110200 | BOLT,MACHINE M.16x130 mm. | 6
set41158 | 1010110201 | BOLT,MACHINE M.16x170 mm. | 2
set41158 | 1010110202 | BOLT,MACHINE M.16x200 mm. | 1
set41158 | 1010110203 | BOLT,MACHINE M.16x250 mm. | 3
set41158 | 1010110204 | BOLT,MACHINE M.16x300 mm. | 5
set41158 | 1010110206 | BOLT,MACHINE M.16x400 mm. | 3
set41158 | 1010180100 | WASHER,PLAIN,SQUARE,LARGE 52x52x4.5 mm.HOLE DIA. 18 MM. TIS.258 | 30
set41158 | 1010200001 | BRACE,FLAT,FOR CROSSARM 30x6x760 mm. | 8
set41158 | 1010220002 | ROD,GROUND,60x60x5 mm. 2 m.LONG | 2
set41158 | 1020050002 | CABLE,AERIAL,AL 22 kV. 1x120 sq.mm. | 10
set41158 | 1020080402 | CONTROL CABLE SIZE 7x2.5 sq.mm.TIS.838 | 10
set41158 | 1020200000 | TAPE,ARMOR,AL 1x10 mm. | 0.5
set41158 | 1020300103 | CONNECTOR,PARALLEL GROOVE,TRIPLE BOLT,AL,AL-ALLOY AND ACSR 70-185 SQ.MM. | 7
set41158 | 1030010101 | INSULATOR,PIN POST TYPE 22 KV. POWER ARC TEST | 4
set41158 | 1040000000 | S.A.,21 KV. 5 KA. | 3
set41158 | 1040050000 | SWITCH,DISCONNECTING,SINGLE POLE 22 KV. 600 A.DISTRIBUTION CLASS | 3
set41158 | 1060020000 | VT.,1 PHASE,O/D 22 KV/110 V. CL 0.5, 25 VA. | 2
set41158 | 1060040009 | CT,O/D,22 KV.,300/5 A.CL 0.5,10 VA. | 2
set41158 | 1060070502 | METER TOU 3 PHASE,3 WIRE,110 V.5 A. | 1
set41158 | 1060100001 | METER PLATE, SIZE 2X20X60 CM. | 2
set41158 | 1060100020 | AL. CABINET, O/D 3P WATTHOUR&TOU METER | 1
set41158 | 1080040002 | CONDUIT,PVC,RIGID,DIA. 20x4000 mm.TIS.216 | 2
set41158 | 9090011007 | WELDING POWDER, ST. WIRE 50 SQ.MM. TO GD | 4
set41159 | 1000110001 | CROSSARM,PRESTRESSED CONCRETE,SPUN,H.T. 100X100X2,500 MM. | 5
set41159 | 1010100004 | WIRE,STEEL STRANDED 50/7 sq.mm.TIS.404 | 27
set41159 | 1010110200 | BOLT,MACHINE M.16x130 mm. | 6
set41159 | 1010110201 | BOLT,MACHINE M.16x170 mm. | 2
set41159 | 1010110202 | BOLT,MACHINE M.16x200 mm. | 1
set41159 | 1010110203 | BOLT,MACHINE M.16x250 mm. | 3
set41159 | 1010110204 | BOLT,MACHINE M.16x300 mm. | 5
set41159 | 1010110206 | BOLT,MACHINE M.16x400 mm. | 3
set41159 | 1010180100 | WASHER,PLAIN,SQUARE,LARGE 52x52x4.5 mm.HOLE DIA. 18 MM. TIS.258 | 30
set41159 | 1010200001 | BRACE,FLAT,FOR CROSSARM 30x6x760 mm. | 8
set41159 | 1010220002 | ROD,GROUND,60x60x5 mm. 2 m.LONG | 2
set41159 | 1020050002 | CABLE,AERIAL,AL 22 kV. 1x120 sq.mm. | 10
set41159 | 1020080402 | CONTROL CABLE SIZE 7x2.5 sq.mm.TIS.838 | 10
set41159 | 1020200000 | TAPE,ARMOR,AL 1x10 mm. | 0.5
set41159 | 1020300103 | CONNECTOR,PARALLEL GROOVE,TRIPLE BOLT,AL,AL-ALLOY AND ACSR 70-185 SQ.MM. | 7
set41159 | 1030010101 | INSULATOR,PIN POST TYPE 22 KV. POWER ARC TEST | 4
set41159 | 1040000000 | S.A.,21 KV. 5 KA. | 3
set41159 | 1040050000 | SWITCH,DISCONNECTING,SINGLE POLE 22 KV. 600 A.DISTRIBUTION CLASS | 3
set41159 | 1060020000 | VT.,1 PHASE,O/D 22 KV/110 V. CL 0.5, 25 VA. | 2
set41159 | 1060040010 | CT,O/D,22 KV.,400/5 A.CL 0.5,10 VA. | 2
set41159 | 1060070502 | METER TOU 3 PHASE,3 WIRE,110 V.5 A. | 1
set41159 | 1060100001 | METER PLATE, SIZE 2X20X60 CM. | 2
set41159 | 1060100020 | AL. CABINET, O/D 3P WATTHOUR&TOU METER | 1
set41159 | 1080040002 | CONDUIT,PVC,RIGID,DIA. 20x4000 mm.TIS.216 | 2
set41159 | 9090011007 | WELDING POWDER, ST. WIRE 50 SQ.MM. TO GD | 4
set41163 | 1000110002 | CROSSARM,PRESTRESSED CONCRETE,SPUN,H.T. 120X120X3,000 MM. | 4
set41163 | 1010100004 | WIRE,STEEL STRANDED 50/7 sq.mm.TIS.404 | 27
set41163 | 1010110201 | BOLT,MACHINE M.16x170 mm. | 6
set41163 | 1010110202 | BOLT,MACHINE M.16x200 mm. | 1
set41163 | 1010110203 | BOLT,MACHINE M.16x250 mm. | 3
set41163 | 1010110205 | BOLT,MACHINE M.16x350 mm. | 4
set41163 | 1010110207 | BOLT,MACHINE M.16x450 mm. | 3
set41163 | 1010180100 | WASHER,PLAIN,SQUARE,LARGE 52x52x4.5 mm.HOLE DIA. 18 MM. TIS.258 | 25
set41163 | 1010200002 | BRACE,FLAT,FOR CROSSARM 40x6x1,000 mm. | 6
set41163 | 1010220002 | ROD,GROUND,60x60x5 mm. 2 m.LONG | 2
set41163 | 1020050102 | CABLE,AERIAL,AL 33 kV. 1x120 sq.mm. | 10
set41163 | 1020080402 | CONTROL CABLE SIZE 7x2.5 sq.mm.TIS.838 | 15
set41163 | 1020200000 | TAPE,ARMOR,AL 1x10 mm. | 0.5
set41163 | 1020300103 | CONNECTOR,PARALLEL GROOVE,TRIPLE BOLT,AL,AL-ALLOY AND ACSR 70-185 SQ.MM. | 7
set41163 | 1030010003 | INSULATOR,LINE-POST TYPE, 33 KV.CLASS 57-3L TIS.1077 | 4
set41163 | 1040000100 | S.A. 30 KV. 5 KA. | 3
set41163 | 1040010100 | CUT-OUT,FUSE,OPEN TYPE,SINGLE ISULATOR,DROPOUT 33 KV. 100 A. | 3
set41163 | 1060020105 | TRANSFORMER,VOLTAGE,1 PHASE OUTDOOR,RATIO 33,000/110 V. CLASS 0.5, 50 VA. | 2
set41163 | 1060060300 | DEMAND METER,CUMULATIVE,3 PHASE,3 WIRE 100 OR 110 V. 5 A. (CT.,PT. TYPE) | 1
set41163 | 1060100001 | METER PLATE, SIZE 2X20X60 CM. | 1
set41163 | 1060100007 | CABINET,ALUMINIUM,OUTDOOR,FOR 3 PHASE DEMAND METER | 1
set41163 | 1080040001 | CONDUIT,PVC,RIGID,DIA. 20x2500 mm.TIS.216 | 2
set41164 | 1000110002 | CROSSARM,PRESTRESSED CONCRETE,SPUN,H.T. 120X120X3,000 MM. | 2
set41164 | 1010100004 | WIRE,STEEL STRANDED 50/7 sq.mm.TIS.404 | 27
set41164 | 1010110200 | BOLT,MACHINE M.16x130 mm. | 4
set41164 | 1010110203 | BOLT,MACHINE M.16x250 mm. | 1
set41164 | 1010110204 | BOLT,MACHINE M.16x300 mm. | 2
set41164 | 1010110207 | BOLT,MACHINE M.16x450 mm. | 1
set41164 | 1010120001 | BOLT,DOUBLE ARMING,M.16x450 mm. | 2
set41164 | 1010180100 | WASHER,PLAIN,SQUARE,LARGE 52x52x4.5 mm.HOLE DIA. 18 MM. TIS.258 | 18
set41164 | 1010200001 | BRACE,FLAT,FOR CROSSARM 30x6x760 mm. | 4
set41164 | 1010220002 | ROD,GROUND,60x60x5 mm. 2 m.LONG | 2
set41164 | 1020050100 | CABLE,AERIAL,AL 33 kV. 1x50 sq.mm. | 10
set41164 | 1020080402 | CONTROL CABLE SIZE 7x2.5 sq.mm.TIS.838 | 15
set41164 | 1020200000 | TAPE,ARMOR,AL 1x10 mm. | 0.5
set41164 | 1020300102 | CONNECTOR,PARALLEL GROOVE,DOUBLE BOLT,AL,AL-ALLOY AND ACSR 25-95 SQ.MM. | 3
set41164 | 1030010003 | INSULATOR,LINE-POST TYPE, 33 KV.CLASS 57-3L TIS.1077 | 2
set41164 | 1040000100 | S.A. 30 KV. 5 KA. | 3
set41164 | 1040010100 | CUT-OUT,FUSE,OPEN TYPE,SINGLE ISULATOR,DROPOUT 33 KV. 100 A. | 3
set41164 | 1060020105 | TRANSFORMER,VOLTAGE,1 PHASE OUTDOOR,RATIO 33,000/110 V. CLASS 0.5, 50 VA. | 2
set41164 | 1060060300 | DEMAND METER,CUMULATIVE,3 PHASE,3 WIRE 100 OR 110 V. 5 A. (CT.,PT. TYPE) | 1
set41164 | 1060100001 | METER PLATE, SIZE 2X20X60 CM. | 1
set41164 | 1060100007 | CABINET,ALUMINIUM,OUTDOOR,FOR 3 PHASE DEMAND METER | 1
set41164 | 1080040001 | CONDUIT,PVC,RIGID,DIA. 20x2500 mm.TIS.216 | 2
set41165 | 1000210000 | BEAM,SPUN PRESTRESSED CONCRETE 100X100X3,200 MM. | 1
set41165 | 1010100004 | WIRE,STEEL STRANDED 50/7 sq.mm.TIS.404 | 20
set41165 | 1010110204 | BOLT,MACHINE M.16x300 mm. | 2
set41165 | 1010110208 | BOLT,MACHINE M.16x500 mm. | 2
set41165 | 1010180100 | WASHER,PLAIN,SQUARE,LARGE 52x52x4.5 mm.HOLE DIA. 18 MM. TIS.258 | 8
set41165 | 1010220002 | ROD,GROUND,60x60x5 mm. 2 m.LONG | 1
set41165 | 1020050100 | CABLE,AERIAL,AL 33 kV. 1x50 sq.mm. | 8
set41165 | 1020080402 | CONTROL CABLE SIZE 7x2.5 sq.mm.TIS.838 | 15
set41165 | 1020200000 | TAPE,ARMOR,AL 1x10 mm. | 0.5
set41165 | 1020300102 | CONNECTOR,PARALLEL GROOVE,DOUBLE BOLT,AL,AL-ALLOY AND ACSR 25-95 SQ.MM. | 3
set41165 | 1060020105 | TRANSFORMER,VOLTAGE,1 PHASE OUTDOOR,RATIO 33,000/110 V. CLASS 0.5, 50 VA. | 2
set41165 | 1060060300 | DEMAND METER,CUMULATIVE,3 PHASE,3 WIRE 100 OR 110 V. 5 A. (CT.,PT. TYPE) | 1
set41165 | 1060100001 | METER PLATE, SIZE 2X20X60 CM. | 1
set41165 | 1060100007 | CABINET,ALUMINIUM,OUTDOOR,FOR 3 PHASE DEMAND METER | 1
set41165 | 1080040001 | CONDUIT,PVC,RIGID,DIA. 20x2500 mm.TIS.216 | 1
set41166 | 1000110002 | CROSSARM,PRESTRESSED CONCRETE,SPUN,H.T. 120X120X3,000 MM. | 2
set41166 | 1010100004 | WIRE,STEEL STRANDED 50/7 sq.mm.TIS.404 | 20
set41166 | 1010110201 | BOLT,MACHINE M.16x170 mm. | 4
set41166 | 1010110203 | BOLT,MACHINE M.16x250 mm. | 3
set41166 | 1010110208 | BOLT,MACHINE M.16x500 mm. | 1
set41166 | 1010120002 | BOLT,DOUBLE ARMING,M.16x500 mm. | 2
set41166 | 1010180100 | WASHER,PLAIN,SQUARE,LARGE 52x52x4.5 mm.HOLE DIA. 18 MM. TIS.258 | 18
set41166 | 1010200002 | BRACE,FLAT,FOR CROSSARM 40x6x1,000 mm. | 4
set41166 | 1010220002 | ROD,GROUND,60x60x5 mm. 2 m.LONG | 1
set41166 | 1020050100 | CABLE,AERIAL,AL 33 kV. 1x50 sq.mm. | 8
set41166 | 1020080402 | CONTROL CABLE SIZE 7x2.5 sq.mm.TIS.838 | 15
set41166 | 1020200000 | TAPE,ARMOR,AL 1x10 mm. | 0.5
set41166 | 1020300102 | CONNECTOR,PARALLEL GROOVE,DOUBLE BOLT,AL,AL-ALLOY AND ACSR 25-95 SQ.MM. | 4
set41166 | 1030010003 | INSULATOR,LINE-POST TYPE, 33 KV.CLASS 57-3L TIS.1077 | 4
set41166 | 1060020105 | TRANSFORMER,VOLTAGE,1 PHASE OUTDOOR,RATIO 33,000/110 V. CLASS 0.5, 50 VA. | 2
set41166 | 1060060300 | DEMAND METER,CUMULATIVE,3 PHASE,3 WIRE 100 OR 110 V. 5 A. (CT.,PT. TYPE) | 1
set41166 | 1060100001 | METER PLATE, SIZE 2X20X60 CM. | 1
set41166 | 1060100007 | CABINET,ALUMINIUM,OUTDOOR,FOR 3 PHASE DEMAND METER | 1
set41166 | 1080040001 | CONDUIT,PVC,RIGID,DIA. 20x2500 mm.TIS.216 | 1
set41167 | 1000110002 | CROSSARM,PRESTRESSED CONCRETE,SPUN,H.T. 120X120X3,000 MM. | 2
set41167 | 1010100004 | WIRE,STEEL STRANDED 50/7 sq.mm.TIS.404 | 10
set41167 | 1010110201 | BOLT,MACHINE M.16x170 mm. | 4
set41167 | 1010110203 | BOLT,MACHINE M.16x250 mm. | 1
set41167 | 1010110205 | BOLT,MACHINE M.16x350 mm. | 2
set41167 | 1010110208 | BOLT,MACHINE M.16x500 mm. | 1
set41167 | 1010120002 | BOLT,DOUBLE ARMING,M.16x500 mm. | 2
set41167 | 1010180100 | WASHER,PLAIN,SQUARE,LARGE 52x52x4.5 mm.HOLE DIA. 18 MM. TIS.258 | 18
set41167 | 1010200002 | BRACE,FLAT,FOR CROSSARM 40x6x1,000 mm. | 4
set41167 | 1010220002 | ROD,GROUND,60x60x5 mm. 2 m.LONG | 1
set41167 | 1010230000 | CLAMP,SINGLE U-BOLT,M.8 (WIRE ROPE CLIP) | 4
set41167 | 1020050100 | CABLE,AERIAL,AL 33 kV. 1x50 sq.mm. | 10
set41167 | 1020080402 | CONTROL CABLE SIZE 7x2.5 sq.mm.TIS.838 | 10
set41167 | 1020300102 | CONNECTOR,PARALLEL GROOVE,DOUBLE BOLT,AL,AL-ALLOY AND ACSR 25-95 SQ.MM. | 1
set41167 | 1030010003 | INSULATOR,LINE-POST TYPE, 33 KV.CLASS 57-3L TIS.1077 | 3
set41167 | 1040010100 | CUT-OUT,FUSE,OPEN TYPE,SINGLE ISULATOR,DROPOUT 33 KV. 100 A. | 3
set41167 | 1060020105 | TRANSFORMER,VOLTAGE,1 PHASE OUTDOOR,RATIO 33,000/110 V. CLASS 0.5, 50 VA. | 2
set41167 | 1060060300 | DEMAND METER,CUMULATIVE,3 PHASE,3 WIRE 100 OR 110 V. 5 A. (CT.,PT. TYPE) | 1
set41167 | 1060100001 | METER PLATE, SIZE 2X20X60 CM. | 1
set41167 | 1060100007 | CABINET,ALUMINIUM,OUTDOOR,FOR 3 PHASE DEMAND METER | 1
set41167 | 1080040001 | CONDUIT,PVC,RIGID,DIA. 20x2500 mm.TIS.216 | 1
set41170 | 1000210000 | BEAM,SPUN PRESTRESSED CONCRETE 100X100X3,200 MM. | 2
set41170 | 1010100004 | WIRE,STEEL STRANDED 50/7 sq.mm.TIS.404 | 20
set41170 | 1010110204 | BOLT,MACHINE M.16x300 mm. | 2
set41170 | 1010110208 | BOLT,MACHINE M.16x500 mm. | 2
set41170 | 1010180100 | WASHER,PLAIN,SQUARE,LARGE 52x52x4.5 mm.HOLE DIA. 18 MM. TIS.258 | 8
set41170 | 1010220002 | ROD,GROUND,60x60x5 mm. 2 m.LONG | 1
set41170 | 1020050000 | CABLE,AERIAL,AL 22 kV. 1x50 sq.mm. | 8
set41170 | 1020080402 | CONTROL CABLE SIZE 7x2.5 sq.mm.TIS.838 | 10
set41170 | 1020200000 | TAPE,ARMOR,AL 1x10 mm. | 0.5
set41170 | 1020300102 | CONNECTOR,PARALLEL GROOVE,DOUBLE BOLT,AL,AL-ALLOY AND ACSR 25-95 SQ.MM. | 3
set41170 | 1030010101 | INSULATOR,PIN POST TYPE 22 KV. POWER ARC TEST | 3
set41170 | 1060020000 | VT.,1 PHASE,O/D 22 KV/110 V. CL 0.5, 25 VA. | 2
set41170 | 1060040001 | CT,O/D,22KV.,10/5A.CL 0.5,10 VA | 2
set41170 | 1060070502 | METER TOU 3 PHASE,3 WIRE,110 V.5 A. | 1
set41170 | 1060100001 | METER PLATE, SIZE 2X20X60 CM. | 1
set41170 | 1060100020 | AL. CABINET, O/D 3P WATTHOUR&TOU METER | 1
set41170 | 1080040002 | CONDUIT,PVC,RIGID,DIA. 20x4000 mm.TIS.216 | 1
set41170 | 9090011007 | WELDING POWDER, ST. WIRE 50 SQ.MM. TO GD | 1
set41171 | 1000210000 | BEAM,SPUN PRESTRESSED CONCRETE 100X100X3,200 MM. | 2
set41171 | 1010100004 | WIRE,STEEL STRANDED 50/7 sq.mm.TIS.404 | 20
set41171 | 1010110204 | BOLT,MACHINE M.16x300 mm. | 2
set41171 | 1010110208 | BOLT,MACHINE M.16x500 mm. | 2
set41171 | 1010180100 | WASHER,PLAIN,SQUARE,LARGE 52x52x4.5 mm.HOLE DIA. 18 MM. TIS.258 | 8
set41171 | 1010220002 | ROD,GROUND,60x60x5 mm. 2 m.LONG | 1
set41171 | 1020050000 | CABLE,AERIAL,AL 22 kV. 1x50 sq.mm. | 8
set41171 | 1020080402 | CONTROL CABLE SIZE 7x2.5 sq.mm.TIS.838 | 10
set41171 | 1020200000 | TAPE,ARMOR,AL 1x10 mm. | 0.5
set41171 | 1020300102 | CONNECTOR,PARALLEL GROOVE,DOUBLE BOLT,AL,AL-ALLOY AND ACSR 25-95 SQ.MM. | 3
set41171 | 1030010101 | INSULATOR,PIN POST TYPE 22 KV. POWER ARC TEST | 3
set41171 | 1060020000 | VT.,1 PHASE,O/D 22 KV/110 V. CL 0.5, 25 VA. | 2
set41171 | 1060040002 | CT,O/D,22 KV.,20/5 A.CL 0.5,10 VA. | 2
set41171 | 1060070502 | METER TOU 3 PHASE,3 WIRE,110 V.5 A. | 1
set41171 | 1060100001 | METER PLATE, SIZE 2X20X60 CM. | 1
set41171 | 1060100020 | AL. CABINET, O/D 3P WATTHOUR&TOU METER | 1
set41171 | 1080040002 | CONDUIT,PVC,RIGID,DIA. 20x4000 mm.TIS.216 | 1
set41171 | 9090011007 | WELDING POWDER, ST. WIRE 50 SQ.MM. TO GD | 1
set41172 | 1010100004 | WIRE,STEEL STRANDED 50/7 sq.mm.TIS.404 | 20
set41172 | 1010110204 | BOLT,MACHINE M.16x300 mm. | 2
set41172 | 1010110208 | BOLT,MACHINE M.16x500 mm. | 2
set41172 | 1010180100 | WASHER,PLAIN,SQUARE,LARGE 52x52x4.5 mm.HOLE DIA. 18 MM. TIS.258 | 8
set41172 | 1010200006 | BRACE,ANGLE STEEL 50X50X6 MM. 1,500 MM.WIDE 440 MM. DROP | 1
set41172 | 1010220002 | ROD,GROUND,60x60x5 mm. 2 m.LONG | 1
set41172 | 1020050000 | CABLE,AERIAL,AL 22 kV. 1x50 sq.mm. | 8
set41172 | 1020080402 | CONTROL CABLE SIZE 7x2.5 sq.mm.TIS.838 | 10
set41172 | 1020200000 | TAPE,ARMOR,AL 1x10 mm. | 0.5
set41172 | 1020300102 | CONNECTOR,PARALLEL GROOVE,DOUBLE BOLT,AL,AL-ALLOY AND ACSR 25-95 SQ.MM. | 3
set41172 | 1030010101 | INSULATOR,PIN POST TYPE 22 KV. POWER ARC TEST | 3
set41172 | 1060020000 | VT.,1 PHASE,O/D 22 KV/110 V. CL 0.5, 25 VA. | 2
set41172 | 1060040003 | CT,O/D,22KV.,30/5 A.CL 0.5,10 VA. | 2
set41172 | 1060070502 | METER TOU 3 PHASE,3 WIRE,110 V.5 A. | 1
set41172 | 1060100001 | METER PLATE, SIZE 2X20X60 CM. | 1
set41172 | 1060100020 | AL. CABINET, O/D 3P WATTHOUR&TOU METER | 1
set41172 | 1080040002 | CONDUIT,PVC,RIGID,DIA. 20x4000 mm.TIS.216 | 1
set41172 | 9090011007 | WELDING POWDER, ST. WIRE 50 SQ.MM. TO GD | 1
set41183 | 1000110002 | CROSSARM,PRESTRESSED CONCRETE,SPUN,H.T. 120X120X3,000 MM. | 4
set41183 | 1010100004 | WIRE,STEEL STRANDED 50/7 sq.mm.TIS.404 | 27
set41183 | 1010110201 | BOLT,MACHINE M.16x170 mm. | 6
set41183 | 1010110203 | BOLT,MACHINE M.16x250 mm. | 1
set41183 | 1010110205 | BOLT,MACHINE M.16x350 mm. | 3
set41183 | 1010110206 | BOLT,MACHINE M.16x400 mm. | 4
set41183 | 1010110208 | BOLT,MACHINE M.16x500 mm. | 2
set41183 | 1010180100 | WASHER,PLAIN,SQUARE,LARGE 52x52x4.5 mm.HOLE DIA. 18 MM. TIS.258 | 25
set41183 | 1010200002 | BRACE,FLAT,FOR CROSSARM 40x6x1,000 mm. | 6
set41183 | 1010220002 | ROD,GROUND,60x60x5 mm. 2 m.LONG | 2
set41183 | 1020050102 | CABLE,AERIAL,AL 33 kV. 1x120 sq.mm. | 10
set41183 | 1020080402 | CONTROL CABLE SIZE 7x2.5 sq.mm.TIS.838 | 15
set41183 | 1020200000 | TAPE,ARMOR,AL 1x10 mm. | 0.5
set41183 | 1020300103 | CONNECTOR,PARALLEL GROOVE,TRIPLE BOLT,AL,AL-ALLOY AND ACSR 70-185 SQ.MM. | 7
set41183 | 1030010003 | INSULATOR,LINE-POST TYPE, 33 KV.CLASS 57-3L TIS.1077 | 4
set41183 | 1040000100 | S.A. 30 KV. 5 KA. | 3
set41183 | 1040010100 | CUT-OUT,FUSE,OPEN TYPE,SINGLE ISULATOR,DROPOUT 33 KV. 100 A. | 3
set41183 | 1060020105 | TRANSFORMER,VOLTAGE,1 PHASE OUTDOOR,RATIO 33,000/110 V. CLASS 0.5, 50 VA. | 2
set41183 | 1060060300 | DEMAND METER,CUMULATIVE,3 PHASE,3 WIRE 100 OR 110 V. 5 A. (CT.,PT. TYPE) | 1
set41183 | 1060100001 | METER PLATE, SIZE 2X20X60 CM. | 1
set41183 | 1060100007 | CABINET,ALUMINIUM,OUTDOOR,FOR 3 PHASE DEMAND METER | 1
set41183 | 1080040001 | CONDUIT,PVC,RIGID,DIA. 20x2500 mm.TIS.216 | 2
set41184 | 1000110002 | CROSSARM,PRESTRESSED CONCRETE,SPUN,H.T. 120X120X3,000 MM. | 2
set41184 | 1010100004 | WIRE,STEEL STRANDED 50/7 sq.mm.TIS.404 | 27
set41184 | 1010110200 | BOLT,MACHINE M.16x130 mm. | 4
set41184 | 1010110204 | BOLT,MACHINE M.16x300 mm. | 1
set41184 | 1010110205 | BOLT,MACHINE M.16x350 mm. | 2
set41184 | 1010110208 | BOLT,MACHINE M.16x500 mm. | 1
set41184 | 1010120002 | BOLT,DOUBLE ARMING,M.16x500 mm. | 2
set41184 | 1010180100 | WASHER,PLAIN,SQUARE,LARGE 52x52x4.5 mm.HOLE DIA. 18 MM. TIS.258 | 18
set41184 | 1010200001 | BRACE,FLAT,FOR CROSSARM 30x6x760 mm. | 4
set41184 | 1010220002 | ROD,GROUND,60x60x5 mm. 2 m.LONG | 2
set41184 | 1020050100 | CABLE,AERIAL,AL 33 kV. 1x50 sq.mm. | 10
set41184 | 1020080402 | CONTROL CABLE SIZE 7x2.5 sq.mm.TIS.838 | 15
set41184 | 1020200000 | TAPE,ARMOR,AL 1x10 mm. | 0.5
set41184 | 1020300102 | CONNECTOR,PARALLEL GROOVE,DOUBLE BOLT,AL,AL-ALLOY AND ACSR 25-95 SQ.MM. | 3
set41184 | 1030010003 | INSULATOR,LINE-POST TYPE, 33 KV.CLASS 57-3L TIS.1077 | 2
set41184 | 1040000100 | S.A. 30 KV. 5 KA. | 2
set41184 | 1040010100 | CUT-OUT,FUSE,OPEN TYPE,SINGLE ISULATOR,DROPOUT 33 KV. 100 A. | 3
set41184 | 1060020105 | TRANSFORMER,VOLTAGE,1 PHASE OUTDOOR,RATIO 33,000/110 V. CLASS 0.5, 50 VA. | 2
set41184 | 1060060300 | DEMAND METER,CUMULATIVE,3 PHASE,3 WIRE 100 OR 110 V. 5 A. (CT.,PT. TYPE) | 1
set41184 | 1060100001 | METER PLATE, SIZE 2X20X60 CM. | 1
set41184 | 1060100007 | CABINET,ALUMINIUM,OUTDOOR,FOR 3 PHASE DEMAND METER | 1
set41184 | 1080040001 | CONDUIT,PVC,RIGID,DIA. 20x2500 mm.TIS.216 | 2
set41185 | 1000210000 | BEAM,SPUN PRESTRESSED CONCRETE 100X100X3,200 MM. | 1
set41185 | 1010100004 | WIRE,STEEL STRANDED 50/7 sq.mm.TIS.404 | 20
set41185 | 1010110204 | BOLT,MACHINE M.16x300 mm. | 2
set41185 | 1010110208 | BOLT,MACHINE M.16x500 mm. | 1
set41185 | 1010110209 | BOLT MACHINE M.16X600 MM. | 1
set41185 | 1010180100 | WASHER,PLAIN,SQUARE,LARGE 52x52x4.5 mm.HOLE DIA. 18 MM. TIS.258 | 8
set41185 | 1010220002 | ROD,GROUND,60x60x5 mm. 2 m.LONG | 1
set41185 | 1020050100 | CABLE,AERIAL,AL 33 kV. 1x50 sq.mm. | 8
set41185 | 1020080402 | CONTROL CABLE SIZE 7x2.5 sq.mm.TIS.838 | 15
set41185 | 1020200000 | TAPE,ARMOR,AL 1x10 mm. | 0.5
set41185 | 1020300102 | CONNECTOR,PARALLEL GROOVE,DOUBLE BOLT,AL,AL-ALLOY AND ACSR 25-95 SQ.MM. | 3
set41185 | 1060020105 | TRANSFORMER,VOLTAGE,1 PHASE OUTDOOR,RATIO 33,000/110 V. CLASS 0.5, 50 VA. | 2
set41185 | 1060060300 | DEMAND METER,CUMULATIVE,3 PHASE,3 WIRE 100 OR 110 V. 5 A. (CT.,PT. TYPE) | 1
set41185 | 1060100001 | METER PLATE, SIZE 2X20X60 CM. | 1
set41185 | 1060100007 | CABINET,ALUMINIUM,OUTDOOR,FOR 3 PHASE DEMAND METER | 1
set41185 | 1080040001 | CONDUIT,PVC,RIGID,DIA. 20x2500 mm.TIS.216 | 1
set41186 | 1000110002 | CROSSARM,PRESTRESSED CONCRETE,SPUN,H.T. 120X120X3,000 MM. | 2
set41186 | 1010100004 | WIRE,STEEL STRANDED 50/7 sq.mm.TIS.404 | 20
set41186 | 1010110201 | BOLT,MACHINE M.16x170 mm. | 4
set41186 | 1010110205 | BOLT,MACHINE M.16x350 mm. | 3
set41186 | 1010120004 | BOLT,DOUBLE ARMING,M.16x600 mm. | 3
set41186 | 1010180100 | WASHER,PLAIN,SQUARE,LARGE 52x52x4.5 mm.HOLE DIA. 18 MM. TIS.258 | 18
set41186 | 1010200002 | BRACE,FLAT,FOR CROSSARM 40x6x1,000 mm. | 4
set41186 | 1010220002 | ROD,GROUND,60x60x5 mm. 2 m.LONG | 1
set41186 | 1020050100 | CABLE,AERIAL,AL 33 kV. 1x50 sq.mm. | 8
set41186 | 1020080402 | CONTROL CABLE SIZE 7x2.5 sq.mm.TIS.838 | 15
set41186 | 1020200000 | TAPE,ARMOR,AL 1x10 mm. | 0.5
set41186 | 1020300102 | CONNECTOR,PARALLEL GROOVE,DOUBLE BOLT,AL,AL-ALLOY AND ACSR 25-95 SQ.MM. | 4
set41186 | 1030010003 | INSULATOR,LINE-POST TYPE, 33 KV.CLASS 57-3L TIS.1077 | 4
set41186 | 1060020105 | TRANSFORMER,VOLTAGE,1 PHASE OUTDOOR,RATIO 33,000/110 V. CLASS 0.5, 50 VA. | 2
set41186 | 1060060300 | DEMAND METER,CUMULATIVE,3 PHASE,3 WIRE 100 OR 110 V. 5 A. (CT.,PT. TYPE) | 1
set41186 | 1060100001 | METER PLATE, SIZE 2X20X60 CM. | 1
set41186 | 1060100007 | CABINET,ALUMINIUM,OUTDOOR,FOR 3 PHASE DEMAND METER | 1
set41186 | 1080040001 | CONDUIT,PVC,RIGID,DIA. 20x2500 mm.TIS.216 | 1
set41187 | 1000110002 | CROSSARM,PRESTRESSED CONCRETE,SPUN,H.T. 120X120X3,000 MM. | 2
set41187 | 1010100004 | WIRE,STEEL STRANDED 50/7 sq.mm.TIS.404 | 10
set41187 | 1010110201 | BOLT,MACHINE M.16x170 mm. | 4
set41187 | 1010110205 | BOLT,MACHINE M.16x350 mm. | 3
set41187 | 1010120004 | BOLT,DOUBLE ARMING,M.16x600 mm. | 3
set41187 | 1010180100 | WASHER,PLAIN,SQUARE,LARGE 52x52x4.5 mm.HOLE DIA. 18 MM. TIS.258 | 18
set41187 | 1010200002 | BRACE,FLAT,FOR CROSSARM 40x6x1,000 mm. | 4
set41187 | 1010220002 | ROD,GROUND,60x60x5 mm. 2 m.LONG | 1
set41187 | 1010230000 | CLAMP,SINGLE U-BOLT,M.8 (WIRE ROPE CLIP) | 4
set41187 | 1020050100 | CABLE,AERIAL,AL 33 kV. 1x50 sq.mm. | 10
set41187 | 1020080402 | CONTROL CABLE SIZE 7x2.5 sq.mm.TIS.838 | 10
set41187 | 1020300102 | CONNECTOR,PARALLEL GROOVE,DOUBLE BOLT,AL,AL-ALLOY AND ACSR 25-95 SQ.MM. | 1
set41187 | 1030010003 | INSULATOR,LINE-POST TYPE, 33 KV.CLASS 57-3L TIS.1077 | 3
set41187 | 1040010100 | CUT-OUT,FUSE,OPEN TYPE,SINGLE ISULATOR,DROPOUT 33 KV. 100 A. | 3
set41187 | 1060020105 | TRANSFORMER,VOLTAGE,1 PHASE OUTDOOR,RATIO 33,000/110 V. CLASS 0.5, 50 VA. | 2
set41187 | 1060060300 | DEMAND METER,CUMULATIVE,3 PHASE,3 WIRE 100 OR 110 V. 5 A. (CT.,PT. TYPE) | 1
set41187 | 1060100001 | METER PLATE, SIZE 2X20X60 CM. | 1
set41187 | 1060100007 | CABINET,ALUMINIUM,OUTDOOR,FOR 3 PHASE DEMAND METER | 1
set41187 | 1080040001 | CONDUIT,PVC,RIGID,DIA. 20x2500 mm.TIS.216 | 1
set41190 | 1000110001 | CROSSARM,PRESTRESSED CONCRETE,SPUN,H.T. 100X100X2,500 MM. | 3
set41190 | 1010100004 | WIRE,STEEL STRANDED 50/7 sq.mm.TIS.404 | 20
set41190 | 1010110200 | BOLT,MACHINE M.16x130 mm. | 4
set41190 | 1010110203 | BOLT,MACHINE M.16x250 mm. | 1
set41190 | 1010110207 | BOLT,MACHINE M.16x450 mm. | 2
set41190 | 1010120001 | BOLT,DOUBLE ARMING,M.16x450 mm. | 4
set41190 | 1010180100 | WASHER,PLAIN,SQUARE,LARGE 52x52x4.5 mm.HOLE DIA. 18 MM. TIS.258 | 20
set41190 | 1010200001 | BRACE,FLAT,FOR CROSSARM 30x6x760 mm. | 4
set41190 | 1010220002 | ROD,GROUND,60x60x5 mm. 2 m.LONG | 1
set41190 | 1020050000 | CABLE,AERIAL,AL 22 kV. 1x50 sq.mm. | 8
set41190 | 1020080402 | CONTROL CABLE SIZE 7x2.5 sq.mm.TIS.838 | 10
set41190 | 1020200000 | TAPE,ARMOR,AL 1x10 mm. | 0.5
set41190 | 1020300103 | CONNECTOR,PARALLEL GROOVE,TRIPLE BOLT,AL,AL-ALLOY AND ACSR 70-185 SQ.MM. | 4
set41190 | 1030010101 | INSULATOR,PIN POST TYPE 22 KV. POWER ARC TEST | 4
set41190 | 1060020000 | VT.,1 PHASE,O/D 22 KV/110 V. CL 0.5, 25 VA. | 2
set41190 | 1060040001 | CT,O/D,22KV.,10/5A.CL 0.5,10 VA | 2
set41190 | 1060070502 | METER TOU 3 PHASE,3 WIRE,110 V.5 A. | 1
set41190 | 1060100001 | METER PLATE, SIZE 2X20X60 CM. | 1
set41190 | 1060100020 | AL. CABINET, O/D 3P WATTHOUR&TOU METER | 1
set41190 | 1080040002 | CONDUIT,PVC,RIGID,DIA. 20x4000 mm.TIS.216 | 1
set41190 | 9090011007 | WELDING POWDER, ST. WIRE 50 SQ.MM. TO GD | 3
set41191 | 1000110001 | CROSSARM,PRESTRESSED CONCRETE,SPUN,H.T. 100X100X2,500 MM. | 3
set41191 | 1010100004 | WIRE,STEEL STRANDED 50/7 sq.mm.TIS.404 | 20
set41191 | 1010110200 | BOLT,MACHINE M.16x130 mm. | 4
set41191 | 1010110203 | BOLT,MACHINE M.16x250 mm. | 1
set41191 | 1010110207 | BOLT,MACHINE M.16x450 mm. | 2
set41191 | 1010120001 | BOLT,DOUBLE ARMING,M.16x450 mm. | 4
set41191 | 1010180100 | WASHER,PLAIN,SQUARE,LARGE 52x52x4.5 mm.HOLE DIA. 18 MM. TIS.258 | 20
set41191 | 1010200001 | BRACE,FLAT,FOR CROSSARM 30x6x760 mm. | 4
set41191 | 1010220002 | ROD,GROUND,60x60x5 mm. 2 m.LONG | 1
set41191 | 1020050000 | CABLE,AERIAL,AL 22 kV. 1x50 sq.mm. | 8
set41191 | 1020080402 | CONTROL CABLE SIZE 7x2.5 sq.mm.TIS.838 | 10
set41191 | 1020200000 | TAPE,ARMOR,AL 1x10 mm. | 0.5
set41191 | 1020300103 | CONNECTOR,PARALLEL GROOVE,TRIPLE BOLT,AL,AL-ALLOY AND ACSR 70-185 SQ.MM. | 4
set41191 | 1030010101 | INSULATOR,PIN POST TYPE 22 KV. POWER ARC TEST | 4
set41191 | 1060020000 | VT.,1 PHASE,O/D 22 KV/110 V. CL 0.5, 25 VA. | 2
set41191 | 1060040002 | CT,O/D,22 KV.,20/5 A.CL 0.5,10 VA. | 2
set41191 | 1060070502 | METER TOU 3 PHASE,3 WIRE,110 V.5 A. | 1
set41191 | 1060100001 | METER PLATE, SIZE 2X20X60 CM. | 1
set41191 | 1060100020 | AL. CABINET, O/D 3P WATTHOUR&TOU METER | 1
set41191 | 1080040002 | CONDUIT,PVC,RIGID,DIA. 20x4000 mm.TIS.216 | 1
set41191 | 9090011007 | WELDING POWDER, ST. WIRE 50 SQ.MM. TO GD | 3
set41192 | 1000110001 | CROSSARM,PRESTRESSED CONCRETE,SPUN,H.T. 100X100X2,500 MM. | 3
set41192 | 1010100004 | WIRE,STEEL STRANDED 50/7 sq.mm.TIS.404 | 20
set41192 | 1010110200 | BOLT,MACHINE M.16x130 mm. | 4
set41192 | 1010110203 | BOLT,MACHINE M.16x250 mm. | 1
set41192 | 1010110207 | BOLT,MACHINE M.16x450 mm. | 2
set41192 | 1010120001 | BOLT,DOUBLE ARMING,M.16x450 mm. | 4
set41192 | 1010180100 | WASHER,PLAIN,SQUARE,LARGE 52x52x4.5 mm.HOLE DIA. 18 MM. TIS.258 | 20
set41192 | 1010200001 | BRACE,FLAT,FOR CROSSARM 30x6x760 mm. | 4
set41192 | 1010220002 | ROD,GROUND,60x60x5 mm. 2 m.LONG | 1
set41192 | 1020050000 | CABLE,AERIAL,AL 22 kV. 1x50 sq.mm. | 8
set41192 | 1020080402 | CONTROL CABLE SIZE 7x2.5 sq.mm.TIS.838 | 10
set41192 | 1020200000 | TAPE,ARMOR,AL 1x10 mm. | 0.5
set41192 | 1020300103 | CONNECTOR,PARALLEL GROOVE,TRIPLE BOLT,AL,AL-ALLOY AND ACSR 70-185 SQ.MM. | 4
set41192 | 1030010101 | INSULATOR,PIN POST TYPE 22 KV. POWER ARC TEST | 4
set41192 | 1060020000 | VT.,1 PHASE,O/D 22 KV/110 V. CL 0.5, 25 VA. | 2
set41192 | 1060040003 | CT,O/D,22KV.,30/5 A.CL 0.5,10 VA. | 2
set41192 | 1060070502 | METER TOU 3 PHASE,3 WIRE,110 V.5 A. | 1
set41192 | 1060100001 | METER PLATE, SIZE 2X20X60 CM. | 1
set41192 | 1060100020 | AL. CABINET, O/D 3P WATTHOUR&TOU METER | 1
set41192 | 1080040002 | CONDUIT,PVC,RIGID,DIA. 20x4000 mm.TIS.216 | 1
set41192 | 9090011007 | WELDING POWDER, ST. WIRE 50 SQ.MM. TO GD | 3
set41193 | 1000110001 | CROSSARM,PRESTRESSED CONCRETE,SPUN,H.T. 100X100X2,500 MM. | 3
set41193 | 1010100004 | WIRE,STEEL STRANDED 50/7 sq.mm.TIS.404 | 20
set41193 | 1010110200 | BOLT,MACHINE M.16x130 mm. | 4
set41193 | 1010110203 | BOLT,MACHINE M.16x250 mm. | 1
set41193 | 1010110207 | BOLT,MACHINE M.16x450 mm. | 2
set41193 | 1010120001 | BOLT,DOUBLE ARMING,M.16x450 mm. | 4
set41193 | 1010180100 | WASHER,PLAIN,SQUARE,LARGE 52x52x4.5 mm.HOLE DIA. 18 MM. TIS.258 | 20
set41193 | 1010200001 | BRACE,FLAT,FOR CROSSARM 30x6x760 mm. | 4
set41193 | 1010220002 | ROD,GROUND,60x60x5 mm. 2 m.LONG | 1
set41193 | 1020050002 | CABLE,AERIAL,AL 22 kV. 1x120 sq.mm. | 8
set41193 | 1020080402 | CONTROL CABLE SIZE 7x2.5 sq.mm.TIS.838 | 10
set41193 | 1020200000 | TAPE,ARMOR,AL 1x10 mm. | 0.5
set41193 | 1020300103 | CONNECTOR,PARALLEL GROOVE,TRIPLE BOLT,AL,AL-ALLOY AND ACSR 70-185 SQ.MM. | 4
set41193 | 1030010101 | INSULATOR,PIN POST TYPE 22 KV. POWER ARC TEST | 4
set41193 | 1060020000 | VT.,1 PHASE,O/D 22 KV/110 V. CL 0.5, 25 VA. | 2
set41193 | 1060040004 | CT,O/D,22KV.,50/5 A.CL 0.5,10 VA. | 2
set41193 | 1060070502 | METER TOU 3 PHASE,3 WIRE,110 V.5 A. | 1
set41193 | 1060100001 | METER PLATE, SIZE 2X20X60 CM. | 1
set41193 | 1060100020 | AL. CABINET, O/D 3P WATTHOUR&TOU METER | 1
set41193 | 1080040002 | CONDUIT,PVC,RIGID,DIA. 20x4000 mm.TIS.216 | 1
set41193 | 9090011007 | WELDING POWDER, ST. WIRE 50 SQ.MM. TO GD | 3
set41201 | 1020080500 | CONDUCTOR,CU.PVC. INSULATED AND JACKTED 2X6 SQ.MM 600 V. | 7
set41202 | 1020080500 | CONDUCTOR,CU.PVC. INSULATED AND JACKTED 2X6 SQ.MM 600 V. | 7
set41203 | 1020080501 | CONDUCTOR,CU.PVC. INSULATED AND JACKTED 2X10 SQ.M 600 V. | 7
set41204 | 1020080501 | CONDUCTOR,CU.PVC. INSULATED AND JACKTED 2X10 SQ.M 600 V. | 7
set41205 | 1020070002 | CABLE,AL,COMPACT STRANDED,PVC-INSULATED,750 V. 75 DEG.C, 50 SQ.MM. TIS.293 | 13
set41206 | 1020070002 | CABLE,AL,COMPACT STRANDED,PVC-INSULATED,750 V. 75 DEG.C, 50 SQ.MM. TIS.293 | 13
set41213 | 1020089957 | CONDUCTOR,CU,NFYW 0.6/1 KV. 10 SQ.MM. | 26
set41214 | 1020089957 | CONDUCTOR,CU,NFYW 0.6/1 KV. 10 SQ.MM. | 26
set41215 | 1020070002 | CABLE,AL,COMPACT STRANDED,PVC-INSULATED,750 V. 75 DEG.C, 50 SQ.MM. TIS.293 | 26
set41216 | 1020070002 | CABLE,AL,COMPACT STRANDED,PVC-INSULATED,750 V. 75 DEG.C, 50 SQ.MM. TIS.293 | 26
set41221 | 1020080500 | CONDUCTOR,CU.PVC. INSULATED AND JACKTED 2X6 SQ.MM 600 V. | 13
set41222 | 1020080500 | CONDUCTOR,CU.PVC. INSULATED AND JACKTED 2X6 SQ.MM 600 V. | 19
set41223 | 1020080500 | CONDUCTOR,CU.PVC. INSULATED AND JACKTED 2X6 SQ.MM 600 V. | 25
set41231 | 1020080500 | CONDUCTOR,CU.PVC. INSULATED AND JACKTED 2X6 SQ.MM 600 V. | 25
set41232 | 1020080500 | CONDUCTOR,CU.PVC. INSULATED AND JACKTED 2X6 SQ.MM 600 V. | 25
set41233 | 1020080501 | CONDUCTOR,CU.PVC. INSULATED AND JACKTED 2X10 SQ.M 600 V. | 25
set41234 | 1020080501 | CONDUCTOR,CU.PVC. INSULATED AND JACKTED 2X10 SQ.M 600 V. | 25
set41235 | 1020070002 | CABLE,AL,COMPACT STRANDED,PVC-INSULATED,750 V. 75 DEG.C, 50 SQ.MM. TIS.293 | 50
set41236 | 1020070002 | CABLE,AL,COMPACT STRANDED,PVC-INSULATED,750 V. 75 DEG.C, 50 SQ.MM. TIS.293 | 50
set41243 | 1020089957 | CONDUCTOR,CU,NFYW 0.6/1 KV. 10 SQ.MM. | 0
set41244 | 1020089957 | CONDUCTOR,CU,NFYW 0.6/1 KV. 10 SQ.MM. | 0
set41245 | 1020070002 | CABLE,AL,COMPACT STRANDED,PVC-INSULATED,750 V. 75 DEG.C, 50 SQ.MM. TIS.293 | 0
set41246 | 1020070002 | CABLE,AL,COMPACT STRANDED,PVC-INSULATED,750 V. 75 DEG.C, 50 SQ.MM. TIS.293 | 0
set41250 | 1000110002 | CROSSARM,PRESTRESSED CONCRETE,SPUN,H.T. 120X120X3,000 MM. | 4
set41250 | 1010100004 | WIRE,STEEL STRANDED 50/7 sq.mm.TIS.404 | 27
set41250 | 1010110201 | BOLT,MACHINE M.16x170 mm. | 6
set41250 | 1010110203 | BOLT,MACHINE M.16x250 mm. | 2
set41250 | 1010110204 | BOLT,MACHINE M.16x300 mm. | 2
set41250 | 1010110207 | BOLT,MACHINE M.16x450 mm. | 2
set41250 | 1010120002 | BOLT,DOUBLE ARMING,M.16x500 mm. | 4
set41250 | 1010180100 | WASHER,PLAIN,SQUARE,LARGE 52x52x4.5 mm.HOLE DIA. 18 MM. TIS.258 | 29
set41250 | 1010200001 | BRACE,FLAT,FOR CROSSARM 30x6x760 mm. | 6
set41250 | 1010220002 | ROD,GROUND,60x60x5 mm. 2 m.LONG | 2
set41250 | 1020050102 | CABLE,AERIAL,AL 33 kV. 1x120 sq.mm. | 10
set41250 | 1020080402 | CONTROL CABLE SIZE 7x2.5 sq.mm.TIS.838 | 10
set41250 | 1020200000 | TAPE,ARMOR,AL 1x10 mm. | 0.5
set41250 | 1020200002 | TIE WIRE,AL 4 mm. | 0.4
set41250 | 1020300103 | CONNECTOR,PARALLEL GROOVE,TRIPLE BOLT,AL,AL-ALLOY AND ACSR 70-185 SQ.MM. | 7
set41250 | 1030010003 | INSULATOR,LINE-POST TYPE, 33 KV.CLASS 57-3L TIS.1077 | 4
set41250 | 1040000100 | S.A. 30 KV. 5 KA. | 3
set41250 | 1040010100 | CUT-OUT,FUSE,OPEN TYPE,SINGLE ISULATOR,DROPOUT 33 KV. 100 A. | 3
set41250 | 1060020105 | TRANSFORMER,VOLTAGE,1 PHASE OUTDOOR,RATIO 33,000/110 V. CLASS 0.5, 50 VA. | 2
set41250 | 1060060300 | DEMAND METER,CUMULATIVE,3 PHASE,3 WIRE 100 OR 110 V. 5 A. (CT.,PT. TYPE) | 1
set41250 | 1060100001 | METER PLATE, SIZE 2X20X60 CM. | 1
set41250 | 1060100007 | CABINET,ALUMINIUM,OUTDOOR,FOR 3 PHASE DEMAND METER | 1
set41250 | 1080040001 | CONDUIT,PVC,RIGID,DIA. 20x2500 mm.TIS.216 | 4
set41250 | 9090011007 | WELDING POWDER, ST. WIRE 50 SQ.MM. TO GD | 4
set41251 | 1000110002 | CROSSARM,PRESTRESSED CONCRETE,SPUN,H.T. 120X120X3,000 MM. | 4
set41251 | 1010100004 | WIRE,STEEL STRANDED 50/7 sq.mm.TIS.404 | 27
set41251 | 1010110201 | BOLT,MACHINE M.16x170 mm. | 6
set41251 | 1010110203 | BOLT,MACHINE M.16x250 mm. | 2
set41251 | 1010110205 | BOLT,MACHINE M.16x350 mm. | 2
set41251 | 1010110208 | BOLT,MACHINE M.16x500 mm. | 2
set41251 | 1010120002 | BOLT,DOUBLE ARMING,M.16x500 mm. | 4
set41251 | 1010180100 | WASHER,PLAIN,SQUARE,LARGE 52x52x4.5 mm.HOLE DIA. 18 MM. TIS.258 | 29
set41251 | 1010200001 | BRACE,FLAT,FOR CROSSARM 30x6x760 mm. | 6
set41251 | 1010220002 | ROD,GROUND,60x60x5 mm. 2 m.LONG | 2
set41251 | 1020050102 | CABLE,AERIAL,AL 33 kV. 1x120 sq.mm. | 10
set41251 | 1020080402 | CONTROL CABLE SIZE 7x2.5 sq.mm.TIS.838 | 10
set41251 | 1020200000 | TAPE,ARMOR,AL 1x10 mm. | 0.5
set41251 | 1020200002 | TIE WIRE,AL 4 mm. | 0.4
set41251 | 1020300103 | CONNECTOR,PARALLEL GROOVE,TRIPLE BOLT,AL,AL-ALLOY AND ACSR 70-185 SQ.MM. | 7
set41251 | 1030010003 | INSULATOR,LINE-POST TYPE, 33 KV.CLASS 57-3L TIS.1077 | 4
set41251 | 1040000100 | S.A. 30 KV. 5 KA. | 3
set41251 | 1040010100 | CUT-OUT,FUSE,OPEN TYPE,SINGLE ISULATOR,DROPOUT 33 KV. 100 A. | 3
set41251 | 1060020105 | TRANSFORMER,VOLTAGE,1 PHASE OUTDOOR,RATIO 33,000/110 V. CLASS 0.5, 50 VA. | 2
set41251 | 1060060300 | DEMAND METER,CUMULATIVE,3 PHASE,3 WIRE 100 OR 110 V. 5 A. (CT.,PT. TYPE) | 1
set41251 | 1060100001 | METER PLATE, SIZE 2X20X60 CM. | 1
set41251 | 1060100007 | CABINET,ALUMINIUM,OUTDOOR,FOR 3 PHASE DEMAND METER | 1
set41251 | 1080040001 | CONDUIT,PVC,RIGID,DIA. 20x2500 mm.TIS.216 | 4
set41251 | 9090011007 | WELDING POWDER, ST. WIRE 50 SQ.MM. TO GD | 4
set41252 | 1000110002 | CROSSARM,PRESTRESSED CONCRETE,SPUN,H.T. 120X120X3,000 MM. | 5
set41252 | 1010100004 | WIRE,STEEL STRANDED 50/7 sq.mm.TIS.404 | 27
set41252 | 1010110201 | BOLT,MACHINE M.16x170 mm. | 6
set41252 | 1010110203 | BOLT,MACHINE M.16x250 mm. | 1
set41252 | 1010110204 | BOLT,MACHINE M.16x300 mm. | 2
set41252 | 1010110205 | BOLT,MACHINE M.16x350 mm. | 1
set41252 | 1010110207 | BOLT,MACHINE M.16x450 mm. | 2
set41252 | 1010120002 | BOLT,DOUBLE ARMING,M.16x500 mm. | 4
set41252 | 1010180100 | WASHER,PLAIN,SQUARE,LARGE 52x52x4.5 mm.HOLE DIA. 18 MM. TIS.258 | 29
set41252 | 1010200001 | BRACE,FLAT,FOR CROSSARM 30x6x760 mm. | 6
set41252 | 1010220002 | ROD,GROUND,60x60x5 mm. 2 m.LONG | 2
set41252 | 1020050102 | CABLE,AERIAL,AL 33 kV. 1x120 sq.mm. | 10
set41252 | 1020080402 | CONTROL CABLE SIZE 7x2.5 sq.mm.TIS.838 | 10
set41252 | 1020200000 | TAPE,ARMOR,AL 1x10 mm. | 0.5
set41252 | 1020200002 | TIE WIRE,AL 4 mm. | 0.4
set41252 | 1020300103 | CONNECTOR,PARALLEL GROOVE,TRIPLE BOLT,AL,AL-ALLOY AND ACSR 70-185 SQ.MM. | 7
set41252 | 1030010003 | INSULATOR,LINE-POST TYPE, 33 KV.CLASS 57-3L TIS.1077 | 4
set41252 | 1040000100 | S.A. 30 KV. 5 KA. | 3
set41252 | 1040050100 | SWITCH,DISCONNECTING,SINGLE POLE 33 kV. 600 A.DISTRIBUTION CLASS | 3
set41252 | 1060020105 | TRANSFORMER,VOLTAGE,1 PHASE OUTDOOR,RATIO 33,000/110 V. CLASS 0.5, 50 VA. | 2
set41252 | 1060060300 | DEMAND METER,CUMULATIVE,3 PHASE,3 WIRE 100 OR 110 V. 5 A. (CT.,PT. TYPE) | 1
set41252 | 1060100001 | METER PLATE, SIZE 2X20X60 CM. | 1
set41252 | 1060100007 | CABINET,ALUMINIUM,OUTDOOR,FOR 3 PHASE DEMAND METER | 1
set41252 | 1080040001 | CONDUIT,PVC,RIGID,DIA. 20x2500 mm.TIS.216 | 4
set41252 | 9090011007 | WELDING POWDER, ST. WIRE 50 SQ.MM. TO GD | 4
set41253 | 1000110002 | CROSSARM,PRESTRESSED CONCRETE,SPUN,H.T. 120X120X3,000 MM. | 5
set41253 | 1010100004 | WIRE,STEEL STRANDED 50/7 sq.mm.TIS.404 | 27
set41253 | 1010110201 | BOLT,MACHINE M.16x170 mm. | 6
set41253 | 1010110203 | BOLT,MACHINE M.16x250 mm. | 1
set41253 | 1010110205 | BOLT,MACHINE M.16x350 mm. | 3
set41253 | 1010110208 | BOLT,MACHINE M.16x500 mm. | 2
set41253 | 1010120002 | BOLT,DOUBLE ARMING,M.16x500 mm. | 4
set41253 | 1010180100 | WASHER,PLAIN,SQUARE,LARGE 52x52x4.5 mm.HOLE DIA. 18 MM. TIS.258 | 29
set41253 | 1010200001 | BRACE,FLAT,FOR CROSSARM 30x6x760 mm. | 6
set41253 | 1010220002 | ROD,GROUND,60x60x5 mm. 2 m.LONG | 2
set41253 | 1020050102 | CABLE,AERIAL,AL 33 kV. 1x120 sq.mm. | 10
set41253 | 1020080402 | CONTROL CABLE SIZE 7x2.5 sq.mm.TIS.838 | 10
set41253 | 1020200000 | TAPE,ARMOR,AL 1x10 mm. | 0.5
set41253 | 1020200002 | TIE WIRE,AL 4 mm. | 0.4
set41253 | 1020300103 | CONNECTOR,PARALLEL GROOVE,TRIPLE BOLT,AL,AL-ALLOY AND ACSR 70-185 SQ.MM. | 7
set41253 | 1030010003 | INSULATOR,LINE-POST TYPE, 33 KV.CLASS 57-3L TIS.1077 | 4
set41253 | 1040000100 | S.A. 30 KV. 5 KA. | 3
set41253 | 1040050100 | SWITCH,DISCONNECTING,SINGLE POLE 33 kV. 600 A.DISTRIBUTION CLASS | 3
set41253 | 1060020105 | TRANSFORMER,VOLTAGE,1 PHASE OUTDOOR,RATIO 33,000/110 V. CLASS 0.5, 50 VA. | 2
set41253 | 1060060300 | DEMAND METER,CUMULATIVE,3 PHASE,3 WIRE 100 OR 110 V. 5 A. (CT.,PT. TYPE) | 1
set41253 | 1060100001 | METER PLATE, SIZE 2X20X60 CM. | 1
set41253 | 1060100007 | CABINET,ALUMINIUM,OUTDOOR,FOR 3 PHASE DEMAND METER | 1
set41253 | 1080040001 | CONDUIT,PVC,RIGID,DIA. 20x2500 mm.TIS.216 | 4
set41253 | 9090011007 | WELDING POWDER, ST. WIRE 50 SQ.MM. TO GD | 4
set41254 | 1000110002 | CROSSARM,PRESTRESSED CONCRETE,SPUN,H.T. 120X120X3,000 MM. | 4
set41254 | 1010100004 | WIRE,STEEL STRANDED 50/7 sq.mm.TIS.404 | 27
set41254 | 1010110201 | BOLT,MACHINE M.16x170 mm. | 6
set41254 | 1010110202 | BOLT,MACHINE M.16x200 mm. | 1
set41254 | 1010110203 | BOLT,MACHINE M.16x250 mm. | 3
set41254 | 1010110205 | BOLT,MACHINE M.16x350 mm. | 4
set41254 | 1010110207 | BOLT,MACHINE M.16x450 mm. | 3
set41254 | 1010120002 | BOLT,DOUBLE ARMING,M.16x500 mm. | 4
set41254 | 1010180100 | WASHER,PLAIN,SQUARE,LARGE 52x52x4.5 mm.HOLE DIA. 18 MM. TIS.258 | 25
set41254 | 1010200002 | BRACE,FLAT,FOR CROSSARM 40x6x1,000 mm. | 9
set41254 | 1010220002 | ROD,GROUND,60x60x5 mm. 2 m.LONG | 2
set41254 | 1020050102 | CABLE,AERIAL,AL 33 kV. 1x120 sq.mm. | 10
set41254 | 1020080402 | CONTROL CABLE SIZE 7x2.5 sq.mm.TIS.838 | 15
set41254 | 1020200000 | TAPE,ARMOR,AL 1x10 mm. | 0.5
set41254 | 1020300103 | CONNECTOR,PARALLEL GROOVE,TRIPLE BOLT,AL,AL-ALLOY AND ACSR 70-185 SQ.MM. | 7
set41254 | 1030010003 | INSULATOR,LINE-POST TYPE, 33 KV.CLASS 57-3L TIS.1077 | 4
set41254 | 1040000100 | S.A. 30 KV. 5 KA. | 3
set41254 | 1040010100 | CUT-OUT,FUSE,OPEN TYPE,SINGLE ISULATOR,DROPOUT 33 KV. 100 A. | 3
set41254 | 1060020105 | TRANSFORMER,VOLTAGE,1 PHASE OUTDOOR,RATIO 33,000/110 V. CLASS 0.5, 50 VA. | 2
set41254 | 1060070502 | METER TOU 3 PHASE,3 WIRE,110 V.5 A. | 1
set41254 | 1060100001 | METER PLATE, SIZE 2X20X60 CM. | 2
set41254 | 1060100020 | AL. CABINET, O/D 3P WATTHOUR&TOU METER | 1
set41254 | 1080040001 | CONDUIT,PVC,RIGID,DIA. 20x2500 mm.TIS.216 | 2
set41254 | 9090011007 | WELDING POWDER, ST. WIRE 50 SQ.MM. TO GD | 4
set41255 | 1000110002 | CROSSARM,PRESTRESSED CONCRETE,SPUN,H.T. 120X120X3,000 MM. | 4
set41255 | 1010100004 | WIRE,STEEL STRANDED 50/7 sq.mm.TIS.404 | 27
set41255 | 1010110201 | BOLT,MACHINE M.16x170 mm. | 6
set41255 | 1010110203 | BOLT,MACHINE M.16x250 mm. | 1
set41255 | 1010110205 | BOLT,MACHINE M.16x350 mm. | 3
set41255 | 1010110206 | BOLT,MACHINE M.16x400 mm. | 4
set41255 | 1010110208 | BOLT,MACHINE M.16x500 mm. | 2
set41255 | 1010120002 | BOLT,DOUBLE ARMING,M.16x500 mm. | 4
set41255 | 1010180100 | WASHER,PLAIN,SQUARE,LARGE 52x52x4.5 mm.HOLE DIA. 18 MM. TIS.258 | 25
set41255 | 1010200002 | BRACE,FLAT,FOR CROSSARM 40x6x1,000 mm. | 6
set41255 | 1010220002 | ROD,GROUND,60x60x5 mm. 2 m.LONG | 2
set41255 | 1020050102 | CABLE,AERIAL,AL 33 kV. 1x120 sq.mm. | 10
set41255 | 1020080402 | CONTROL CABLE SIZE 7x2.5 sq.mm.TIS.838 | 15
set41255 | 1020200000 | TAPE,ARMOR,AL 1x10 mm. | 0.5
set41255 | 1020300103 | CONNECTOR,PARALLEL GROOVE,TRIPLE BOLT,AL,AL-ALLOY AND ACSR 70-185 SQ.MM. | 7
set41255 | 1030010003 | INSULATOR,LINE-POST TYPE, 33 KV.CLASS 57-3L TIS.1077 | 4
set41255 | 1040000100 | S.A. 30 KV. 5 KA. | 3
set41255 | 1040010100 | CUT-OUT,FUSE,OPEN TYPE,SINGLE ISULATOR,DROPOUT 33 KV. 100 A. | 3
set41255 | 1060020105 | TRANSFORMER,VOLTAGE,1 PHASE OUTDOOR,RATIO 33,000/110 V. CLASS 0.5, 50 VA. | 2
set41255 | 1060070502 | METER TOU 3 PHASE,3 WIRE,110 V.5 A. | 1
set41255 | 1060100001 | METER PLATE, SIZE 2X20X60 CM. | 2
set41255 | 1060100020 | AL. CABINET, O/D 3P WATTHOUR&TOU METER | 1
set41255 | 1080040001 | CONDUIT,PVC,RIGID,DIA. 20x2500 mm.TIS.216 | 2
set41255 | 9090011007 | WELDING POWDER, ST. WIRE 50 SQ.MM. TO GD | 4
set41256 | 1000110002 | CROSSARM,PRESTRESSED CONCRETE,SPUN,H.T. 120X120X3,000 MM. | 2
set41256 | 1010100004 | WIRE,STEEL STRANDED 50/7 sq.mm.TIS.404 | 20
set41256 | 1010110201 | BOLT,MACHINE M.16x170 mm. | 4
set41256 | 1010110203 | BOLT,MACHINE M.16x250 mm. | 3
set41256 | 1010110208 | BOLT,MACHINE M.16x500 mm. | 1
set41256 | 1010120002 | BOLT,DOUBLE ARMING,M.16x500 mm. | 2
set41256 | 1010180100 | WASHER,PLAIN,SQUARE,LARGE 52x52x4.5 mm.HOLE DIA. 18 MM. TIS.258 | 18
set41256 | 1010200002 | BRACE,FLAT,FOR CROSSARM 40x6x1,000 mm. | 4
set41256 | 1010220002 | ROD,GROUND,60x60x5 mm. 2 m.LONG | 1
set41256 | 1020050100 | CABLE,AERIAL,AL 33 kV. 1x50 sq.mm. | 8
set41256 | 1020080402 | CONTROL CABLE SIZE 7x2.5 sq.mm.TIS.838 | 15
set41256 | 1020200000 | TAPE,ARMOR,AL 1x10 mm. | 0.5
set41256 | 1020300102 | CONNECTOR,PARALLEL GROOVE,DOUBLE BOLT,AL,AL-ALLOY AND ACSR 25-95 SQ.MM. | 4
set41256 | 1030010003 | INSULATOR,LINE-POST TYPE, 33 KV.CLASS 57-3L TIS.1077 | 4
set41256 | 1060020105 | TRANSFORMER,VOLTAGE,1 PHASE OUTDOOR,RATIO 33,000/110 V. CLASS 0.5, 50 VA. | 2
set41256 | 1060070502 | METER TOU 3 PHASE,3 WIRE,110 V.5 A. | 1
set41256 | 1060100001 | METER PLATE, SIZE 2X20X60 CM. | 2
set41256 | 1060100020 | AL. CABINET, O/D 3P WATTHOUR&TOU METER | 1
set41256 | 1080040001 | CONDUIT,PVC,RIGID,DIA. 20x2500 mm.TIS.216 | 1
set41256 | 9090011007 | WELDING POWDER, ST. WIRE 50 SQ.MM. TO GD | 3
set41257 | 1000110002 | CROSSARM,PRESTRESSED CONCRETE,SPUN,H.T. 120X120X3,000 MM. | 2
set41257 | 1010100004 | WIRE,STEEL STRANDED 50/7 sq.mm.TIS.404 | 20
set41257 | 1010110201 | BOLT,MACHINE M.16x170 mm. | 4
set41257 | 1010110205 | BOLT,MACHINE M.16x350 mm. | 3
set41257 | 1010120004 | BOLT,DOUBLE ARMING,M.16x600 mm. | 3
set41257 | 1010180100 | WASHER,PLAIN,SQUARE,LARGE 52x52x4.5 mm.HOLE DIA. 18 MM. TIS.258 | 18
set41257 | 1010200002 | BRACE,FLAT,FOR CROSSARM 40x6x1,000 mm. | 4
set41257 | 1010220002 | ROD,GROUND,60x60x5 mm. 2 m.LONG | 1
set41257 | 1020050100 | CABLE,AERIAL,AL 33 kV. 1x50 sq.mm. | 8
set41257 | 1020080402 | CONTROL CABLE SIZE 7x2.5 sq.mm.TIS.838 | 15
set41257 | 1020200000 | TAPE,ARMOR,AL 1x10 mm. | 0.5
set41257 | 1020300102 | CONNECTOR,PARALLEL GROOVE,DOUBLE BOLT,AL,AL-ALLOY AND ACSR 25-95 SQ.MM. | 4
set41257 | 1030010003 | INSULATOR,LINE-POST TYPE, 33 KV.CLASS 57-3L TIS.1077 | 4
set41257 | 1060020105 | TRANSFORMER,VOLTAGE,1 PHASE OUTDOOR,RATIO 33,000/110 V. CLASS 0.5, 50 VA. | 2
set41257 | 1060070502 | METER TOU 3 PHASE,3 WIRE,110 V.5 A. | 1
set41257 | 1060100001 | METER PLATE, SIZE 2X20X60 CM. | 2
set41257 | 1060100020 | AL. CABINET, O/D 3P WATTHOUR&TOU METER | 1
set41257 | 1080040001 | CONDUIT,PVC,RIGID,DIA. 20x2500 mm.TIS.216 | 1
set41257 | 9090011007 | WELDING POWDER, ST. WIRE 50 SQ.MM. TO GD | 3
set41258 | 1000110002 | CROSSARM,PRESTRESSED CONCRETE,SPUN,H.T. 120X120X3,000 MM. | 2
set41258 | 1010100004 | WIRE,STEEL STRANDED 50/7 sq.mm.TIS.404 | 20
set41258 | 1010110201 | BOLT,MACHINE M.16x170 mm. | 4
set41258 | 1010110203 | BOLT,MACHINE M.16x250 mm. | 1
set41258 | 1010110204 | BOLT,MACHINE M.16x300 mm. | 2
set41258 | 1010110207 | BOLT,MACHINE M.16x450 mm. | 1
set41258 | 1010120002 | BOLT,DOUBLE ARMING,M.16x500 mm. | 2
set41258 | 1010180100 | WASHER,PLAIN,SQUARE,LARGE 52x52x4.5 mm.HOLE DIA. 18 MM. TIS.258 | 18
set41258 | 1010200001 | BRACE,FLAT,FOR CROSSARM 30x6x760 mm. | 4
set41258 | 1010220002 | ROD,GROUND,60x60x5 mm. 2 m.LONG | 1
set41258 | 1020050102 | CABLE,AERIAL,AL 33 kV. 1x120 sq.mm. | 10
set41258 | 1020080402 | CONTROL CABLE SIZE 7x2.5 sq.mm.TIS.838 | 10
set41258 | 1020200000 | TAPE,ARMOR,AL 1x10 mm. | 0.5
set41258 | 1020200002 | TIE WIRE,AL 4 mm. | 0.4
set41258 | 1020300103 | CONNECTOR,PARALLEL GROOVE,TRIPLE BOLT,AL,AL-ALLOY AND ACSR 70-185 SQ.MM. | 4
set41258 | 1030010003 | INSULATOR,LINE-POST TYPE, 33 KV.CLASS 57-3L TIS.1077 | 4
set41258 | 1060020105 | TRANSFORMER,VOLTAGE,1 PHASE OUTDOOR,RATIO 33,000/110 V. CLASS 0.5, 50 VA. | 2
set41258 | 1060060300 | DEMAND METER,CUMULATIVE,3 PHASE,3 WIRE 100 OR 110 V. 5 A. (CT.,PT. TYPE) | 1
set41258 | 1060100001 | METER PLATE, SIZE 2X20X60 CM. | 1
set41258 | 1060100007 | CABINET,ALUMINIUM,OUTDOOR,FOR 3 PHASE DEMAND METER | 1
set41258 | 1080040001 | CONDUIT,PVC,RIGID,DIA. 20x2500 mm.TIS.216 | 1
set41259 | 1000110002 | CROSSARM,PRESTRESSED CONCRETE,SPUN,H.T. 120X120X3,000 MM. | 2
set41259 | 1010100004 | WIRE,STEEL STRANDED 50/7 sq.mm.TIS.404 | 20
set41259 | 1010110201 | BOLT,MACHINE M.16x170 mm. | 4
set41259 | 1010110204 | BOLT,MACHINE M.16x300 mm. | 1
set41259 | 1010110205 | BOLT,MACHINE M.16x350 mm. | 2
set41259 | 1010110208 | BOLT,MACHINE M.16x500 mm. | 1
set41259 | 1010120002 | BOLT,DOUBLE ARMING,M.16x500 mm. | 2
set41259 | 1010180100 | WASHER,PLAIN,SQUARE,LARGE 52x52x4.5 mm.HOLE DIA. 18 MM. TIS.258 | 18
set41259 | 1010200001 | BRACE,FLAT,FOR CROSSARM 30x6x760 mm. | 4
set41259 | 1010220002 | ROD,GROUND,60x60x5 mm. 2 m.LONG | 1
set41259 | 1020050102 | CABLE,AERIAL,AL 33 kV. 1x120 sq.mm. | 10
set41259 | 1020080402 | CONTROL CABLE SIZE 7x2.5 sq.mm.TIS.838 | 10
set41259 | 1020200000 | TAPE,ARMOR,AL 1x10 mm. | 0.5
set41259 | 1020200002 | TIE WIRE,AL 4 mm. | 0.4
set41259 | 1020300103 | CONNECTOR,PARALLEL GROOVE,TRIPLE BOLT,AL,AL-ALLOY AND ACSR 70-185 SQ.MM. | 4
set41259 | 1030010003 | INSULATOR,LINE-POST TYPE, 33 KV.CLASS 57-3L TIS.1077 | 4
set41259 | 1060020105 | TRANSFORMER,VOLTAGE,1 PHASE OUTDOOR,RATIO 33,000/110 V. CLASS 0.5, 50 VA. | 2
set41259 | 1060060300 | DEMAND METER,CUMULATIVE,3 PHASE,3 WIRE 100 OR 110 V. 5 A. (CT.,PT. TYPE) | 1
set41259 | 1060100001 | METER PLATE, SIZE 2X20X60 CM. | 1
set41259 | 1060100007 | CABINET,ALUMINIUM,OUTDOOR,FOR 3 PHASE DEMAND METER | 1
set41259 | 1080040001 | CONDUIT,PVC,RIGID,DIA. 20x2500 mm.TIS.216 | 1
set41260 | 1000110002 | CROSSARM,PRESTRESSED CONCRETE,SPUN,H.T. 120X120X3,000 MM. | 2
set41260 | 1010100004 | WIRE,STEEL STRANDED 50/7 sq.mm.TIS.404 | 20
set41260 | 1010110201 | BOLT,MACHINE M.16x170 mm. | 4
set41260 | 1010110203 | BOLT,MACHINE M.16x250 mm. | 1
set41260 | 1010110204 | BOLT,MACHINE M.16x300 mm. | 2
set41260 | 1010110207 | BOLT,MACHINE M.16x450 mm. | 1
set41260 | 1010120002 | BOLT,DOUBLE ARMING,M.16x500 mm. | 2
set41260 | 1010180100 | WASHER,PLAIN,SQUARE,LARGE 52x52x4.5 mm.HOLE DIA. 18 MM. TIS.258 | 18
set41260 | 1010200001 | BRACE,FLAT,FOR CROSSARM 30x6x760 mm. | 4
set41260 | 1010220002 | ROD,GROUND,60x60x5 mm. 2 m.LONG | 1
set41260 | 1020050102 | CABLE,AERIAL,AL 33 kV. 1x120 sq.mm. | 10
set41260 | 1020080402 | CONTROL CABLE SIZE 7x2.5 sq.mm.TIS.838 | 10
set41260 | 1020200000 | TAPE,ARMOR,AL 1x10 mm. | 0.5
set41260 | 1020200002 | TIE WIRE,AL 4 mm. | 0.4
set41260 | 1020300103 | CONNECTOR,PARALLEL GROOVE,TRIPLE BOLT,AL,AL-ALLOY AND ACSR 70-185 SQ.MM. | 4
set41260 | 1030010003 | INSULATOR,LINE-POST TYPE, 33 KV.CLASS 57-3L TIS.1077 | 4
set41260 | 1060020105 | TRANSFORMER,VOLTAGE,1 PHASE OUTDOOR,RATIO 33,000/110 V. CLASS 0.5, 50 VA. | 2
set41260 | 1060070502 | METER TOU 3 PHASE,3 WIRE,110 V.5 A. | 1
set41260 | 1060100001 | METER PLATE, SIZE 2X20X60 CM. | 2
set41260 | 1060100020 | AL. CABINET, O/D 3P WATTHOUR&TOU METER | 1
set41260 | 1080040001 | CONDUIT,PVC,RIGID,DIA. 20x2500 mm.TIS.216 | 1
set41260 | 9090011007 | WELDING POWDER, ST. WIRE 50 SQ.MM. TO GD | 1
set41261 | 1000110002 | CROSSARM,PRESTRESSED CONCRETE,SPUN,H.T. 120X120X3,000 MM. | 2
set41261 | 1010100004 | WIRE,STEEL STRANDED 50/7 sq.mm.TIS.404 | 20
set41261 | 1010110201 | BOLT,MACHINE M.16x170 mm. | 4
set41261 | 1010110204 | BOLT,MACHINE M.16x300 mm. | 1
set41261 | 1010110205 | BOLT,MACHINE M.16x350 mm. | 2
set41261 | 1010110208 | BOLT,MACHINE M.16x500 mm. | 1
set41261 | 1010120002 | BOLT,DOUBLE ARMING,M.16x500 mm. | 2
set41261 | 1010180100 | WASHER,PLAIN,SQUARE,LARGE 52x52x4.5 mm.HOLE DIA. 18 MM. TIS.258 | 18
set41261 | 1010200001 | BRACE,FLAT,FOR CROSSARM 30x6x760 mm. | 4
set41261 | 1010220002 | ROD,GROUND,60x60x5 mm. 2 m.LONG | 1
set41261 | 1020050102 | CABLE,AERIAL,AL 33 kV. 1x120 sq.mm. | 10
set41261 | 1020080402 | CONTROL CABLE SIZE 7x2.5 sq.mm.TIS.838 | 10
set41261 | 1020200000 | TAPE,ARMOR,AL 1x10 mm. | 0.5
set41261 | 1020200002 | TIE WIRE,AL 4 mm. | 0.4
set41261 | 1020300103 | CONNECTOR,PARALLEL GROOVE,TRIPLE BOLT,AL,AL-ALLOY AND ACSR 70-185 SQ.MM. | 4
set41261 | 1030010003 | INSULATOR,LINE-POST TYPE, 33 KV.CLASS 57-3L TIS.1077 | 4
set41261 | 1060020105 | TRANSFORMER,VOLTAGE,1 PHASE OUTDOOR,RATIO 33,000/110 V. CLASS 0.5, 50 VA. | 2
set41261 | 1060070502 | METER TOU 3 PHASE,3 WIRE,110 V.5 A. | 1
set41261 | 1060100001 | METER PLATE, SIZE 2X20X60 CM. | 2
set41261 | 1060100020 | AL. CABINET, O/D 3P WATTHOUR&TOU METER | 1
set41261 | 1080040001 | CONDUIT,PVC,RIGID,DIA. 20x2500 mm.TIS.216 | 1
set41261 | 9090011007 | WELDING POWDER, ST. WIRE 50 SQ.MM. TO GD | 1
set41262 | 1000210000 | BEAM,SPUN PRESTRESSED CONCRETE 100X100X3,200 MM. | 1
set41262 | 1010100004 | WIRE,STEEL STRANDED 50/7 sq.mm.TIS.404 | 20
set41262 | 1010110204 | BOLT,MACHINE M.16x300 mm. | 2
set41262 | 1010110208 | BOLT,MACHINE M.16x500 mm. | 2
set41262 | 1010180100 | WASHER,PLAIN,SQUARE,LARGE 52x52x4.5 mm.HOLE DIA. 18 MM. TIS.258 | 8
set41262 | 1010220002 | ROD,GROUND,60x60x5 mm. 2 m.LONG | 1
set41262 | 1020050100 | CABLE,AERIAL,AL 33 kV. 1x50 sq.mm. | 8
set41262 | 1020080402 | CONTROL CABLE SIZE 7x2.5 sq.mm.TIS.838 | 15
set41262 | 1020200000 | TAPE,ARMOR,AL 1x10 mm. | 0.5
set41262 | 1020300102 | CONNECTOR,PARALLEL GROOVE,DOUBLE BOLT,AL,AL-ALLOY AND ACSR 25-95 SQ.MM. | 3
set41262 | 1060020105 | TRANSFORMER,VOLTAGE,1 PHASE OUTDOOR,RATIO 33,000/110 V. CLASS 0.5, 50 VA. | 2
set41262 | 1060070502 | METER TOU 3 PHASE,3 WIRE,110 V.5 A. | 1
set41262 | 1060100001 | METER PLATE, SIZE 2X20X60 CM. | 2
set41262 | 1060100020 | AL. CABINET, O/D 3P WATTHOUR&TOU METER | 1
set41262 | 1080040001 | CONDUIT,PVC,RIGID,DIA. 20x2500 mm.TIS.216 | 1
set41262 | 9090011007 | WELDING POWDER, ST. WIRE 50 SQ.MM. TO GD | 1
set41263 | 1000210000 | BEAM,SPUN PRESTRESSED CONCRETE 100X100X3,200 MM. | 1
set41263 | 1010100004 | WIRE,STEEL STRANDED 50/7 sq.mm.TIS.404 | 20
set41263 | 1010110204 | BOLT,MACHINE M.16x300 mm. | 2
set41263 | 1010110208 | BOLT,MACHINE M.16x500 mm. | 1
set41263 | 1010110209 | BOLT MACHINE M.16X600 MM. | 1
set41263 | 1010180100 | WASHER,PLAIN,SQUARE,LARGE 52x52x4.5 mm.HOLE DIA. 18 MM. TIS.258 | 8
set41263 | 1010220002 | ROD,GROUND,60x60x5 mm. 2 m.LONG | 1
set41263 | 1020050100 | CABLE,AERIAL,AL 33 kV. 1x50 sq.mm. | 8
set41263 | 1020080402 | CONTROL CABLE SIZE 7x2.5 sq.mm.TIS.838 | 15
set41263 | 1020200000 | TAPE,ARMOR,AL 1x10 mm. | 0.5
set41263 | 1020300102 | CONNECTOR,PARALLEL GROOVE,DOUBLE BOLT,AL,AL-ALLOY AND ACSR 25-95 SQ.MM. | 3
set41263 | 1060020105 | TRANSFORMER,VOLTAGE,1 PHASE OUTDOOR,RATIO 33,000/110 V. CLASS 0.5, 50 VA. | 2
set41263 | 1060070502 | METER TOU 3 PHASE,3 WIRE,110 V.5 A. | 1
set41263 | 1060100001 | METER PLATE, SIZE 2X20X60 CM. | 2
set41263 | 1060100020 | AL. CABINET, O/D 3P WATTHOUR&TOU METER | 1
set41263 | 1080040001 | CONDUIT,PVC,RIGID,DIA. 20x2500 mm.TIS.216 | 1
set41263 | 9090011007 | WELDING POWDER, ST. WIRE 50 SQ.MM. TO GD | 1
set41264 | 1010100004 | WIRE,STEEL STRANDED 50/7 sq.mm.TIS.404 | 20
set41264 | 1010110204 | BOLT,MACHINE M.16x300 mm. | 2
set41264 | 1010110205 | BOLT,MACHINE M.16x350 mm. | 2
set41264 | 1010180100 | WASHER,PLAIN,SQUARE,LARGE 52x52x4.5 mm.HOLE DIA. 18 MM. TIS.258 | 4
set41264 | 1010180301 | WASHER,LOCK,SPRING,SIZE 16 mm.,GENERAL PURPOSE,TIS.259 | 2
set41264 | 1010200006 | BRACE,ANGLE STEEL 50X50X6 MM. 1,500 MM.WIDE 440 MM. DROP | 1
set41264 | 1010220002 | ROD,GROUND,60x60x5 mm. 2 m.LONG | 1
set41264 | 1020050100 | CABLE,AERIAL,AL 33 kV. 1x50 sq.mm. | 8
set41264 | 1020080402 | CONTROL CABLE SIZE 7x2.5 sq.mm.TIS.838 | 9
set41264 | 1020300102 | CONNECTOR,PARALLEL GROOVE,DOUBLE BOLT,AL,AL-ALLOY AND ACSR 25-95 SQ.MM. | 4
set41264 | 1060020105 | TRANSFORMER,VOLTAGE,1 PHASE OUTDOOR,RATIO 33,000/110 V. CLASS 0.5, 50 VA. | 2
set41264 | 1060060300 | DEMAND METER,CUMULATIVE,3 PHASE,3 WIRE 100 OR 110 V. 5 A. (CT.,PT. TYPE) | 1
set41264 | 1060100001 | METER PLATE, SIZE 2X20X60 CM. | 1
set41264 | 1060100007 | CABINET,ALUMINIUM,OUTDOOR,FOR 3 PHASE DEMAND METER | 1
set41264 | 1080040001 | CONDUIT,PVC,RIGID,DIA. 20x2500 mm.TIS.216 | 1
set41265 | 1010100004 | WIRE,STEEL STRANDED 50/7 sq.mm.TIS.404 | 20
set41265 | 1010110204 | BOLT,MACHINE M.16x300 mm. | 2
set41265 | 1010110205 | BOLT,MACHINE M.16x350 mm. | 2
set41265 | 1010180100 | WASHER,PLAIN,SQUARE,LARGE 52x52x4.5 mm.HOLE DIA. 18 MM. TIS.258 | 4
set41265 | 1010180301 | WASHER,LOCK,SPRING,SIZE 16 mm.,GENERAL PURPOSE,TIS.259 | 2
set41265 | 1010200006 | BRACE,ANGLE STEEL 50X50X6 MM. 1,500 MM.WIDE 440 MM. DROP | 1
set41265 | 1010220002 | ROD,GROUND,60x60x5 mm. 2 m.LONG | 1
set41265 | 1020050100 | CABLE,AERIAL,AL 33 kV. 1x50 sq.mm. | 8
set41265 | 1020080402 | CONTROL CABLE SIZE 7x2.5 sq.mm.TIS.838 | 9
set41265 | 1020300102 | CONNECTOR,PARALLEL GROOVE,DOUBLE BOLT,AL,AL-ALLOY AND ACSR 25-95 SQ.MM. | 4
set41265 | 1060020105 | TRANSFORMER,VOLTAGE,1 PHASE OUTDOOR,RATIO 33,000/110 V. CLASS 0.5, 50 VA. | 2
set41265 | 1060070502 | METER TOU 3 PHASE,3 WIRE,110 V.5 A. | 1
set41265 | 1060100001 | METER PLATE, SIZE 2X20X60 CM. | 2
set41265 | 1060100020 | AL. CABINET, O/D 3P WATTHOUR&TOU METER | 1
set41265 | 1080040001 | CONDUIT,PVC,RIGID,DIA. 20x2500 mm.TIS.216 | 1
set41265 | 9090011007 | WELDING POWDER, ST. WIRE 50 SQ.MM. TO GD | 1
set41266 | 1000110002 | CROSSARM,PRESTRESSED CONCRETE,SPUN,H.T. 120X120X3,000 MM. | 2
set41266 | 1010100004 | WIRE,STEEL STRANDED 50/7 sq.mm.TIS.404 | 27
set41266 | 1010110200 | BOLT,MACHINE M.16x130 mm. | 4
set41266 | 1010110203 | BOLT,MACHINE M.16x250 mm. | 1
set41266 | 1010110204 | BOLT,MACHINE M.16x300 mm. | 2
set41266 | 1010110207 | BOLT,MACHINE M.16x450 mm. | 1
set41266 | 1010120001 | BOLT,DOUBLE ARMING,M.16x450 mm. | 2
set41266 | 1010180100 | WASHER,PLAIN,SQUARE,LARGE 52x52x4.5 mm.HOLE DIA. 18 MM. TIS.258 | 18
set41266 | 1010200001 | BRACE,FLAT,FOR CROSSARM 30x6x760 mm. | 4
set41266 | 1010220002 | ROD,GROUND,60x60x5 mm. 2 m.LONG | 2
set41266 | 1020050100 | CABLE,AERIAL,AL 33 kV. 1x50 sq.mm. | 10
set41266 | 1020080402 | CONTROL CABLE SIZE 7x2.5 sq.mm.TIS.838 | 15
set41266 | 1020200000 | TAPE,ARMOR,AL 1x10 mm. | 0.5
set41266 | 1020300102 | CONNECTOR,PARALLEL GROOVE,DOUBLE BOLT,AL,AL-ALLOY AND ACSR 25-95 SQ.MM. | 3
set41266 | 1030010003 | INSULATOR,LINE-POST TYPE, 33 KV.CLASS 57-3L TIS.1077 | 2
set41266 | 1040000100 | S.A. 30 KV. 5 KA. | 3
set41266 | 1040010100 | CUT-OUT,FUSE,OPEN TYPE,SINGLE ISULATOR,DROPOUT 33 KV. 100 A. | 3
set41266 | 1060020105 | TRANSFORMER,VOLTAGE,1 PHASE OUTDOOR,RATIO 33,000/110 V. CLASS 0.5, 50 VA. | 2
set41266 | 1060070502 | METER TOU 3 PHASE,3 WIRE,110 V.5 A. | 1
set41266 | 1060100001 | METER PLATE, SIZE 2X20X60 CM. | 2
set41266 | 1060100020 | AL. CABINET, O/D 3P WATTHOUR&TOU METER | 1
set41266 | 1080040001 | CONDUIT,PVC,RIGID,DIA. 20x2500 mm.TIS.216 | 2
set41266 | 9090011007 | WELDING POWDER, ST. WIRE 50 SQ.MM. TO GD | 4
set41267 | 1000110002 | CROSSARM,PRESTRESSED CONCRETE,SPUN,H.T. 120X120X3,000 MM. | 2
set41267 | 1010100004 | WIRE,STEEL STRANDED 50/7 sq.mm.TIS.404 | 27
set41267 | 1010110200 | BOLT,MACHINE M.16x130 mm. | 4
set41267 | 1010110204 | BOLT,MACHINE M.16x300 mm. | 1
set41267 | 1010110205 | BOLT,MACHINE M.16x350 mm. | 2
set41267 | 1010110208 | BOLT,MACHINE M.16x500 mm. | 1
set41267 | 1010120002 | BOLT,DOUBLE ARMING,M.16x500 mm. | 2
set41267 | 1010180100 | WASHER,PLAIN,SQUARE,LARGE 52x52x4.5 mm.HOLE DIA. 18 MM. TIS.258 | 18
set41267 | 1010200001 | BRACE,FLAT,FOR CROSSARM 30x6x760 mm. | 4
set41267 | 1010220002 | ROD,GROUND,60x60x5 mm. 2 m.LONG | 2
set41267 | 1020050100 | CABLE,AERIAL,AL 33 kV. 1x50 sq.mm. | 10
set41267 | 1020080402 | CONTROL CABLE SIZE 7x2.5 sq.mm.TIS.838 | 15
set41267 | 1020200000 | TAPE,ARMOR,AL 1x10 mm. | 0.5
set41267 | 1020300102 | CONNECTOR,PARALLEL GROOVE,DOUBLE BOLT,AL,AL-ALLOY AND ACSR 25-95 SQ.MM. | 3
set41267 | 1030010003 | INSULATOR,LINE-POST TYPE, 33 KV.CLASS 57-3L TIS.1077 | 2
set41267 | 1040000100 | S.A. 30 KV. 5 KA. | 2
set41267 | 1040010100 | CUT-OUT,FUSE,OPEN TYPE,SINGLE ISULATOR,DROPOUT 33 KV. 100 A. | 3
set41267 | 1060020105 | TRANSFORMER,VOLTAGE,1 PHASE OUTDOOR,RATIO 33,000/110 V. CLASS 0.5, 50 VA. | 2
set41267 | 1060070502 | METER TOU 3 PHASE,3 WIRE,110 V.5 A. | 1
set41267 | 1060100001 | METER PLATE, SIZE 2X20X60 CM. | 2
set41267 | 1060100020 | AL. CABINET, O/D 3P WATTHOUR&TOU METER | 1
set41267 | 1080040001 | CONDUIT,PVC,RIGID,DIA. 20x2500 mm.TIS.216 | 2
set41267 | 9090011007 | WELDING POWDER, ST. WIRE 50 SQ.MM. TO GD | 4
set41268 | 1000110002 | CROSSARM,PRESTRESSED CONCRETE,SPUN,H.T. 120X120X3,000 MM. | 2
set41268 | 1010100004 | WIRE,STEEL STRANDED 50/7 sq.mm.TIS.404 | 10
set41268 | 1010110201 | BOLT,MACHINE M.16x170 mm. | 4
set41268 | 1010110203 | BOLT,MACHINE M.16x250 mm. | 1
set41268 | 1010110205 | BOLT,MACHINE M.16x350 mm. | 2
set41268 | 1010110208 | BOLT,MACHINE M.16x500 mm. | 1
set41268 | 1010120002 | BOLT,DOUBLE ARMING,M.16x500 mm. | 2
set41268 | 1010180100 | WASHER,PLAIN,SQUARE,LARGE 52x52x4.5 mm.HOLE DIA. 18 MM. TIS.258 | 18
set41268 | 1010200002 | BRACE,FLAT,FOR CROSSARM 40x6x1,000 mm. | 4
set41268 | 1010220002 | ROD,GROUND,60x60x5 mm. 2 m.LONG | 1
set41268 | 1010230000 | CLAMP,SINGLE U-BOLT,M.8 (WIRE ROPE CLIP) | 4
set41268 | 1020050100 | CABLE,AERIAL,AL 33 kV. 1x50 sq.mm. | 10
set41268 | 1020080402 | CONTROL CABLE SIZE 7x2.5 sq.mm.TIS.838 | 10
set41268 | 1020300102 | CONNECTOR,PARALLEL GROOVE,DOUBLE BOLT,AL,AL-ALLOY AND ACSR 25-95 SQ.MM. | 1
set41268 | 1030010003 | INSULATOR,LINE-POST TYPE, 33 KV.CLASS 57-3L TIS.1077 | 3
set41268 | 1040010100 | CUT-OUT,FUSE,OPEN TYPE,SINGLE ISULATOR,DROPOUT 33 KV. 100 A. | 3
set41268 | 1060020105 | TRANSFORMER,VOLTAGE,1 PHASE OUTDOOR,RATIO 33,000/110 V. CLASS 0.5, 50 VA. | 2
set41268 | 1060070502 | METER TOU 3 PHASE,3 WIRE,110 V.5 A. | 1
set41268 | 1060100001 | METER PLATE, SIZE 2X20X60 CM. | 2
set41268 | 1060100020 | AL. CABINET, O/D 3P WATTHOUR&TOU METER | 1
set41268 | 1080040001 | CONDUIT,PVC,RIGID,DIA. 20x2500 mm.TIS.216 | 1
set41268 | 9090011007 | WELDING POWDER, ST. WIRE 50 SQ.MM. TO GD | 3
set41269 | 1000110002 | CROSSARM,PRESTRESSED CONCRETE,SPUN,H.T. 120X120X3,000 MM. | 2
set41269 | 1010100004 | WIRE,STEEL STRANDED 50/7 sq.mm.TIS.404 | 10
set41269 | 1010110201 | BOLT,MACHINE M.16x170 mm. | 4
set41269 | 1010110205 | BOLT,MACHINE M.16x350 mm. | 3
set41269 | 1010120004 | BOLT,DOUBLE ARMING,M.16x600 mm. | 3
set41269 | 1010180100 | WASHER,PLAIN,SQUARE,LARGE 52x52x4.5 mm.HOLE DIA. 18 MM. TIS.258 | 18
set41269 | 1010200002 | BRACE,FLAT,FOR CROSSARM 40x6x1,000 mm. | 4
set41269 | 1010220002 | ROD,GROUND,60x60x5 mm. 2 m.LONG | 1
set41269 | 1010230000 | CLAMP,SINGLE U-BOLT,M.8 (WIRE ROPE CLIP) | 4
set41269 | 1020050100 | CABLE,AERIAL,AL 33 kV. 1x50 sq.mm. | 10
set41269 | 1020080402 | CONTROL CABLE SIZE 7x2.5 sq.mm.TIS.838 | 10
set41269 | 1020300102 | CONNECTOR,PARALLEL GROOVE,DOUBLE BOLT,AL,AL-ALLOY AND ACSR 25-95 SQ.MM. | 1
set41269 | 1030010003 | INSULATOR,LINE-POST TYPE, 33 KV.CLASS 57-3L TIS.1077 | 3
set41269 | 1040010100 | CUT-OUT,FUSE,OPEN TYPE,SINGLE ISULATOR,DROPOUT 33 KV. 100 A. | 3
set41269 | 1060020105 | TRANSFORMER,VOLTAGE,1 PHASE OUTDOOR,RATIO 33,000/110 V. CLASS 0.5, 50 VA. | 2
set41269 | 1060070502 | METER TOU 3 PHASE,3 WIRE,110 V.5 A. | 1
set41269 | 1060100001 | METER PLATE, SIZE 2X20X60 CM. | 2
set41269 | 1060100020 | AL. CABINET, O/D 3P WATTHOUR&TOU METER | 1
set41269 | 1080040001 | CONDUIT,PVC,RIGID,DIA. 20x2500 mm.TIS.216 | 1
set41269 | 9090011007 | WELDING POWDER, ST. WIRE 50 SQ.MM. TO GD | 3
set50011 | 1000120001 | CROSSARM,STEEL 100X50X3.2 MM.4,200 MM.LONG | 3
set50011 | 1010010004 | STEEL ANGLE,OVERHEAD GROUND WIRE BAYONET 65X65X6 MM. 2,500 MM.LONG | 1
set50011 | 1010100003 | WIRE,STEEL STRANDED 35 SQ.MM.TIS.404 | 2.5
set50011 | 1010110200 | BOLT,MACHINE M.16x130 mm. | 6
set50011 | 1010110205 | BOLT,MACHINE M.16x350 mm. | 5
set50011 | 1010110301 | BOLT,MACHINE M.20x400 mm. | 3
set50011 | 1010150000 | BOLT,OVAL EYE M.16X150 MM. | 3
set50011 | 1010180100 | WASHER,PLAIN,SQUARE,LARGE 52x52x4.5 mm.HOLE DIA. 18 MM. TIS.258 | 17
set50011 | 1010180101 | WASHER,PLAIN,SQUARE,LARGE 62X62X6 MM.HOLE DIA.22 MM. TIS.258 | 6
set50011 | 1010180301 | WASHER,LOCK,SPRING,SIZE 16 mm.,GENERAL PURPOSE,TIS.259 | 3
set50011 | 1010200007 | BRACE,ANGLE STEEL 50x50x6 mm. 1,800 mm.WIDE 450 mm.DROP | 3
set50011 | 1010230003 | CLAMP,TRIPLE BOLTS FOR STEEL STRANDED WIRE 35 SQ.MM. | 1
set50011 | 1010230203 | GROUND WIRE SUPPORT AND CLAMP,FOR BAYONET | 1
set50011 | 1020220109 | ARMOR ROD,PREFORMED,FOR AL.OR AL-ALLOY CONDUCTOR 400 SQ.MM. | 3
set50011 | 1030020001 | INSULATOR,SUSPENSION,TYPE C (CLASS 52-3) TIS.354 | 21
set50011 | 1030120002 | CLAMP,SUSPENSION,FOR AL 400 SQ.MM. | 3
set50011 | 1030140002 | BALL-HOOK | 3
set50011 | 1030140003 | SOCKET-EYE | 3
set50012 | 1000120001 | CROSSARM,STEEL 100X50X3.2 MM.4,200 MM.LONG | 2
set50012 | 1010110200 | BOLT,MACHINE M.16x130 mm. | 4
set50012 | 1010110205 | BOLT,MACHINE M.16x350 mm. | 2
set50012 | 1010110301 | BOLT,MACHINE M.20x400 mm. | 2
set50012 | 1010150000 | BOLT,OVAL EYE M.16X150 MM. | 3
set50012 | 1010180100 | WASHER,PLAIN,SQUARE,LARGE 52x52x4.5 mm.HOLE DIA. 18 MM. TIS.258 | 12
set50012 | 1010180101 | WASHER,PLAIN,SQUARE,LARGE 62X62X6 MM.HOLE DIA.22 MM. TIS.258 | 4
set50012 | 1010180301 | WASHER,LOCK,SPRING,SIZE 16 mm.,GENERAL PURPOSE,TIS.259 | 3
set50012 | 1010200007 | BRACE,ANGLE STEEL 50x50x6 mm. 1,800 mm.WIDE 450 mm.DROP | 2
set50012 | 1020230001 | ARMOR-GRIP,PREFORMED,AL 400 SQ.MM. | 3
set50012 | 1030020001 | INSULATOR,SUSPENSION,TYPE C (CLASS 52-3) TIS.354 | 21
set50012 | 1030140003 | SOCKET-EYE | 3
set50012 | 1030140004 | Y-CLEVIS-BALL | 3
set50014 | 1010000100 | STEEL CHANNEL, 100x50x5 mm. 2,250 MM.LONG | 3
set50014 | 1010010004 | STEEL ANGLE,OVERHEAD GROUND WIRE BAYONET 65X65X6 MM. 2,500 MM.LONG | 1
set50014 | 1010100003 | WIRE,STEEL STRANDED 35 SQ.MM.TIS.404 | 2.5
set50014 | 1010110204 | BOLT,MACHINE M.16x300 mm. | 3
set50014 | 1010110205 | BOLT,MACHINE M.16x350 mm. | 2
set50014 | 1010110300 | BOLT,MACHINE M.20X350 MM. | 3
set50014 | 1010110400 | BOLT,MACHINE, HEXAGON, M.16X75 MM. | 3
set50014 | 1010140003 | BOLT,ROUND EYE M.16x300 mm. | 5
set50014 | 1010150000 | BOLT,OVAL EYE M.16X150 MM. | 3
set50014 | 1010180100 | WASHER,PLAIN,SQUARE,LARGE 52x52x4.5 mm.HOLE DIA. 18 MM. TIS.258 | 11
set50014 | 1010180101 | WASHER,PLAIN,SQUARE,LARGE 62X62X6 MM.HOLE DIA.22 MM. TIS.258 | 3
set50014 | 1010180301 | WASHER,LOCK,SPRING,SIZE 16 mm.,GENERAL PURPOSE,TIS.259 | 3
set50014 | 1010200002 | BRACE,FLAT,FOR CROSSARM 40x6x1,000 mm. | 3
set50014 | 1010230003 | CLAMP,TRIPLE BOLTS FOR STEEL STRANDED WIRE 35 SQ.MM. | 1
set50014 | 1010230203 | GROUND WIRE SUPPORT AND CLAMP,FOR BAYONET | 1
set50014 | 1020230001 | ARMOR-GRIP,PREFORMED,AL 400 SQ.MM. | 3
set50014 | 1030020001 | INSULATOR,SUSPENSION,TYPE C (CLASS 52-3) TIS.354 | 21
set50014 | 1030140003 | SOCKET-EYE | 3
set50014 | 1030140004 | Y-CLEVIS-BALL | 3
set50015 | 1010000103 | STEEL CHANNEL,100X50X5 MM.4,200 MM.LONG | 3
set50015 | 1010010004 | STEEL ANGLE,OVERHEAD GROUND WIRE BAYONET 65X65X6 MM. 2,500 MM.LONG | 1
set50015 | 1010100003 | WIRE,STEEL STRANDED 35 SQ.MM.TIS.404 | 2.5
set50015 | 1010110200 | BOLT,MACHINE M.16x130 mm. | 6
set50015 | 1010110205 | BOLT,MACHINE M.16x350 mm. | 5
set50015 | 1010110300 | BOLT,MACHINE M.20X350 MM. | 3
set50015 | 1010150000 | BOLT,OVAL EYE M.16X150 MM. | 3
set50015 | 1010180100 | WASHER,PLAIN,SQUARE,LARGE 52x52x4.5 mm.HOLE DIA. 18 MM. TIS.258 | 17
set50015 | 1010180101 | WASHER,PLAIN,SQUARE,LARGE 62X62X6 MM.HOLE DIA.22 MM. TIS.258 | 6
set50015 | 1010180301 | WASHER,LOCK,SPRING,SIZE 16 mm.,GENERAL PURPOSE,TIS.259 | 3
set50015 | 1010200007 | BRACE,ANGLE STEEL 50x50x6 mm. 1,800 mm.WIDE 450 mm.DROP | 3
set50015 | 1010230003 | CLAMP,TRIPLE BOLTS FOR STEEL STRANDED WIRE 35 SQ.MM. | 1
set50015 | 1010230203 | GROUND WIRE SUPPORT AND CLAMP,FOR BAYONET | 1
set50015 | 1020230001 | ARMOR-GRIP,PREFORMED,AL 400 SQ.MM. | 3
set50015 | 1030020001 | INSULATOR,SUSPENSION,TYPE C (CLASS 52-3) TIS.354 | 21
set50015 | 1030140003 | SOCKET-EYE | 3
set50015 | 1030140004 | Y-CLEVIS-BALL | 3
set50016 | 1010000103 | STEEL CHANNEL,100X50X5 MM.4,200 MM.LONG | 6
set50016 | 1010010004 | STEEL ANGLE,OVERHEAD GROUND WIRE BAYONET 65X65X6 MM. 2,500 MM.LONG | 1
set50016 | 1010030002 | PLATE,STEEL 6X100X450 MM. | 12
set50016 | 1010050000 | ST. PIPE,SIZE 20, 100 MM.LONG W/O T.E. | 3
set50016 | 1010100003 | WIRE,STEEL STRANDED 35 SQ.MM.TIS.404 | 2.5
set50016 | 1010110200 | BOLT,MACHINE M.16x130 mm. | 12
set50016 | 1010110201 | BOLT,MACHINE M.16x170 mm. | 12
set50016 | 1010110204 | BOLT,MACHINE M.16x300 mm. | 2
set50016 | 1010110205 | BOLT,MACHINE M.16x350 mm. | 3
set50016 | 1010110300 | BOLT,MACHINE M.20X350 MM. | 3
set50016 | 1010150000 | BOLT,OVAL EYE M.16X150 MM. | 3
set50016 | 1010180100 | WASHER,PLAIN,SQUARE,LARGE 52x52x4.5 mm.HOLE DIA. 18 MM. TIS.258 | 47
set50016 | 1010180101 | WASHER,PLAIN,SQUARE,LARGE 62X62X6 MM.HOLE DIA.22 MM. TIS.258 | 6
set50016 | 1010180301 | WASHER,LOCK,SPRING,SIZE 16 mm.,GENERAL PURPOSE,TIS.259 | 3
set50016 | 1010200007 | BRACE,ANGLE STEEL 50x50x6 mm. 1,800 mm.WIDE 450 mm.DROP | 6
set50016 | 1010230003 | CLAMP,TRIPLE BOLTS FOR STEEL STRANDED WIRE 35 SQ.MM. | 1
set50016 | 1010230203 | GROUND WIRE SUPPORT AND CLAMP,FOR BAYONET | 1
set50016 | 1020230001 | ARMOR-GRIP,PREFORMED,AL 400 SQ.MM. | 3
set50016 | 1030020001 | INSULATOR,SUSPENSION,TYPE C (CLASS 52-3) TIS.354 | 21
set50016 | 1030140003 | SOCKET-EYE | 3
set50016 | 1030140004 | Y-CLEVIS-BALL | 3
set50017 | 1000120001 | CROSSARM,STEEL 100X50X3.2 MM.4,200 MM.LONG | 6
set50017 | 1010010005 | STEEL ANGLE,OVERHEAD GROUND WIRE CORNER BAYONET 65X65X6 MM. 2,500 MM.LONG | 1
set50017 | 1010030002 | PLATE,STEEL 6X100X450 MM. | 18
set50017 | 1010050000 | ST. PIPE,SIZE 20, 100 MM.LONG W/O T.E. | 6
set50017 | 1010100003 | WIRE,STEEL STRANDED 35 SQ.MM.TIS.404 | 2.5
set50017 | 1010110201 | BOLT,MACHINE M.16x170 mm. | 36
set50017 | 1010110205 | BOLT,MACHINE M.16x350 mm. | 6
set50017 | 1010110302 | BOLT,MACHINE M.20X450 MM. | 3
set50017 | 1010180100 | WASHER,PLAIN,SQUARE,LARGE 52x52x4.5 mm.HOLE DIA. 18 MM. TIS.258 | 60
set50017 | 1010180101 | WASHER,PLAIN,SQUARE,LARGE 62X62X6 MM.HOLE DIA.22 MM. TIS.258 | 6
set50017 | 1010180301 | WASHER,LOCK,SPRING,SIZE 16 mm.,GENERAL PURPOSE,TIS.259 | 6
set50017 | 1010200007 | BRACE,ANGLE STEEL 50x50x6 mm. 1,800 mm.WIDE 450 mm.DROP | 6
set50017 | 1010230003 | CLAMP,TRIPLE BOLTS FOR STEEL STRANDED WIRE 35 SQ.MM. | 1
set50017 | 1010230203 | GROUND WIRE SUPPORT AND CLAMP,FOR BAYONET | 1
set50017 | 1020220109 | ARMOR ROD,PREFORMED,FOR AL.OR AL-ALLOY CONDUCTOR 400 SQ.MM. | 3
set50017 | 1030020001 | INSULATOR,SUSPENSION,TYPE C (CLASS 52-3) TIS.354 | 21
set50017 | 1030120002 | CLAMP,SUSPENSION,FOR AL 400 SQ.MM. | 3
set50017 | 1030140003 | SOCKET-EYE | 3
set50017 | 1030140004 | Y-CLEVIS-BALL | 3
set50017 | 1030140012 | BRACKET,CORNER SUSPENSION | 3
set50018 | 1010000100 | STEEL CHANNEL, 100x50x5 mm. 2,250 MM.LONG | 6
set50018 | 1010010005 | STEEL ANGLE,OVERHEAD GROUND WIRE CORNER BAYONET 65X65X6 MM. 2,500 MM.LONG | 1
set50018 | 1010030002 | PLATE,STEEL 6X100X450 MM. | 12
set50018 | 1010050000 | ST. PIPE,SIZE 20, 100 MM.LONG W/O T.E. | 6
set50018 | 1010100003 | WIRE,STEEL STRANDED 35 SQ.MM.TIS.404 | 2.5
set50018 | 1010110201 | BOLT,MACHINE M.16x170 mm. | 18
set50018 | 1010110204 | BOLT,MACHINE M.16x300 mm. | 4
set50018 | 1010110205 | BOLT,MACHINE M.16x350 mm. | 2
set50018 | 1010110300 | BOLT,MACHINE M.20X350 MM. | 3
set50018 | 1010110400 | BOLT,MACHINE, HEXAGON, M.16X75 MM. | 6
set50018 | 1010180100 | WASHER,PLAIN,SQUARE,LARGE 52x52x4.5 mm.HOLE DIA. 18 MM. TIS.258 | 36
set50018 | 1010180101 | WASHER,PLAIN,SQUARE,LARGE 62X62X6 MM.HOLE DIA.22 MM. TIS.258 | 6
set50018 | 1010180301 | WASHER,LOCK,SPRING,SIZE 16 mm.,GENERAL PURPOSE,TIS.259 | 6
set50018 | 1010200002 | BRACE,FLAT,FOR CROSSARM 40x6x1,000 mm. | 6
set50018 | 1010230003 | CLAMP,TRIPLE BOLTS FOR STEEL STRANDED WIRE 35 SQ.MM. | 1
set50018 | 1010230203 | GROUND WIRE SUPPORT AND CLAMP,FOR BAYONET | 1
set50018 | 1020230001 | ARMOR-GRIP,PREFORMED,AL 400 SQ.MM. | 3
set50018 | 1030020001 | INSULATOR,SUSPENSION,TYPE C (CLASS 52-3) TIS.354 | 21
set50018 | 1030140003 | SOCKET-EYE | 3
set50018 | 1030140004 | Y-CLEVIS-BALL | 3
set50018 | 1030140012 | BRACKET,CORNER SUSPENSION | 3
set50019 | 1010000103 | STEEL CHANNEL,100X50X5 MM.4,200 MM.LONG | 6
set50019 | 1010010005 | STEEL ANGLE,OVERHEAD GROUND WIRE CORNER BAYONET 65X65X6 MM. 2,500 MM.LONG | 1
set50019 | 1010030002 | PLATE,STEEL 6X100X450 MM. | 18
set50019 | 1010050000 | ST. PIPE,SIZE 20, 100 MM.LONG W/O T.E. | 6
set50019 | 1010100003 | WIRE,STEEL STRANDED 35 SQ.MM.TIS.404 | 2.5
set50019 | 1010110200 | BOLT,MACHINE M.16x130 mm. | 12
set50019 | 1010110201 | BOLT,MACHINE M.16x170 mm. | 24
set50019 | 1010110204 | BOLT,MACHINE M.16x300 mm. | 3
set50019 | 1010110205 | BOLT,MACHINE M.16x350 mm. | 3
set50019 | 1010110300 | BOLT,MACHINE M.20X350 MM. | 3
set50019 | 1010180100 | WASHER,PLAIN,SQUARE,LARGE 52x52x4.5 mm.HOLE DIA. 18 MM. TIS.258 | 60
set50019 | 1010180101 | WASHER,PLAIN,SQUARE,LARGE 62X62X6 MM.HOLE DIA.22 MM. TIS.258 | 6
set50019 | 1010180301 | WASHER,LOCK,SPRING,SIZE 16 mm.,GENERAL PURPOSE,TIS.259 | 6
set50019 | 1010200007 | BRACE,ANGLE STEEL 50x50x6 mm. 1,800 mm.WIDE 450 mm.DROP | 6
set50019 | 1010230003 | CLAMP,TRIPLE BOLTS FOR STEEL STRANDED WIRE 35 SQ.MM. | 1
set50019 | 1010230203 | GROUND WIRE SUPPORT AND CLAMP,FOR BAYONET | 1
set50019 | 1020230001 | ARMOR-GRIP,PREFORMED,AL 400 SQ.MM. | 3
set50019 | 1030020001 | INSULATOR,SUSPENSION,TYPE C (CLASS 52-3) TIS.354 | 21
set50019 | 1030140003 | SOCKET-EYE | 3
set50019 | 1030140004 | Y-CLEVIS-BALL | 3
set50019 | 1030140012 | BRACKET,CORNER SUSPENSION | 3
set50020 | 1010010005 | STEEL ANGLE,OVERHEAD GROUND WIRE CORNER BAYONET 65X65X6 MM. 2,500 MM.LONG | 1
set50020 | 1010100003 | WIRE,STEEL STRANDED 35 SQ.MM.TIS.404 | 2.5
set50020 | 1010110205 | BOLT,MACHINE M.16x350 mm. | 8
set50020 | 1010180100 | WASHER,PLAIN,SQUARE,LARGE 52x52x4.5 mm.HOLE DIA. 18 MM. TIS.258 | 6
set50020 | 1010230003 | CLAMP,TRIPLE BOLTS FOR STEEL STRANDED WIRE 35 SQ.MM. | 1
set50020 | 1010230203 | GROUND WIRE SUPPORT AND CLAMP,FOR BAYONET | 1
set50020 | 1020230001 | ARMOR-GRIP,PREFORMED,AL 400 SQ.MM. | 3
set50020 | 1030020001 | INSULATOR,SUSPENSION,TYPE C (CLASS 52-3) TIS.354 | 27
set50020 | 1030140003 | SOCKET-EYE | 3
set50020 | 1030140004 | Y-CLEVIS-BALL | 3
set50020 | 1030140012 | BRACKET,CORNER SUSPENSION | 3
set50021 | 1000120001 | CROSSARM,STEEL 100X50X3.2 MM.4,200 MM.LONG | 6
set50021 | 1010010005 | STEEL ANGLE,OVERHEAD GROUND WIRE CORNER BAYONET 65X65X6 MM. 2,500 MM.LONG | 1
set50021 | 1010030002 | PLATE,STEEL 6X100X450 MM. | 6
set50021 | 1010030100 | PLATE,STEEL DOUBLE ARMING 12X100X650 MM. | 6
set50021 | 1010050000 | ST. PIPE,SIZE 20, 100 MM.LONG W/O T.E. | 3
set50021 | 1010100003 | WIRE,STEEL STRANDED 35 SQ.MM.TIS.404 | 2.5
set50021 | 1010110201 | BOLT,MACHINE M.16x170 mm. | 24
set50021 | 1010110205 | BOLT,MACHINE M.16x350 mm. | 6
set50021 | 1010150000 | BOLT,OVAL EYE M.16X150 MM. | 3
set50021 | 1010150101 | BOLT,OVAL M.20X450 MM. | 3
set50021 | 1010180100 | WASHER,PLAIN,SQUARE,LARGE 52x52x4.5 mm.HOLE DIA. 18 MM. TIS.258 | 42
set50021 | 1010180101 | WASHER,PLAIN,SQUARE,LARGE 62X62X6 MM.HOLE DIA.22 MM. TIS.258 | 6
set50021 | 1010180301 | WASHER,LOCK,SPRING,SIZE 16 mm.,GENERAL PURPOSE,TIS.259 | 3
set50021 | 1010180302 | WASHER,LOCK,SPRING,SIZE 20 MM.,GENERAL PURPOSE,TIS.259 | 3
set50021 | 1010200007 | BRACE,ANGLE STEEL 50x50x6 mm. 1,800 mm.WIDE 450 mm.DROP | 6
set50021 | 1010230003 | CLAMP,TRIPLE BOLTS FOR STEEL STRANDED WIRE 35 SQ.MM. | 1
set50021 | 1010230203 | GROUND WIRE SUPPORT AND CLAMP,FOR BAYONET | 1
set50021 | 1020230001 | ARMOR-GRIP,PREFORMED,AL 400 SQ.MM. | 3
set50021 | 1020420302 | TERMINAL,COMPRESSION,15 DEGREE PAD,NEMA,4-HOLE,FOR AL. 400 SQ.MM. | 3
set50021 | 1020430001 | CLAMP DEAD END,COMPRESSION,SINGLE LUG,FOR AL.CONDUCTOR 400 SQ.MM. | 3
set50021 | 1030020001 | INSULATOR,SUSPENSION,TYPE C (CLASS 52-3) TIS.354 | 81
set50021 | 1030110103 | CLAMP,STRAIN,WITH CLAMPING KEEPER,FOR AL.CONDUCTOR 400 SQ.MM. | 3
set50021 | 1030140003 | SOCKET-EYE | 6
set50021 | 1030140004 | Y-CLEVIS-BALL | 3
set50021 | 1030140005 | BALL-CLEVIS,ANSI TYPE B | 6
set50021 | 1030140006 | SOCKET-CLEVIS,ANSI TYPE B | 3
set50022 | 1000120001 | CROSSARM,STEEL 100X50X3.2 MM.4,200 MM.LONG | 6
set50022 | 1010010005 | STEEL ANGLE,OVERHEAD GROUND WIRE CORNER BAYONET 65X65X6 MM. 2,500 MM.LONG | 1
set50022 | 1010030002 | PLATE,STEEL 6X100X450 MM. | 6
set50022 | 1010030100 | PLATE,STEEL DOUBLE ARMING 12X100X650 MM. | 6
set50022 | 1010050000 | ST. PIPE,SIZE 20, 100 MM.LONG W/O T.E. | 3
set50022 | 1010100003 | WIRE,STEEL STRANDED 35 SQ.MM.TIS.404 | 2.5
set50022 | 1010110201 | BOLT,MACHINE M.16x170 mm. | 24
set50022 | 1010110205 | BOLT,MACHINE M.16x350 mm. | 6
set50022 | 1010150000 | BOLT,OVAL EYE M.16X150 MM. | 3
set50022 | 1010150101 | BOLT,OVAL M.20X450 MM. | 3
set50022 | 1010180100 | WASHER,PLAIN,SQUARE,LARGE 52x52x4.5 mm.HOLE DIA. 18 MM. TIS.258 | 68
set50022 | 1010180101 | WASHER,PLAIN,SQUARE,LARGE 62X62X6 MM.HOLE DIA.22 MM. TIS.258 | 6
set50022 | 1010180301 | WASHER,LOCK,SPRING,SIZE 16 mm.,GENERAL PURPOSE,TIS.259 | 15
set50022 | 1010180302 | WASHER,LOCK,SPRING,SIZE 20 MM.,GENERAL PURPOSE,TIS.259 | 3
set50022 | 1010200007 | BRACE,ANGLE STEEL 50x50x6 mm. 1,800 mm.WIDE 450 mm.DROP | 6
set50022 | 1010230003 | CLAMP,TRIPLE BOLTS FOR STEEL STRANDED WIRE 35 SQ.MM. | 4
set50022 | 1010230203 | GROUND WIRE SUPPORT AND CLAMP,FOR BAYONET | 1
set50022 | 1020230001 | ARMOR-GRIP,PREFORMED,AL 400 SQ.MM. | 3
set50022 | 1020420302 | TERMINAL,COMPRESSION,15 DEGREE PAD,NEMA,4-HOLE,FOR AL. 400 SQ.MM. | 3
set50022 | 1020430001 | CLAMP DEAD END,COMPRESSION,SINGLE LUG,FOR AL.CONDUCTOR 400 SQ.MM. | 3
set50022 | 1030020001 | INSULATOR,SUSPENSION,TYPE C (CLASS 52-3) TIS.354 | 81
set50022 | 1030110103 | CLAMP,STRAIN,WITH CLAMPING KEEPER,FOR AL.CONDUCTOR 400 SQ.MM. | 3
set50022 | 1030140003 | SOCKET-EYE | 6
set50022 | 1030140004 | Y-CLEVIS-BALL | 3
set50022 | 1030140005 | BALL-CLEVIS,ANSI TYPE B | 6
set50022 | 1030140006 | SOCKET-CLEVIS,ANSI TYPE B | 3
set50023 | 1000120001 | CROSSARM,STEEL 100X50X3.2 MM.4,200 MM.LONG | 6
set50023 | 1010010005 | STEEL ANGLE,OVERHEAD GROUND WIRE CORNER BAYONET 65X65X6 MM. 2,500 MM.LONG | 1
set50023 | 1010030002 | PLATE,STEEL 6X100X450 MM. | 6
set50023 | 1010030100 | PLATE,STEEL DOUBLE ARMING 12X100X650 MM. | 6
set50023 | 1010050000 | ST. PIPE,SIZE 20, 100 MM.LONG W/O T.E. | 3
set50023 | 1010100003 | WIRE,STEEL STRANDED 35 SQ.MM.TIS.404 | 2.5
set50023 | 1010110201 | BOLT,MACHINE M.16x170 mm. | 24
set50023 | 1010110205 | BOLT,MACHINE M.16x350 mm. | 5
set50023 | 1010110302 | BOLT,MACHINE M.20X450 MM. | 3
set50023 | 1010150000 | BOLT,OVAL EYE M.16X150 MM. | 3
set50023 | 1010180100 | WASHER,PLAIN,SQUARE,LARGE 52x52x4.5 mm.HOLE DIA. 18 MM. TIS.258 | 42
set50023 | 1010180101 | WASHER,PLAIN,SQUARE,LARGE 62X62X6 MM.HOLE DIA.22 MM. TIS.258 | 6
set50023 | 1010180301 | WASHER,LOCK,SPRING,SIZE 16 mm.,GENERAL PURPOSE,TIS.259 | 3
set50023 | 1010200007 | BRACE,ANGLE STEEL 50x50x6 mm. 1,800 mm.WIDE 450 mm.DROP | 6
set50023 | 1010230003 | CLAMP,TRIPLE BOLTS FOR STEEL STRANDED WIRE 35 SQ.MM. | 1
set50023 | 1010230203 | GROUND WIRE SUPPORT AND CLAMP,FOR BAYONET | 1
set50023 | 1020230001 | ARMOR-GRIP,PREFORMED,AL 400 SQ.MM. | 3
set50023 | 1020420302 | TERMINAL,COMPRESSION,15 DEGREE PAD,NEMA,4-HOLE,FOR AL. 400 SQ.MM. | 3
set50023 | 1020430001 | CLAMP DEAD END,COMPRESSION,SINGLE LUG,FOR AL.CONDUCTOR 400 SQ.MM. | 3
set50023 | 1030020001 | INSULATOR,SUSPENSION,TYPE C (CLASS 52-3) TIS.354 | 81
set50023 | 1030110103 | CLAMP,STRAIN,WITH CLAMPING KEEPER,FOR AL.CONDUCTOR 400 SQ.MM. | 3
set50023 | 1030140003 | SOCKET-EYE | 6
set50023 | 1030140004 | Y-CLEVIS-BALL | 3
set50023 | 1030140005 | BALL-CLEVIS,ANSI TYPE B | 6
set50023 | 1030140006 | SOCKET-CLEVIS,ANSI TYPE B | 3
set50025 | 1000120001 | CROSSARM,STEEL 100X50X3.2 MM.4,200 MM.LONG | 3
set50025 | 1010010005 | STEEL ANGLE,OVERHEAD GROUND WIRE CORNER BAYONET 65X65X6 MM. 2,500 MM.LONG | 1
set50025 | 1010100003 | WIRE,STEEL STRANDED 35 SQ.MM.TIS.404 | 2.5
set50025 | 1010110200 | BOLT,MACHINE M.16x130 mm. | 6
set50025 | 1010110205 | BOLT,MACHINE M.16x350 mm. | 6
set50025 | 1010110301 | BOLT,MACHINE M.20x400 mm. | 3
set50025 | 1010150000 | BOLT,OVAL EYE M.16X150 MM. | 3
set50025 | 1010150100 | BOLT,OVAL M.20X350 MM. | 3
set50025 | 1010180002 | NET,EYE M.20 | 3
set50025 | 1010180100 | WASHER,PLAIN,SQUARE,LARGE 52x52x4.5 mm.HOLE DIA. 18 MM. TIS.258 | 15
set50025 | 1010180101 | WASHER,PLAIN,SQUARE,LARGE 62X62X6 MM.HOLE DIA.22 MM. TIS.258 | 12
set50025 | 1010180301 | WASHER,LOCK,SPRING,SIZE 16 mm.,GENERAL PURPOSE,TIS.259 | 3
set50025 | 1010200007 | BRACE,ANGLE STEEL 50x50x6 mm. 1,800 mm.WIDE 450 mm.DROP | 3
set50025 | 1010230003 | CLAMP,TRIPLE BOLTS FOR STEEL STRANDED WIRE 35 SQ.MM. | 1
set50025 | 1010230203 | GROUND WIRE SUPPORT AND CLAMP,FOR BAYONET | 1
set50025 | 1020230001 | ARMOR-GRIP,PREFORMED,AL 400 SQ.MM. | 3
set50025 | 1020420302 | TERMINAL,COMPRESSION,15 DEGREE PAD,NEMA,4-HOLE,FOR AL. 400 SQ.MM. | 3
set50025 | 1020430001 | CLAMP DEAD END,COMPRESSION,SINGLE LUG,FOR AL.CONDUCTOR 400 SQ.MM. | 3
set50025 | 1030020001 | INSULATOR,SUSPENSION,TYPE C (CLASS 52-3) TIS.354 | 81
set50025 | 1030110103 | CLAMP,STRAIN,WITH CLAMPING KEEPER,FOR AL.CONDUCTOR 400 SQ.MM. | 3
set50025 | 1030140003 | SOCKET-EYE | 6
set50025 | 1030140004 | Y-CLEVIS-BALL | 3
set50025 | 1030140005 | BALL-CLEVIS,ANSI TYPE B | 6
set50025 | 1030140006 | SOCKET-CLEVIS,ANSI TYPE B | 3
set50026 | 1010000103 | STEEL CHANNEL,100X50X5 MM.4,200 MM.LONG | 4
set50026 | 1010010005 | STEEL ANGLE,OVERHEAD GROUND WIRE CORNER BAYONET 65X65X6 MM. 2,500 MM.LONG | 1
set50026 | 1010030002 | PLATE,STEEL 6X100X450 MM. | 8
set50026 | 1010050000 | ST. PIPE,SIZE 20, 100 MM.LONG W/O T.E. | 3
set50026 | 1010100003 | WIRE,STEEL STRANDED 35 SQ.MM.TIS.404 | 2.5
set50026 | 1010110200 | BOLT,MACHINE M.16x130 mm. | 16
set50026 | 1010110300 | BOLT,MACHINE M.20X350 MM. | 5
set50026 | 1010110301 | BOLT,MACHINE M.20x400 mm. | 2
set50026 | 1010150000 | BOLT,OVAL EYE M.16X150 MM. | 3
set50026 | 1010180100 | WASHER,PLAIN,SQUARE,LARGE 52x52x4.5 mm.HOLE DIA. 18 MM. TIS.258 | 33
set50026 | 1010180101 | WASHER,PLAIN,SQUARE,LARGE 62X62X6 MM.HOLE DIA.22 MM. TIS.258 | 2
set50026 | 1010180301 | WASHER,LOCK,SPRING,SIZE 16 mm.,GENERAL PURPOSE,TIS.259 | 3
set50026 | 1010200007 | BRACE,ANGLE STEEL 50x50x6 mm. 1,800 mm.WIDE 450 mm.DROP | 4
set50026 | 1010230003 | CLAMP,TRIPLE BOLTS FOR STEEL STRANDED WIRE 35 SQ.MM. | 1
set50026 | 1010230203 | GROUND WIRE SUPPORT AND CLAMP,FOR BAYONET | 1
set50026 | 1020230001 | ARMOR-GRIP,PREFORMED,AL 400 SQ.MM. | 3
set50026 | 1030020001 | INSULATOR,SUSPENSION,TYPE C (CLASS 52-3) TIS.354 | 21
set50026 | 1030140003 | SOCKET-EYE | 3
set50026 | 1030140004 | Y-CLEVIS-BALL | 3
set50028 | 1010150100 | BOLT,OVAL M.20X350 MM. | 3
set50028 | 1010180001 | NUT,EYE M.16 DIN 582 | 1
set50028 | 1010180003 | NUT,EYE,THIMBLE M.16 | 1
set50028 | 1010180100 | WASHER,PLAIN,SQUARE,LARGE 52x52x4.5 mm.HOLE DIA. 18 MM. TIS.258 | 2
set50028 | 1010180101 | WASHER,PLAIN,SQUARE,LARGE 62X62X6 MM.HOLE DIA.22 MM. TIS.258 | 6
set50028 | 1010180302 | WASHER,LOCK,SPRING,SIZE 20 MM.,GENERAL PURPOSE,TIS.259 | 3
set50028 | 1010210202 | BOLT,STRAND EYE,SINGLE 45 DEGREE M.16X350 MM. | 1
set50028 | 1010230003 | CLAMP,TRIPLE BOLTS FOR STEEL STRANDED WIRE 35 SQ.MM. | 2
set50028 | 1030020001 | INSULATOR,SUSPENSION,TYPE C (CLASS 52-3) TIS.354 | 30
set50028 | 1030110103 | CLAMP,STRAIN,WITH CLAMPING KEEPER,FOR AL.CONDUCTOR 400 SQ.MM. | 3
set50028 | 1030140003 | SOCKET-EYE | 3
set50028 | 1030140005 | BALL-CLEVIS,ANSI TYPE B | 3
set50029 | 1010150002 | Bolt, Oval eye m.16x350 mm. | 1
set50029 | 1010150100 | BOLT,OVAL M.20X350 MM. | 6
set50029 | 1010180001 | NUT,EYE M.16 DIN 582 | 2
set50029 | 1010180002 | NET,EYE M.20 | 3
set50029 | 1010180003 | NUT,EYE,THIMBLE M.16 | 2
set50029 | 1010180100 | WASHER,PLAIN,SQUARE,LARGE 52x52x4.5 mm.HOLE DIA. 18 MM. TIS.258 | 4
set50029 | 1010180101 | WASHER,PLAIN,SQUARE,LARGE 62X62X6 MM.HOLE DIA.22 MM. TIS.258 | 12
set50029 | 1010180302 | WASHER,LOCK,SPRING,SIZE 20 MM.,GENERAL PURPOSE,TIS.259 | 3
set50029 | 1010210200 | BOLT,STRAND EYE,SINGLE M.16X350 MM. | 1
set50029 | 1010210202 | BOLT,STRAND EYE,SINGLE 45 DEGREE M.16X350 MM. | 1
set50029 | 1010230003 | CLAMP,TRIPLE BOLTS FOR STEEL STRANDED WIRE 35 SQ.MM. | 6
set50029 | 1020420302 | TERMINAL,COMPRESSION,15 DEGREE PAD,NEMA,4-HOLE,FOR AL. 400 SQ.MM. | 9
set50029 | 1020430001 | CLAMP DEAD END,COMPRESSION,SINGLE LUG,FOR AL.CONDUCTOR 400 SQ.MM. | 3
set50029 | 1020430101 | CLAMP,DEAD END,COMPRESSION,DOUBLE LUG,FOR AL.CONDUCTOR 400 SQ.MM. | 3
set50029 | 1030020001 | INSULATOR,SUSPENSION,TYPE C (CLASS 52-3) TIS.354 | 90
set50029 | 1030110103 | CLAMP,STRAIN,WITH CLAMPING KEEPER,FOR AL.CONDUCTOR 400 SQ.MM. | 3
set50029 | 1030140003 | SOCKET-EYE | 3
set50029 | 1030140005 | BALL-CLEVIS,ANSI TYPE B | 9
set50029 | 1030140006 | SOCKET-CLEVIS,ANSI TYPE B | 6
set50030 | 1010000400 | STEEL CHANNEL,200X80X7.5 MM.1,000 MM.LONG | 6
set50030 | 1010010000 | STEEL ANGLE,65X65X6 MM.1,000 MM.LONG | 2
set50030 | 1010110204 | BOLT,MACHINE M.16x300 mm. | 2
set50030 | 1010110207 | BOLT,MACHINE M.16x450 mm. | 6
set50030 | 1010150100 | BOLT,OVAL M.20X350 MM. | 6
set50030 | 1010150101 | BOLT,OVAL M.20X450 MM. | 3
set50030 | 1010180100 | WASHER,PLAIN,SQUARE,LARGE 52x52x4.5 mm.HOLE DIA. 18 MM. TIS.258 | 22
set50030 | 1010180101 | WASHER,PLAIN,SQUARE,LARGE 62X62X6 MM.HOLE DIA.22 MM. TIS.258 | 18
set50030 | 1010180301 | WASHER,LOCK,SPRING,SIZE 16 mm.,GENERAL PURPOSE,TIS.259 | 3
set50030 | 1010180302 | WASHER,LOCK,SPRING,SIZE 20 MM.,GENERAL PURPOSE,TIS.259 | 9
set50030 | 1010210200 | BOLT,STRAND EYE,SINGLE M.16X350 MM. | 3
set50030 | 1010230003 | CLAMP,TRIPLE BOLTS FOR STEEL STRANDED WIRE 35 SQ.MM. | 7
set50030 | 1020420302 | TERMINAL,COMPRESSION,15 DEGREE PAD,NEMA,4-HOLE,FOR AL. 400 SQ.MM. | 9
set50030 | 1020430001 | CLAMP DEAD END,COMPRESSION,SINGLE LUG,FOR AL.CONDUCTOR 400 SQ.MM. | 3
set50030 | 1020430101 | CLAMP,DEAD END,COMPRESSION,DOUBLE LUG,FOR AL.CONDUCTOR 400 SQ.MM. | 3
set50030 | 1030020001 | INSULATOR,SUSPENSION,TYPE C (CLASS 52-3) TIS.354 | 90
set50030 | 1030110103 | CLAMP,STRAIN,WITH CLAMPING KEEPER,FOR AL.CONDUCTOR 400 SQ.MM. | 3
set50030 | 1030140003 | SOCKET-EYE | 3
set50030 | 1030140005 | BALL-CLEVIS,ANSI TYPE B | 9
set50030 | 1030140006 | SOCKET-CLEVIS,ANSI TYPE B | 6
set50031 | 1010000100 | STEEL CHANNEL, 100x50x5 mm. 2,250 MM.LONG | 3
set50031 | 1010000400 | STEEL CHANNEL,200X80X7.5 MM.1,000 MM.LONG | 6
set50031 | 1010010000 | STEEL ANGLE,65X65X6 MM.1,000 MM.LONG | 2
set50031 | 1010110204 | BOLT,MACHINE M.16x300 mm. | 3
set50031 | 1010110205 | BOLT,MACHINE M.16x350 mm. | 3
set50031 | 1010110301 | BOLT,MACHINE M.20x400 mm. | 3
set50031 | 1010110302 | BOLT,MACHINE M.20X450 MM. | 6
set50031 | 1010110400 | BOLT,MACHINE, HEXAGON, M.16X75 MM. | 3
set50031 | 1010110400 | BOLT,MACHINE, HEXAGON, M.16X75 MM. | 3
set50031 | 1010150100 | BOLT,OVAL M.20X350 MM. | 6
set50031 | 1010150101 | BOLT,OVAL M.20X450 MM. | 3
set50031 | 1010180100 | WASHER,PLAIN,SQUARE,LARGE 52x52x4.5 mm.HOLE DIA. 18 MM. TIS.258 | 28
set50031 | 1010180101 | WASHER,PLAIN,SQUARE,LARGE 62X62X6 MM.HOLE DIA.22 MM. TIS.258 | 30
set50031 | 1010180301 | WASHER,LOCK,SPRING,SIZE 16 mm.,GENERAL PURPOSE,TIS.259 | 6
set50031 | 1010180302 | WASHER,LOCK,SPRING,SIZE 20 MM.,GENERAL PURPOSE,TIS.259 | 9
set50031 | 1010200002 | BRACE,FLAT,FOR CROSSARM 40x6x1,000 mm. | 3
set50031 | 1010210200 | BOLT,STRAND EYE,SINGLE M.16X350 MM. | 3
set50031 | 1010230003 | CLAMP,TRIPLE BOLTS FOR STEEL STRANDED WIRE 35 SQ.MM. | 7
set50031 | 1020230001 | ARMOR-GRIP,PREFORMED,AL 400 SQ.MM. | 3
set50031 | 1020420302 | TERMINAL,COMPRESSION,15 DEGREE PAD,NEMA,4-HOLE,FOR AL. 400 SQ.MM. | 9
set50031 | 1020430001 | CLAMP DEAD END,COMPRESSION,SINGLE LUG,FOR AL.CONDUCTOR 400 SQ.MM. | 3
set50031 | 1020430101 | CLAMP,DEAD END,COMPRESSION,DOUBLE LUG,FOR AL.CONDUCTOR 400 SQ.MM. | 3
set50031 | 1030020001 | INSULATOR,SUSPENSION,TYPE C (CLASS 52-3) TIS.354 | 111
set50031 | 1030110103 | CLAMP,STRAIN,WITH CLAMPING KEEPER,FOR AL.CONDUCTOR 400 SQ.MM. | 6
set50031 | 1030140003 | SOCKET-EYE | 6
set50031 | 1030140004 | Y-CLEVIS-BALL | 3
set50031 | 1030140005 | BALL-CLEVIS,ANSI TYPE B | 9
set50031 | 1030140006 | SOCKET-CLEVIS,ANSI TYPE B | 6
set50032 | 1010000100 | STEEL CHANNEL, 100x50x5 mm. 2,250 MM.LONG | 3
set50032 | 1010000304 | STEEL CHANNEL150X75X6.5 MM.2,500MM. | 2
set50032 | 1010000400 | STEEL CHANNEL,200X80X7.5 MM.1,000 MM.LONG | 6
set50032 | 1010010000 | STEEL ANGLE,65X65X6 MM.1,000 MM.LONG | 2
set50032 | 1010030005 | PLATE,STEEL 6X100X900 MM. | 2
set50032 | 1010030006 | PLATE,STEEL,FOR OVERHEAD GROUND WIRE BAYONET,ACCORDING TO DWG.NO.SA3-015/44004 | 2
set50032 | 1010100003 | WIRE,STEEL STRANDED 35 SQ.MM.TIS.404 | 2.5
set50032 | 1010110101 | BOLE,MACHINE M. 12X50 MM. | 2
set50032 | 1010110200 | BOLT,MACHINE M.16x130 mm. | 7
set50032 | 1010110204 | BOLT,MACHINE M.16x300 mm. | 7
set50032 | 1010110205 | BOLT,MACHINE M.16x350 mm. | 3
set50032 | 1010110301 | BOLT,MACHINE M.20x400 mm. | 3
set50032 | 1010110302 | BOLT,MACHINE M.20X450 MM. | 6
set50032 | 1010110400 | BOLT,MACHINE, HEXAGON, M.16X75 MM. | 3
set50032 | 1010140001 | BOLT, ROUNG EYE M 16X200 MM. | 2
set50032 | 1010150000 | BOLT,OVAL EYE M.16X150 MM. | 3
set50032 | 1010150100 | BOLT,OVAL M.20X350 MM. | 6
set50032 | 1010150101 | BOLT,OVAL M.20X450 MM. | 3
set50032 | 1010180100 | WASHER,PLAIN,SQUARE,LARGE 52x52x4.5 mm.HOLE DIA. 18 MM. TIS.258 | 36
set50032 | 1010180101 | WASHER,PLAIN,SQUARE,LARGE 62X62X6 MM.HOLE DIA.22 MM. TIS.258 | 30
set50032 | 1010180301 | WASHER,LOCK,SPRING,SIZE 16 mm.,GENERAL PURPOSE,TIS.259 | 9
set50032 | 1010180302 | WASHER,LOCK,SPRING,SIZE 20 MM.,GENERAL PURPOSE,TIS.259 | 9
set50032 | 1010200009 | BRACE,ALLEY ARM 50x50x6 MM. 1,000 MM.LONG | 3
set50032 | 1010210200 | BOLT,STRAND EYE,SINGLE M.16X350 MM. | 3
set50032 | 1010210304 | THIMBLE,GUY,FOR STEEL WIRE 50-95 sq.mm. | 2
set50032 | 1010230000 | CLAMP,SINGLE U-BOLT,M.8 (WIRE ROPE CLIP) | 2
set50032 | 1010230003 | CLAMP,TRIPLE BOLTS FOR STEEL STRANDED WIRE 35 SQ.MM. | 7
set50032 | 1020230001 | ARMOR-GRIP,PREFORMED,AL 400 SQ.MM. | 3
set50032 | 1020420302 | TERMINAL,COMPRESSION,15 DEGREE PAD,NEMA,4-HOLE,FOR AL. 400 SQ.MM. | 3
set50032 | 1020430001 | CLAMP DEAD END,COMPRESSION,SINGLE LUG,FOR AL.CONDUCTOR 400 SQ.MM. | 3
set50032 | 1030020001 | INSULATOR,SUSPENSION,TYPE C (CLASS 52-3) TIS.354 | 81
set50032 | 1030110103 | CLAMP,STRAIN,WITH CLAMPING KEEPER,FOR AL.CONDUCTOR 400 SQ.MM. | 3
set50032 | 1030140003 | SOCKET-EYE | 6
set50032 | 1030140004 | Y-CLEVIS-BALL | 3
set50032 | 1030140005 | BALL-CLEVIS,ANSI TYPE B | 6
set50032 | 1030140006 | SOCKET-CLEVIS,ANSI TYPE B | 3
set50032 | 9090011007 | WELDING POWDER, ST. WIRE 50 SQ.MM. TO GD | 2
set50033 | 1030020001 | INSULATOR,SUSPENSION,TYPE C (CLASS 52-3) TIS.354 | 30
set50033 | 1030110103 | CLAMP,STRAIN,WITH CLAMPING KEEPER,FOR AL.CONDUCTOR 400 SQ.MM. | 3
set50033 | 1030140003 | SOCKET-EYE | 3
set50033 | 1030140005 | BALL-CLEVIS,ANSI TYPE B | 3
set50034 | 1010150100 | BOLT,OVAL M.20X350 MM. | 6
set50034 | 1010180003 | NUT,EYE,THIMBLE M.16 | 2
set50034 | 1010180100 | WASHER,PLAIN,SQUARE,LARGE 52x52x4.5 mm.HOLE DIA. 18 MM. TIS.258 | 4
set50034 | 1010180101 | WASHER,PLAIN,SQUARE,LARGE 62X62X6 MM.HOLE DIA.22 MM. TIS.258 | 12
set50034 | 1010180302 | WASHER,LOCK,SPRING,SIZE 20 MM.,GENERAL PURPOSE,TIS.259 | 6
set50034 | 1010210202 | BOLT,STRAND EYE,SINGLE 45 DEGREE M.16X350 MM. | 2
set50034 | 1010230003 | CLAMP,TRIPLE BOLTS FOR STEEL STRANDED WIRE 35 SQ.MM. | 4
set50034 | 1020420302 | TERMINAL,COMPRESSION,15 DEGREE PAD,NEMA,4-HOLE,FOR AL. 400 SQ.MM. | 3
set50034 | 1020430001 | CLAMP DEAD END,COMPRESSION,SINGLE LUG,FOR AL.CONDUCTOR 400 SQ.MM. | 3
set50034 | 1030020001 | INSULATOR,SUSPENSION,TYPE C (CLASS 52-3) TIS.354 | 60
set50034 | 1030110103 | CLAMP,STRAIN,WITH CLAMPING KEEPER,FOR AL.CONDUCTOR 400 SQ.MM. | 3
set50034 | 1030140003 | SOCKET-EYE | 3
set50034 | 1030140005 | BALL-CLEVIS,ANSI TYPE B | 6
set50034 | 1030140006 | SOCKET-CLEVIS,ANSI TYPE B | 3
set50035 | 1010000400 | STEEL CHANNEL,200X80X7.5 MM.1,000 MM.LONG | 6
set50035 | 1010010000 | STEEL ANGLE,65X65X6 MM.1,000 MM.LONG | 2
set50035 | 1010110204 | BOLT,MACHINE M.16x300 mm. | 2
set50035 | 1010110207 | BOLT,MACHINE M.16x450 mm. | 6
set50035 | 1010150100 | BOLT,OVAL M.20X350 MM. | 3
set50035 | 1010150101 | BOLT,OVAL M.20X450 MM. | 3
set50035 | 1010180100 | WASHER,PLAIN,SQUARE,LARGE 52x52x4.5 mm.HOLE DIA. 18 MM. TIS.258 | 20
set50035 | 1010180101 | WASHER,PLAIN,SQUARE,LARGE 62X62X6 MM.HOLE DIA.22 MM. TIS.258 | 12
set50035 | 1010180301 | WASHER,LOCK,SPRING,SIZE 16 mm.,GENERAL PURPOSE,TIS.259 | 2
set50035 | 1010180302 | WASHER,LOCK,SPRING,SIZE 20 MM.,GENERAL PURPOSE,TIS.259 | 6
set50035 | 1010210200 | BOLT,STRAND EYE,SINGLE M.16X350 MM. | 2
set50035 | 1010230003 | CLAMP,TRIPLE BOLTS FOR STEEL STRANDED WIRE 35 SQ.MM. | 5
set50035 | 1020420302 | TERMINAL,COMPRESSION,15 DEGREE PAD,NEMA,4-HOLE,FOR AL. 400 SQ.MM. | 3
set50035 | 1020430001 | CLAMP DEAD END,COMPRESSION,SINGLE LUG,FOR AL.CONDUCTOR 400 SQ.MM. | 3
set50035 | 1030020001 | INSULATOR,SUSPENSION,TYPE C (CLASS 52-3) TIS.354 | 60
set50035 | 1030110103 | CLAMP,STRAIN,WITH CLAMPING KEEPER,FOR AL.CONDUCTOR 400 SQ.MM. | 3
set50035 | 1030140003 | SOCKET-EYE | 3
set50035 | 1030140005 | BALL-CLEVIS,ANSI TYPE B | 6
set50035 | 1030140006 | SOCKET-CLEVIS,ANSI TYPE B | 3
set50036 | 1010010005 | STEEL ANGLE,OVERHEAD GROUND WIRE CORNER BAYONET 65X65X6 MM. 2,500 MM.LONG | 1
set50036 | 1010100003 | WIRE,STEEL STRANDED 35 SQ.MM.TIS.404 | 2.5
set50036 | 1010100004 | WIRE,STEEL STRANDED 50/7 sq.mm.TIS.404 | 5
set50036 | 1010110205 | BOLT,MACHINE M.16x350 mm. | 3
set50036 | 1010110206 | BOLT,MACHINE M.16x400 mm. | 6
set50036 | 1010110207 | BOLT,MACHINE M.16x450 mm. | 4
set50036 | 1010150101 | BOLT,OVAL M.20X450 MM. | 3
set50036 | 1010180002 | NET,EYE M.20 | 3
set50036 | 1010180100 | WASHER,PLAIN,SQUARE,LARGE 52x52x4.5 mm.HOLE DIA. 18 MM. TIS.258 | 12
set50036 | 1010180101 | WASHER,PLAIN,SQUARE,LARGE 62X62X6 MM.HOLE DIA.22 MM. TIS.258 | 6
set50036 | 1010220002 | ROD,GROUND,60x60x5 mm. 2 m.LONG | 1
set50036 | 1010230003 | CLAMP,TRIPLE BOLTS FOR STEEL STRANDED WIRE 35 SQ.MM. | 1
set50036 | 1010230203 | GROUND WIRE SUPPORT AND CLAMP,FOR BAYONET | 1
set50036 | 1020420302 | TERMINAL,COMPRESSION,15 DEGREE PAD,NEMA,4-HOLE,FOR AL. 400 SQ.MM. | 3
set50036 | 1020430001 | CLAMP DEAD END,COMPRESSION,SINGLE LUG,FOR AL.CONDUCTOR 400 SQ.MM. | 3
set50036 | 1030020001 | INSULATOR,SUSPENSION,TYPE C (CLASS 52-3) TIS.354 | 60
set50036 | 1030110103 | CLAMP,STRAIN,WITH CLAMPING KEEPER,FOR AL.CONDUCTOR 400 SQ.MM. | 3
set50036 | 1030140003 | SOCKET-EYE | 3
set50036 | 1030140005 | BALL-CLEVIS,ANSI TYPE B | 6
set50036 | 1030140006 | SOCKET-CLEVIS,ANSI TYPE B | 3
set50036 | 1040060201 | SWITCH,AIR BREAK,TRIPLE POLE 115 KV. 1,200 A. 61 KV.VERTICAL OPENING | 1
set50037 | 1000120002 | CROSSARM,STEEL ANGLE 150X150X12 MM.4,500 MM.LONG | 2
set50037 | 1010000103 | STEEL CHANNEL,100X50X5 MM.4,200 MM.LONG | 1
set50037 | 1010010005 | STEEL ANGLE,OVERHEAD GROUND WIRE CORNER BAYONET 65X65X6 MM. 2,500 MM.LONG | 1
set50037 | 1010030102 | PLATE,STEEL DOUBLE ARMING 12X100X760 MM. | 2
set50037 | 1010100003 | WIRE,STEEL STRANDED 35 SQ.MM.TIS.404 | 2.5
set50037 | 1010110200 | BOLT,MACHINE M.16x130 mm. | 2
set50037 | 1010110201 | BOLT,MACHINE M.16x170 mm. | 4
set50037 | 1010110205 | BOLT,MACHINE M.16x350 mm. | 5
set50037 | 1010110301 | BOLT,MACHINE M.20x400 mm. | 1
set50037 | 1010110400 | BOLT,MACHINE, HEXAGON, M.16X75 MM. | 4
set50037 | 1010120000 | BOLT,DOUBLE ARMING,M.16x400 mm. | 4
set50037 | 1010150000 | BOLT,OVAL EYE M.16X150 MM. | 1
set50037 | 1010150100 | BOLT,OVAL M.20X350 MM. | 1
set50037 | 1010180002 | NET,EYE M.20 | 1
set50037 | 1010180100 | WASHER,PLAIN,SQUARE,LARGE 52x52x4.5 mm.HOLE DIA. 18 MM. TIS.258 | 25
set50037 | 1010180101 | WASHER,PLAIN,SQUARE,LARGE 62X62X6 MM.HOLE DIA.22 MM. TIS.258 | 4
set50037 | 1010180301 | WASHER,LOCK,SPRING,SIZE 16 mm.,GENERAL PURPOSE,TIS.259 | 5
set50037 | 1010200007 | BRACE,ANGLE STEEL 50x50x6 mm. 1,800 mm.WIDE 450 mm.DROP | 3
set50037 | 1010230003 | CLAMP,TRIPLE BOLTS FOR STEEL STRANDED WIRE 35 SQ.MM. | 1
set50037 | 1010230203 | GROUND WIRE SUPPORT AND CLAMP,FOR BAYONET | 1
set50037 | 1020230001 | ARMOR-GRIP,PREFORMED,AL 400 SQ.MM. | 1
set50037 | 1020420302 | TERMINAL,COMPRESSION,15 DEGREE PAD,NEMA,4-HOLE,FOR AL. 400 SQ.MM. | 3
set50037 | 1020430001 | CLAMP DEAD END,COMPRESSION,SINGLE LUG,FOR AL.CONDUCTOR 400 SQ.MM. | 3
set50037 | 1030020001 | INSULATOR,SUSPENSION,TYPE C (CLASS 52-3) TIS.354 | 67
set50037 | 1030110103 | CLAMP,STRAIN,WITH CLAMPING KEEPER,FOR AL.CONDUCTOR 400 SQ.MM. | 3
set50037 | 1030140003 | SOCKET-EYE | 4
set50037 | 1030140004 | Y-CLEVIS-BALL | 1
set50037 | 1030140005 | BALL-CLEVIS,ANSI TYPE B | 6
set50037 | 1030140006 | SOCKET-CLEVIS,ANSI TYPE B | 3
set50038 | 1000120002 | CROSSARM,STEEL ANGLE 150X150X12 MM.4,500 MM.LONG | 2
set50038 | 1010000103 | STEEL CHANNEL,100X50X5 MM.4,200 MM.LONG | 1
set50038 | 1010030006 | PLATE,STEEL,FOR OVERHEAD GROUND WIRE BAYONET,ACCORDING TO DWG.NO.SA3-015/44004 | 1
set50038 | 1010030102 | PLATE,STEEL DOUBLE ARMING 12X100X760 MM. | 2
set50038 | 1010050200 | TUBE, RECTANGULAR STEEL 100X50X3.2 MM., 100 MM.LONG | 4
set50038 | 1010100003 | WIRE,STEEL STRANDED 35 SQ.MM.TIS.404 | 3
set50038 | 1010110101 | BOLE,MACHINE M. 12X50 MM. | 1
set50038 | 1010110200 | BOLT,MACHINE M.16x130 mm. | 2
set50038 | 1010110201 | BOLT,MACHINE M.16x170 mm. | 4
set50038 | 1010110205 | BOLT,MACHINE M.16x350 mm. | 2
set50038 | 1010110302 | BOLT,MACHINE M.20X450 MM. | 1
set50038 | 1010110400 | BOLT,MACHINE, HEXAGON, M.16X75 MM. | 4
set50038 | 1010120000 | BOLT,DOUBLE ARMING,M.16x400 mm. | 4
set50038 | 1010150000 | BOLT,OVAL EYE M.16X150 MM. | 1
set50038 | 1010150101 | BOLT,OVAL M.20X450 MM. | 1
set50038 | 1010180002 | NET,EYE M.20 | 1
set50038 | 1010180003 | NUT,EYE,THIMBLE M.16 | 1
set50038 | 1010180100 | WASHER,PLAIN,SQUARE,LARGE 52x52x4.5 mm.HOLE DIA. 18 MM. TIS.258 | 27
set50038 | 1010180101 | WASHER,PLAIN,SQUARE,LARGE 62X62X6 MM.HOLE DIA.22 MM. TIS.258 | 4
set50038 | 1010180301 | WASHER,LOCK,SPRING,SIZE 16 mm.,GENERAL PURPOSE,TIS.259 | 5
set50038 | 1010200007 | BRACE,ANGLE STEEL 50x50x6 mm. 1,800 mm.WIDE 450 mm.DROP | 3
set50038 | 1010210202 | BOLT,STRAND EYE,SINGLE 45 DEGREE M.16X350 MM. | 1
set50038 | 1010230003 | CLAMP,TRIPLE BOLTS FOR STEEL STRANDED WIRE 35 SQ.MM. | 2
set50038 | 1020230001 | ARMOR-GRIP,PREFORMED,AL 400 SQ.MM. | 1
set50038 | 1020420302 | TERMINAL,COMPRESSION,15 DEGREE PAD,NEMA,4-HOLE,FOR AL. 400 SQ.MM. | 3
set50038 | 1020430001 | CLAMP DEAD END,COMPRESSION,SINGLE LUG,FOR AL.CONDUCTOR 400 SQ.MM. | 3
set50038 | 1030020001 | INSULATOR,SUSPENSION,TYPE C (CLASS 52-3) TIS.354 | 67
set50038 | 1030110103 | CLAMP,STRAIN,WITH CLAMPING KEEPER,FOR AL.CONDUCTOR 400 SQ.MM. | 3
set50038 | 1030140003 | SOCKET-EYE | 4
set50038 | 1030140004 | Y-CLEVIS-BALL | 1
set50038 | 1030140005 | BALL-CLEVIS,ANSI TYPE B | 6
set50038 | 1030140006 | SOCKET-CLEVIS,ANSI TYPE B | 3
set50038 | 9090011007 | WELDING POWDER, ST. WIRE 50 SQ.MM. TO GD | 1
set50039 | 1010000401 | STEEL CHANNEL 200X80X7.5 MM. 6,000 MM.LONG | 2
set50039 | 1010010102 | STEEL ANGLE 75X75X6 MM. 4,500 MM.LONG | 2
set50039 | 1010030002 | PLATE,STEEL 6X100X450 MM. | 6
set50039 | 1010050005 | PIPE,STEEL,SIZE 20, 230 MM.LONG TIS.277 BUT WITHOUT THREADED END | 1
set50039 | 1010050100 | PIPE STEEL,SIZE 25 TYPE 2, 200 MM.LONG TIS.277 BUE WITHOUT THREADED END | 3
set50039 | 1010110203 | BOLT,MACHINE M.16x250 mm. | 8
set50039 | 1010110204 | BOLT,MACHINE M.16x300 mm. | 2
set50039 | 1010110206 | BOLT,MACHINE M.16x400 mm. | 2
set50039 | 1010120000 | BOLT,DOUBLE ARMING,M.16x400 mm. | 1
set50039 | 1010150100 | BOLT,OVAL M.20X350 MM. | 3
set50039 | 1010150101 | BOLT,OVAL M.20X450 MM. | 3
set50039 | 1010180002 | NET,EYE M.20 | 3
set50039 | 1010180100 | WASHER,PLAIN,SQUARE,LARGE 52x52x4.5 mm.HOLE DIA. 18 MM. TIS.258 | 20
set50039 | 1010180101 | WASHER,PLAIN,SQUARE,LARGE 62X62X6 MM.HOLE DIA.22 MM. TIS.258 | 12
set50039 | 1010180301 | WASHER,LOCK,SPRING,SIZE 16 mm.,GENERAL PURPOSE,TIS.259 | 2
set50039 | 1010180302 | WASHER,LOCK,SPRING,SIZE 20 MM.,GENERAL PURPOSE,TIS.259 | 3
set50039 | 1020230001 | ARMOR-GRIP,PREFORMED,AL 400 SQ.MM. | 6
set50039 | 1020240000 | SPACER,HELICAL ROD,PREFORMED,FOR AL.400 SQ.MM. | 6
set50039 | 1020420302 | TERMINAL,COMPRESSION,15 DEGREE PAD,NEMA,4-HOLE,FOR AL. 400 SQ.MM. | 3
set50039 | 1020430001 | CLAMP DEAD END,COMPRESSION,SINGLE LUG,FOR AL.CONDUCTOR 400 SQ.MM. | 3
set50039 | 1030020001 | INSULATOR,SUSPENSION,TYPE C (CLASS 52-3) TIS.354 | 81
set50039 | 1030110103 | CLAMP,STRAIN,WITH CLAMPING KEEPER,FOR AL.CONDUCTOR 400 SQ.MM. | 3
set50039 | 1030140000 | CLEVIS-EYE | 6
set50039 | 1030140003 | SOCKET-EYE | 3
set50039 | 1030140004 | Y-CLEVIS-BALL | 3
set50039 | 1030140005 | BALL-CLEVIS,ANSI TYPE B | 6
set50039 | 1030140006 | SOCKET-CLEVIS,ANSI TYPE B | 6
set50039 | 1030140013 | SPACER,PLATE,FOR AL.400 SQ.MM. | 3
set50039 | 9090010029 | PIPE STEEL,SIZE 25 TYPE 2, 310 MM.LONG BUT WITHOUT THREADED END | 3
set50040 | 1000010008 | POLE,CONCRETE, 16 M. LONG | 2
set50040 | 1010000401 | STEEL CHANNEL 200X80X7.5 MM. 6,000 MM.LONG | 2
set50040 | 1010010102 | STEEL ANGLE 75X75X6 MM. 4,500 MM.LONG | 2
set50040 | 1010030002 | PLATE,STEEL 6X100X450 MM. | 6
set50040 | 1010050005 | PIPE,STEEL,SIZE 20, 230 MM.LONG TIS.277 BUT WITHOUT THREADED END | 1
set50040 | 1010050100 | PIPE STEEL,SIZE 25 TYPE 2, 200 MM.LONG TIS.277 BUE WITHOUT THREADED END | 3
set50040 | 1010110203 | BOLT,MACHINE M.16x250 mm. | 6
set50040 | 1010110206 | BOLT,MACHINE M.16x400 mm. | 2
set50040 | 1010110207 | BOLT,MACHINE M.16x450 mm. | 2
set50040 | 1010120000 | BOLT,DOUBLE ARMING,M.16x400 mm. | 1
set50040 | 1010150100 | BOLT,OVAL M.20X350 MM. | 3
set50040 | 1010150101 | BOLT,OVAL M.20X450 MM. | 3
set50040 | 1010180002 | NET,EYE M.20 | 3
set50040 | 1010180100 | WASHER,PLAIN,SQUARE,LARGE 52x52x4.5 mm.HOLE DIA. 18 MM. TIS.258 | 20
set50040 | 1010180101 | WASHER,PLAIN,SQUARE,LARGE 62X62X6 MM.HOLE DIA.22 MM. TIS.258 | 12
set50040 | 1010180301 | WASHER,LOCK,SPRING,SIZE 16 mm.,GENERAL PURPOSE,TIS.259 | 2
set50040 | 1010180302 | WASHER,LOCK,SPRING,SIZE 20 MM.,GENERAL PURPOSE,TIS.259 | 3
set50040 | 1020230001 | ARMOR-GRIP,PREFORMED,AL 400 SQ.MM. | 6
set50040 | 1020240000 | SPACER,HELICAL ROD,PREFORMED,FOR AL.400 SQ.MM. | 6
set50040 | 1020420302 | TERMINAL,COMPRESSION,15 DEGREE PAD,NEMA,4-HOLE,FOR AL. 400 SQ.MM. | 3
set50040 | 1020430001 | CLAMP DEAD END,COMPRESSION,SINGLE LUG,FOR AL.CONDUCTOR 400 SQ.MM. | 3
set50040 | 1030020001 | INSULATOR,SUSPENSION,TYPE C (CLASS 52-3) TIS.354 | 81
set50040 | 1030110103 | CLAMP,STRAIN,WITH CLAMPING KEEPER,FOR AL.CONDUCTOR 400 SQ.MM. | 3
set50040 | 1030140000 | CLEVIS-EYE | 6
set50040 | 1030140003 | SOCKET-EYE | 3
set50040 | 1030140004 | Y-CLEVIS-BALL | 3
set50040 | 1030140005 | BALL-CLEVIS,ANSI TYPE B | 6
set50040 | 1030140006 | SOCKET-CLEVIS,ANSI TYPE B | 6
set50040 | 1030140013 | SPACER,PLATE,FOR AL.400 SQ.MM. | 3
set50040 | 9090010029 | PIPE STEEL,SIZE 25 TYPE 2, 310 MM.LONG BUT WITHOUT THREADED END | 3
set50041 | 1010000401 | STEEL CHANNEL 200X80X7.5 MM. 6,000 MM.LONG | 2
set50041 | 1010010004 | STEEL ANGLE,OVERHEAD GROUND WIRE BAYONET 65X65X6 MM. 2,500 MM.LONG | 1
set50041 | 1010010102 | STEEL ANGLE 75X75X6 MM. 4,500 MM.LONG | 4
set50041 | 1010030002 | PLATE,STEEL 6X100X450 MM. | 6
set50041 | 1010050006 | PIPE STEEL,SIZE 20 TYPE 2, 300 MM.LONG TIS.277 BUT WITHOUT THREADED END | 1
set50041 | 1010050007 | PIPE STEEL,SIZE 20 TYPE 2, 350 MM.LONG TIS.277 BUT WITHOUT THREADED END | 1
set50041 | 1010050100 | PIPE STEEL,SIZE 25 TYPE 2, 200 MM.LONG TIS.277 BUE WITHOUT THREADED END | 3
set50041 | 1010100003 | WIRE,STEEL STRANDED 35 SQ.MM.TIS.404 | 2.5
set50041 | 1010110203 | BOLT,MACHINE M.16x250 mm. | 6
set50041 | 1010110205 | BOLT,MACHINE M.16x350 mm. | 6
set50041 | 1010110206 | BOLT,MACHINE M.16x400 mm. | 4
set50041 | 1010110207 | BOLT,MACHINE M.16x450 mm. | 2
set50041 | 1010110302 | BOLT,MACHINE M.20X450 MM. | 2
set50041 | 1010120000 | BOLT,DOUBLE ARMING,M.16x400 mm. | 2
set50041 | 1010150100 | BOLT,OVAL M.20X350 MM. | 3
set50041 | 1010150101 | BOLT,OVAL M.20X450 MM. | 3
set50041 | 1010180002 | NET,EYE M.20 | 3
set50041 | 1010180100 | WASHER,PLAIN,SQUARE,LARGE 52x52x4.5 mm.HOLE DIA. 18 MM. TIS.258 | 24
set50041 | 1010180101 | WASHER,PLAIN,SQUARE,LARGE 62X62X6 MM.HOLE DIA.22 MM. TIS.258 | 16
set50041 | 1010180302 | WASHER,LOCK,SPRING,SIZE 20 MM.,GENERAL PURPOSE,TIS.259 | 5
set50041 | 1010230003 | CLAMP,TRIPLE BOLTS FOR STEEL STRANDED WIRE 35 SQ.MM. | 2
set50041 | 1010230203 | GROUND WIRE SUPPORT AND CLAMP,FOR BAYONET | 2
set50041 | 1020230001 | ARMOR-GRIP,PREFORMED,AL 400 SQ.MM. | 3
set50041 | 1020420302 | TERMINAL,COMPRESSION,15 DEGREE PAD,NEMA,4-HOLE,FOR AL. 400 SQ.MM. | 3
set50041 | 1020430001 | CLAMP DEAD END,COMPRESSION,SINGLE LUG,FOR AL.CONDUCTOR 400 SQ.MM. | 3
set50041 | 1030020001 | INSULATOR,SUSPENSION,TYPE C (CLASS 52-3) TIS.354 | 81
set50041 | 1030110103 | CLAMP,STRAIN,WITH CLAMPING KEEPER,FOR AL.CONDUCTOR 400 SQ.MM. | 3
set50041 | 1030140003 | SOCKET-EYE | 6
set50041 | 1030140004 | Y-CLEVIS-BALL | 3
set50041 | 1030140005 | BALL-CLEVIS,ANSI TYPE B | 6
set50041 | 1030140006 | SOCKET-CLEVIS,ANSI TYPE B | 3
set50041 | 9090010089 | PIPE STEEL,SIZE 25 TYPE 2, 300 MM.LONG TIS.277 BUT WITHOUT THREADED END | 3
set50043 | 1010000100 | STEEL CHANNEL, 100x50x5 mm. 2,250 MM.LONG | 6
set50043 | 1010010005 | STEEL ANGLE,OVERHEAD GROUND WIRE CORNER BAYONET 65X65X6 MM. 2,500 MM.LONG | 1
set50043 | 1010030002 | PLATE,STEEL 6X100X450 MM. | 12
set50043 | 1010050000 | ST. PIPE,SIZE 20, 100 MM.LONG W/O T.E. | 6
set50043 | 1010100003 | WIRE,STEEL STRANDED 35 SQ.MM.TIS.404 | 2.5
set50043 | 1010110201 | BOLT,MACHINE M.16x170 mm. | 18
set50043 | 1010110204 | BOLT,MACHINE M.16x300 mm. | 4
set50043 | 1010110205 | BOLT,MACHINE M.16x350 mm. | 2
set50043 | 1010110300 | BOLT,MACHINE M.20X350 MM. | 3
set50043 | 1010110400 | BOLT,MACHINE, HEXAGON, M.16X75 MM. | 6
set50043 | 1010180100 | WASHER,PLAIN,SQUARE,LARGE 52x52x4.5 mm.HOLE DIA. 18 MM. TIS.258 | 36
set50043 | 1010180101 | WASHER,PLAIN,SQUARE,LARGE 62X62X6 MM.HOLE DIA.22 MM. TIS.258 | 6
set50043 | 1010180301 | WASHER,LOCK,SPRING,SIZE 16 mm.,GENERAL PURPOSE,TIS.259 | 6
set50043 | 1010200002 | BRACE,FLAT,FOR CROSSARM 40x6x1,000 mm. | 6
set50043 | 1010230003 | CLAMP,TRIPLE BOLTS FOR STEEL STRANDED WIRE 35 SQ.MM. | 1
set50043 | 1010230203 | GROUND WIRE SUPPORT AND CLAMP,FOR BAYONET | 1
set50043 | 1020230001 | ARMOR-GRIP,PREFORMED,AL 400 SQ.MM. | 3
set50043 | 1030020001 | INSULATOR,SUSPENSION,TYPE C (CLASS 52-3) TIS.354 | 21
set50043 | 1030140003 | SOCKET-EYE | 3
set50043 | 1030140004 | Y-CLEVIS-BALL | 3
set50043 | 1030140012 | BRACKET,CORNER SUSPENSION | 3
set50044 | 1010000100 | STEEL CHANNEL, 100x50x5 mm. 2,250 MM.LONG | 6
set50044 | 1010010005 | STEEL ANGLE,OVERHEAD GROUND WIRE CORNER BAYONET 65X65X6 MM. 2,500 MM.LONG | 1
set50044 | 1010030002 | PLATE,STEEL 6X100X450 MM. | 6
set50044 | 1010050000 | ST. PIPE,SIZE 20, 100 MM.LONG W/O T.E. | 3
set50044 | 1010100003 | WIRE,STEEL STRANDED 35 SQ.MM.TIS.404 | 2.5
set50044 | 1010110201 | BOLT,MACHINE M.16x170 mm. | 3
set50044 | 1010110204 | BOLT,MACHINE M.16x300 mm. | 2
set50044 | 1010110205 | BOLT,MACHINE M.16x350 mm. | 3
set50044 | 1010110300 | BOLT,MACHINE M.20X350 MM. | 3
set50044 | 1010110400 | BOLT,MACHINE, HEXAGON, M.16X75 MM. | 6
set50044 | 1010150000 | BOLT,OVAL EYE M.16X150 MM. | 3
set50044 | 1010180100 | WASHER,PLAIN,SQUARE,LARGE 52x52x4.5 mm.HOLE DIA. 18 MM. TIS.258 | 20
set50044 | 1010180101 | WASHER,PLAIN,SQUARE,LARGE 62X62X6 MM.HOLE DIA.22 MM. TIS.258 | 6
set50044 | 1010180301 | WASHER,LOCK,SPRING,SIZE 16 mm.,GENERAL PURPOSE,TIS.259 | 3
set50044 | 1010200002 | BRACE,FLAT,FOR CROSSARM 40x6x1,000 mm. | 6
set50044 | 1010230003 | CLAMP,TRIPLE BOLTS FOR STEEL STRANDED WIRE 35 SQ.MM. | 1
set50044 | 1010230203 | GROUND WIRE SUPPORT AND CLAMP,FOR BAYONET | 1
set50044 | 1020230001 | ARMOR-GRIP,PREFORMED,AL 400 SQ.MM. | 3
set50044 | 1030020001 | INSULATOR,SUSPENSION,TYPE C (CLASS 52-3) TIS.354 | 21
set50044 | 1030140003 | SOCKET-EYE | 3
set50044 | 1030140004 | Y-CLEVIS-BALL | 3
set50045 | 1010000100 | STEEL CHANNEL, 100x50x5 mm. 2,250 MM.LONG | 3
set50045 | 1010010004 | STEEL ANGLE,OVERHEAD GROUND WIRE BAYONET 65X65X6 MM. 2,500 MM.LONG | 1
set50045 | 1010030006 | PLATE,STEEL,FOR OVERHEAD GROUND WIRE BAYONET,ACCORDING TO DWG.NO.SA3-015/44004 | 1
set50045 | 1010100003 | WIRE,STEEL STRANDED 35 SQ.MM.TIS.404 | 2.5
set50045 | 1010110101 | BOLE,MACHINE M. 12X50 MM. | 1
set50045 | 1010110200 | BOLT,MACHINE M.16x130 mm. | 3
set50045 | 1010110204 | BOLT,MACHINE M.16x300 mm. | 4
set50045 | 1010110205 | BOLT,MACHINE M.16x350 mm. | 2
set50045 | 1010110300 | BOLT,MACHINE M.20X350 MM. | 3
set50045 | 1010150000 | BOLT,OVAL EYE M.16X150 MM. | 3
set50045 | 1010180100 | WASHER,PLAIN,SQUARE,LARGE 52x52x4.5 mm.HOLE DIA. 18 MM. TIS.258 | 18
set50045 | 1010180101 | WASHER,PLAIN,SQUARE,LARGE 62X62X6 MM.HOLE DIA.22 MM. TIS.258 | 6
set50045 | 1010180301 | WASHER,LOCK,SPRING,SIZE 16 mm.,GENERAL PURPOSE,TIS.259 | 3
set50045 | 1010200009 | BRACE,ALLEY ARM 50x50x6 MM. 1,000 MM.LONG | 3
set50045 | 1010230003 | CLAMP,TRIPLE BOLTS FOR STEEL STRANDED WIRE 35 SQ.MM. | 1
set50045 | 1010230203 | GROUND WIRE SUPPORT AND CLAMP,FOR BAYONET | 1
set50045 | 1020230001 | ARMOR-GRIP,PREFORMED,AL 400 SQ.MM. | 3
set50045 | 1030020001 | INSULATOR,SUSPENSION,TYPE C (CLASS 52-3) TIS.354 | 21
set50045 | 1030140003 | SOCKET-EYE | 3
set50045 | 1030140004 | Y-CLEVIS-BALL | 3
set50045 | 9090011007 | WELDING POWDER, ST. WIRE 50 SQ.MM. TO GD | 1
set50046 | 1010010005 | STEEL ANGLE,OVERHEAD GROUND WIRE CORNER BAYONET 65X65X6 MM. 2,500 MM.LONG | 1
set50046 | 1010100003 | WIRE,STEEL STRANDED 35 SQ.MM.TIS.404 | 2.5
set50046 | 1010110205 | BOLT,MACHINE M.16x350 mm. | 3
set50046 | 1010110301 | BOLT,MACHINE M.20x400 mm. | 4
set50046 | 1010150100 | BOLT,OVAL M.20X350 MM. | 3
set50046 | 1010180002 | NET,EYE M.20 | 3
set50046 | 1010180101 | WASHER,PLAIN,SQUARE,LARGE 62X62X6 MM.HOLE DIA.22 MM. TIS.258 | 12
set50046 | 1010230003 | CLAMP,TRIPLE BOLTS FOR STEEL STRANDED WIRE 35 SQ.MM. | 1
set50046 | 1010230203 | GROUND WIRE SUPPORT AND CLAMP,FOR BAYONET | 1
set50046 | 1020300000 | CONNECTOR,PARALLEL GROOVE,SINGLE BOLT,CU 2.5-25 SQ.MM. | 4
set50046 | 1020420302 | TERMINAL,COMPRESSION,15 DEGREE PAD,NEMA,4-HOLE,FOR AL. 400 SQ.MM. | 3
set50046 | 1020430001 | CLAMP DEAD END,COMPRESSION,SINGLE LUG,FOR AL.CONDUCTOR 400 SQ.MM. | 3
set50046 | 1030010204 | INSULATOR, POST TYPE 115 KV. HORIZONTAL MOUNTING | 4
set50046 | 1030020001 | INSULATOR,SUSPENSION,TYPE C (CLASS 52-3) TIS.354 | 60
set50046 | 1030110103 | CLAMP,STRAIN,WITH CLAMPING KEEPER,FOR AL.CONDUCTOR 400 SQ.MM. | 3
set50046 | 1030140002 | BALL-HOOK | 3
set50046 | 1030140005 | BALL-CLEVIS,ANSI TYPE B | 6
set50046 | 1030140006 | SOCKET-CLEVIS,ANSI TYPE B | 3
set50047 | 1000120004 | CROSSARM,CHANNEL STEEL,ALLEY ARM,150X75X9 MM.3,000 MM.LONG | 6
set50047 | 1010010005 | STEEL ANGLE,OVERHEAD GROUND WIRE CORNER BAYONET 65X65X6 MM. 2,500 MM.LONG | 1
set50047 | 1010030002 | PLATE,STEEL 6X100X450 MM. | 6
set50047 | 1010030102 | PLATE,STEEL DOUBLE ARMING 12X100X760 MM. | 6
set50047 | 1010050002 | ST. PIPE,SIZE 20, 150 MM.LONG W/O T.E. | 3
set50047 | 1010100003 | WIRE,STEEL STRANDED 35 SQ.MM.TIS.404 | 2.5
set50047 | 1010110203 | BOLT,MACHINE M.16x250 mm. | 12
set50047 | 1010110204 | BOLT,MACHINE M.16x300 mm. | 4
set50047 | 1010110205 | BOLT,MACHINE M.16x350 mm. | 2
set50047 | 1010110300 | BOLT,MACHINE M.20X350 MM. | 2
set50047 | 1010110301 | BOLT,MACHINE M.20x400 mm. | 1
set50047 | 1010120000 | BOLT,DOUBLE ARMING,M.16x400 mm. | 3
set50047 | 1010150001 | BOLT,OVAL EYE M.16X200 MM. | 3
set50047 | 1010180003 | NUT,EYE,THIMBLE M.16 | 1
set50047 | 1010180100 | WASHER,PLAIN,SQUARE,LARGE 52x52x4.5 mm.HOLE DIA. 18 MM. TIS.258 | 42
set50047 | 1010180101 | WASHER,PLAIN,SQUARE,LARGE 62X62X6 MM.HOLE DIA.22 MM. TIS.258 | 6
set50047 | 1010180301 | WASHER,LOCK,SPRING,SIZE 16 mm.,GENERAL PURPOSE,TIS.259 | 3
set50047 | 1010200003 | BRACE,FLAT,FOR CROSSARM 50X10X1,950 MM. | 6
set50047 | 1010230003 | CLAMP,TRIPLE BOLTS FOR STEEL STRANDED WIRE 35 SQ.MM. | 1
set50047 | 1010230203 | GROUND WIRE SUPPORT AND CLAMP,FOR BAYONET | 1
set50047 | 1020230001 | ARMOR-GRIP,PREFORMED,AL 400 SQ.MM. | 3
set50047 | 1020420302 | TERMINAL,COMPRESSION,15 DEGREE PAD,NEMA,4-HOLE,FOR AL. 400 SQ.MM. | 3
set50047 | 1020430001 | CLAMP DEAD END,COMPRESSION,SINGLE LUG,FOR AL.CONDUCTOR 400 SQ.MM. | 3
set50047 | 1030020001 | INSULATOR,SUSPENSION,TYPE C (CLASS 52-3) TIS.354 | 81
set50047 | 1030110103 | CLAMP,STRAIN,WITH CLAMPING KEEPER,FOR AL.CONDUCTOR 400 SQ.MM. | 3
set50047 | 1030140003 | SOCKET-EYE | 6
set50047 | 1030140004 | Y-CLEVIS-BALL | 3
set50047 | 1030140005 | BALL-CLEVIS,ANSI TYPE B | 6
set50047 | 1030140006 | SOCKET-CLEVIS,ANSI TYPE B | 3
set50047 | 1030140011 | CLEVIS,THIMBLE,FOR PREFORMED DEAD-END | 3
set50048 | 1010000100 | STEEL CHANNEL, 100x50x5 mm. 2,250 MM.LONG | 3
set50048 | 1010010005 | STEEL ANGLE,OVERHEAD GROUND WIRE CORNER BAYONET 65X65X6 MM. 2,500 MM.LONG | 1
set50048 | 1010100003 | WIRE,STEEL STRANDED 35 SQ.MM.TIS.404 | 2.5
set50048 | 1010110204 | BOLT,MACHINE M.16x300 mm. | 3
set50048 | 1010110205 | BOLT,MACHINE M.16x350 mm. | 2
set50048 | 1010110300 | BOLT,MACHINE M.20X350 MM. | 3
set50048 | 1010110400 | BOLT,MACHINE, HEXAGON, M.16X75 MM. | 3
set50048 | 1010150000 | BOLT,OVAL EYE M.16X150 MM. | 3
set50048 | 1010150100 | BOLT,OVAL M.20X350 MM. | 3
set50048 | 1010180002 | NET,EYE M.20 | 3
set50048 | 1010180100 | WASHER,PLAIN,SQUARE,LARGE 52x52x4.5 mm.HOLE DIA. 18 MM. TIS.258 | 12
set50048 | 1010180101 | WASHER,PLAIN,SQUARE,LARGE 62X62X6 MM.HOLE DIA.22 MM. TIS.258 | 9
set50048 | 1010180301 | WASHER,LOCK,SPRING,SIZE 16 mm.,GENERAL PURPOSE,TIS.259 | 3
set50048 | 1010200002 | BRACE,FLAT,FOR CROSSARM 40x6x1,000 mm. | 3
set50048 | 1010230003 | CLAMP,TRIPLE BOLTS FOR STEEL STRANDED WIRE 35 SQ.MM. | 1
set50048 | 1010230203 | GROUND WIRE SUPPORT AND CLAMP,FOR BAYONET | 1
set50048 | 1020230001 | ARMOR-GRIP,PREFORMED,AL 400 SQ.MM. | 3
set50048 | 1020420302 | TERMINAL,COMPRESSION,15 DEGREE PAD,NEMA,4-HOLE,FOR AL. 400 SQ.MM. | 3
set50048 | 1020430001 | CLAMP DEAD END,COMPRESSION,SINGLE LUG,FOR AL.CONDUCTOR 400 SQ.MM. | 3
set50048 | 1030020001 | INSULATOR,SUSPENSION,TYPE C (CLASS 52-3) TIS.354 | 81
set50048 | 1030110103 | CLAMP,STRAIN,WITH CLAMPING KEEPER,FOR AL.CONDUCTOR 400 SQ.MM. | 3
set50048 | 1030140003 | SOCKET-EYE | 6
set50048 | 1030140004 | Y-CLEVIS-BALL | 3
set50048 | 1030140005 | BALL-CLEVIS,ANSI TYPE B | 12
set50048 | 1030140006 | SOCKET-CLEVIS,ANSI TYPE B | 3
set50049 | 1010000103 | STEEL CHANNEL,100X50X5 MM.4,200 MM.LONG | 2
set50049 | 1010010004 | STEEL ANGLE,OVERHEAD GROUND WIRE BAYONET 65X65X6 MM. 2,500 MM.LONG | 1
set50049 | 1010030006 | PLATE,STEEL,FOR OVERHEAD GROUND WIRE BAYONET,ACCORDING TO DWG.NO.SA3-015/44004 | 1
set50049 | 1010100003 | WIRE,STEEL STRANDED 35 SQ.MM.TIS.404 | 2.5
set50049 | 1010110101 | BOLE,MACHINE M. 12X50 MM. | 1
set50049 | 1010110200 | BOLT,MACHINE M.16x130 mm. | 4
set50049 | 1010110204 | BOLT,MACHINE M.16x300 mm. | 3
set50049 | 1010110206 | BOLT,MACHINE M.16x400 mm. | 5
set50049 | 1010110301 | BOLT,MACHINE M.20x400 mm. | 2
set50049 | 1010150000 | BOLT,OVAL EYE M.16X150 MM. | 3
set50049 | 1010180100 | WASHER,PLAIN,SQUARE,LARGE 52x52x4.5 mm.HOLE DIA. 18 MM. TIS.258 | 20
set50049 | 1010180101 | WASHER,PLAIN,SQUARE,LARGE 62X62X6 MM.HOLE DIA.22 MM. TIS.258 | 2
set50049 | 1010180301 | WASHER,LOCK,SPRING,SIZE 16 mm.,GENERAL PURPOSE,TIS.259 | 3
set50049 | 1010200007 | BRACE,ANGLE STEEL 50x50x6 mm. 1,800 mm.WIDE 450 mm.DROP | 2
set50049 | 1010230003 | CLAMP,TRIPLE BOLTS FOR STEEL STRANDED WIRE 35 SQ.MM. | 1
set50049 | 1010230203 | GROUND WIRE SUPPORT AND CLAMP,FOR BAYONET | 1
set50049 | 1020230001 | ARMOR-GRIP,PREFORMED,AL 400 SQ.MM. | 3
set50049 | 1030020001 | INSULATOR,SUSPENSION,TYPE C (CLASS 52-3) TIS.354 | 21
set50049 | 1030140003 | SOCKET-EYE | 3
set50049 | 1030140004 | Y-CLEVIS-BALL | 3
set50049 | 9090011007 | WELDING POWDER, ST. WIRE 50 SQ.MM. TO GD | 1
set50051 | 1000120002 | CROSSARM,STEEL ANGLE 150X150X12 MM.4,500 MM.LONG | 6
set50051 | 1010000304 | STEEL CHANNEL150X75X6.5 MM.2,500MM. | 2
set50051 | 1010000400 | STEEL CHANNEL,200X80X7.5 MM.1,000 MM.LONG | 6
set50051 | 1010030005 | PLATE,STEEL 6X100X900 MM. | 2
set50051 | 1010030102 | PLATE,STEEL DOUBLE ARMING 12X100X760 MM. | 6
set50051 | 1010110201 | BOLT,MACHINE M.16x170 mm. | 12
set50051 | 1010110202 | BOLT,MACHINE M.16x200 mm. | 4
set50051 | 1010110205 | BOLT,MACHINE M.16x350 mm. | 9
set50051 | 1010110207 | BOLT,MACHINE M.16x450 mm. | 6
set50051 | 1010110300 | BOLT,MACHINE M.20X350 MM. | 3
set50051 | 1010110400 | BOLT,MACHINE, HEXAGON, M.16X75 MM. | 12
set50051 | 1010120000 | BOLT,DOUBLE ARMING,M.16x400 mm. | 12
set50051 | 1010150000 | BOLT,OVAL EYE M.16X150 MM. | 3
set50051 | 1010150100 | BOLT,OVAL M.20X350 MM. | 3
set50051 | 1010180100 | WASHER,PLAIN,SQUARE,LARGE 52x52x4.5 mm.HOLE DIA. 18 MM. TIS.258 | 70
set50051 | 1010180101 | WASHER,PLAIN,SQUARE,LARGE 62X62X6 MM.HOLE DIA.22 MM. TIS.258 | 12
set50051 | 1010180301 | WASHER,LOCK,SPRING,SIZE 16 mm.,GENERAL PURPOSE,TIS.259 | 15
set50051 | 1010180302 | WASHER,LOCK,SPRING,SIZE 20 MM.,GENERAL PURPOSE,TIS.259 | 6
set50051 | 1010200007 | BRACE,ANGLE STEEL 50x50x6 mm. 1,800 mm.WIDE 450 mm.DROP | 6
set50051 | 1010230000 | CLAMP,SINGLE U-BOLT,M.8 (WIRE ROPE CLIP) | 23
set50051 | 1020230001 | ARMOR-GRIP,PREFORMED,AL 400 SQ.MM. | 3
set50051 | 1020420302 | TERMINAL,COMPRESSION,15 DEGREE PAD,NEMA,4-HOLE,FOR AL. 400 SQ.MM. | 3
set50051 | 1020430001 | CLAMP DEAD END,COMPRESSION,SINGLE LUG,FOR AL.CONDUCTOR 400 SQ.MM. | 3
set50051 | 1030020001 | INSULATOR,SUSPENSION,TYPE C (CLASS 52-3) TIS.354 | 81
set50051 | 1030110103 | CLAMP,STRAIN,WITH CLAMPING KEEPER,FOR AL.CONDUCTOR 400 SQ.MM. | 3
set50051 | 1030140003 | SOCKET-EYE | 6
set50051 | 1030140004 | Y-CLEVIS-BALL | 3
set50051 | 1030140005 | BALL-CLEVIS,ANSI TYPE B | 6
set50051 | 1030140006 | SOCKET-CLEVIS,ANSI TYPE B | 3
set50051 | 1030140011 | CLEVIS,THIMBLE,FOR PREFORMED DEAD-END | 6
set50051 | 9090010017 | VIBRATION DAMPER TYPE DUMBELL FOR BARE ALUMINUM CONDUCTOR 400 SQMM. | 6
set50051 | 9090010018 | VIBRATION DAMPER TYPE DUMBELL FOR STEEL STRAIN WIRE 35 SQMM. | 2
set50073 | 1000120004 | CROSSARM,CHANNEL STEEL,ALLEY ARM,150X75X9 MM.3,000 MM.LONG | 6
set50073 | 1010010005 | STEEL ANGLE,OVERHEAD GROUND WIRE CORNER BAYONET 65X65X6 MM. 2,500 MM.LONG | 1
set50073 | 1010030002 | PLATE,STEEL 6X100X450 MM. | 6
set50073 | 1010030102 | PLATE,STEEL DOUBLE ARMING 12X100X760 MM. | 6
set50073 | 1010050000 | ST. PIPE,SIZE 20, 100 MM.LONG W/O T.E. | 3
set50073 | 1010100003 | WIRE,STEEL STRANDED 35 SQ.MM.TIS.404 | 2.5
set50073 | 1010110203 | BOLT,MACHINE M.16x250 mm. | 12
set50073 | 1010110204 | BOLT,MACHINE M.16x300 mm. | 4
set50073 | 1010110205 | BOLT,MACHINE M.16x350 mm. | 2
set50073 | 1010110300 | BOLT,MACHINE M.20X350 MM. | 2
set50073 | 1010110301 | BOLT,MACHINE M.20x400 mm. | 1
set50073 | 1010120000 | BOLT,DOUBLE ARMING,M.16x400 mm. | 3
set50073 | 1010150001 | BOLT,OVAL EYE M.16X200 MM. | 3
set50073 | 1010180003 | NUT,EYE,THIMBLE M.16 | 1
set50073 | 1010180100 | WASHER,PLAIN,SQUARE,LARGE 52x52x4.5 mm.HOLE DIA. 18 MM. TIS.258 | 42
set50073 | 1010180101 | WASHER,PLAIN,SQUARE,LARGE 62X62X6 MM.HOLE DIA.22 MM. TIS.258 | 6
set50073 | 1010180301 | WASHER,LOCK,SPRING,SIZE 16 mm.,GENERAL PURPOSE,TIS.259 | 3
set50073 | 1010200003 | BRACE,FLAT,FOR CROSSARM 50X10X1,950 MM. | 6
set50073 | 1010230000 | CLAMP,SINGLE U-BOLT,M.8 (WIRE ROPE CLIP) | 3
set50073 | 1010230203 | GROUND WIRE SUPPORT AND CLAMP,FOR BAYONET | 1
set50073 | 1020230001 | ARMOR-GRIP,PREFORMED,AL 400 SQ.MM. | 3
set50073 | 1020430001 | CLAMP DEAD END,COMPRESSION,SINGLE LUG,FOR AL.CONDUCTOR 400 SQ.MM. | 3
set50073 | 1030020001 | INSULATOR,SUSPENSION,TYPE C (CLASS 52-3) TIS.354 | 81
set50073 | 1030110103 | CLAMP,STRAIN,WITH CLAMPING KEEPER,FOR AL.CONDUCTOR 400 SQ.MM. | 3
set50073 | 1030140003 | SOCKET-EYE | 6
set50073 | 1030140004 | Y-CLEVIS-BALL | 3
set50073 | 1030140005 | BALL-CLEVIS,ANSI TYPE B | 6
set50073 | 1030140006 | SOCKET-CLEVIS,ANSI TYPE B | 3
set50073 | 1030140011 | CLEVIS,THIMBLE,FOR PREFORMED DEAD-END | 3
set50074 | 1000120004 | CROSSARM,CHANNEL STEEL,ALLEY ARM,150X75X9 MM.3,000 MM.LONG | 6
set50074 | 1010030002 | PLATE,STEEL 6X100X450 MM. | 6
set50074 | 1010030102 | PLATE,STEEL DOUBLE ARMING 12X100X760 MM. | 6
set50074 | 1010050000 | ST. PIPE,SIZE 20, 100 MM.LONG W/O T.E. | 3
set50074 | 1010110203 | BOLT,MACHINE M.16x250 mm. | 12
set50074 | 1010110204 | BOLT,MACHINE M.16x300 mm. | 1
set50074 | 1010110205 | BOLT,MACHINE M.16x350 mm. | 2
set50074 | 1010110300 | BOLT,MACHINE M.20X350 MM. | 2
set50074 | 1010110301 | BOLT,MACHINE M.20x400 mm. | 1
set50074 | 1010120000 | BOLT,DOUBLE ARMING,M.16x400 mm. | 3
set50074 | 1010150001 | BOLT,OVAL EYE M.16X200 MM. | 3
set50074 | 1010150002 | Bolt, Oval eye m.16x350 mm. | 1
set50074 | 1010180001 | NUT,EYE M.16 DIN 582 | 2
set50074 | 1010180100 | WASHER,PLAIN,SQUARE,LARGE 52x52x4.5 mm.HOLE DIA. 18 MM. TIS.258 | 44
set50074 | 1010180101 | WASHER,PLAIN,SQUARE,LARGE 62X62X6 MM.HOLE DIA.22 MM. TIS.258 | 6
set50074 | 1010180301 | WASHER,LOCK,SPRING,SIZE 16 mm.,GENERAL PURPOSE,TIS.259 | 3
set50074 | 1010210304 | THIMBLE,GUY,FOR STEEL WIRE 50-95 sq.mm. | 3
set50074 | 1010230000 | CLAMP,SINGLE U-BOLT,M.8 (WIRE ROPE CLIP) | 12
set50074 | 1010230003 | CLAMP,TRIPLE BOLTS FOR STEEL STRANDED WIRE 35 SQ.MM. | 6
set50074 | 1020230001 | ARMOR-GRIP,PREFORMED,AL 400 SQ.MM. | 3
set50074 | 1020430001 | CLAMP DEAD END,COMPRESSION,SINGLE LUG,FOR AL.CONDUCTOR 400 SQ.MM. | 3
set50074 | 1030020001 | INSULATOR,SUSPENSION,TYPE C (CLASS 52-3) TIS.354 | 81
set50074 | 1030110103 | CLAMP,STRAIN,WITH CLAMPING KEEPER,FOR AL.CONDUCTOR 400 SQ.MM. | 3
set50074 | 1030140003 | SOCKET-EYE | 6
set50074 | 1030140004 | Y-CLEVIS-BALL | 3
set50074 | 1030140005 | BALL-CLEVIS,ANSI TYPE B | 6
set50074 | 1030140006 | SOCKET-CLEVIS,ANSI TYPE B | 3
set50074 | 1030140011 | CLEVIS,THIMBLE,FOR PREFORMED DEAD-END | 3
set50076 | 1000120001 | CROSSARM,STEEL 100X50X3.2 MM.4,200 MM.LONG | 2
set50076 | 1010000100 | STEEL CHANNEL, 100x50x5 mm. 2,250 MM.LONG | 1
set50076 | 1010000303 | STEEL CHANNEL,150X75X6.5 MM.6,000 MM.LONG | 2
set50076 | 1010010000 | STEEL ANGLE,65X65X6 MM.1,000 MM.LONG | 2
set50076 | 1010030002 | PLATE,STEEL 6X100X450 MM. | 4
set50076 | 1010030102 | PLATE,STEEL DOUBLE ARMING 12X100X760 MM. | 2
set50076 | 1010050002 | ST. PIPE,SIZE 20, 150 MM.LONG W/O T.E. | 1
set50076 | 1010110201 | BOLT,MACHINE M.16x170 mm. | 5
set50076 | 1010110202 | BOLT,MACHINE M.16x200 mm. | 4
set50076 | 1010110204 | BOLT,MACHINE M.16x300 mm. | 5
set50076 | 1010110205 | BOLT,MACHINE M.16x350 mm. | 2
set50076 | 1010110300 | BOLT,MACHINE M.20X350 MM. | 1
set50076 | 1010110400 | BOLT,MACHINE, HEXAGON, M.16X75 MM. | 4
set50076 | 1010120000 | BOLT,DOUBLE ARMING,M.16x400 mm. | 4
set50076 | 1010150000 | BOLT,OVAL EYE M.16X150 MM. | 1
set50076 | 1010150100 | BOLT,OVAL M.20X350 MM. | 1
set50076 | 1010180002 | NET,EYE M.20 | 1
set50076 | 1010180100 | WASHER,PLAIN,SQUARE,LARGE 52x52x4.5 mm.HOLE DIA. 18 MM. TIS.258 | 40
set50076 | 1010180101 | WASHER,PLAIN,SQUARE,LARGE 62X62X6 MM.HOLE DIA.22 MM. TIS.258 | 2
set50076 | 1010180301 | WASHER,LOCK,SPRING,SIZE 16 mm.,GENERAL PURPOSE,TIS.259 | 7
set50076 | 1010180302 | WASHER,LOCK,SPRING,SIZE 20 MM.,GENERAL PURPOSE,TIS.259 | 2
set50076 | 1010200005 | BRACE,ALLEY ARM 50x50x6 mm. 2,350 mm.LONG | 1
set50076 | 1010200007 | BRACE,ANGLE STEEL 50x50x6 mm. 1,800 mm.WIDE 450 mm.DROP | 2
set50076 | 1010210200 | BOLT,STRAND EYE,SINGLE M.16X350 MM. | 2
set50076 | 1010230000 | CLAMP,SINGLE U-BOLT,M.8 (WIRE ROPE CLIP) | 6
set50076 | 1020220109 | ARMOR ROD,PREFORMED,FOR AL.OR AL-ALLOY CONDUCTOR 400 SQ.MM. | 1
set50076 | 1020420302 | TERMINAL,COMPRESSION,15 DEGREE PAD,NEMA,4-HOLE,FOR AL. 400 SQ.MM. | 3
set50076 | 1020430001 | CLAMP DEAD END,COMPRESSION,SINGLE LUG,FOR AL.CONDUCTOR 400 SQ.MM. | 3
set50076 | 1030020001 | INSULATOR,SUSPENSION,TYPE C (CLASS 52-3) TIS.354 | 67
set50076 | 1030110103 | CLAMP,STRAIN,WITH CLAMPING KEEPER,FOR AL.CONDUCTOR 400 SQ.MM. | 2
set50076 | 1030120002 | CLAMP,SUSPENSION,FOR AL 400 SQ.MM. | 1
set50076 | 1030140002 | BALL-HOOK | 1
set50076 | 1030140003 | SOCKET-EYE | 1
set50076 | 1030140005 | BALL-CLEVIS,ANSI TYPE B | 6
set50076 | 1030140006 | SOCKET-CLEVIS,ANSI TYPE B | 6
set50077 | 1000120001 | CROSSARM,STEEL 100X50X3.2 MM.4,200 MM.LONG | 2
set50077 | 1010000100 | STEEL CHANNEL, 100x50x5 mm. 2,250 MM.LONG | 1
set50077 | 1010000303 | STEEL CHANNEL,150X75X6.5 MM.6,000 MM.LONG | 1
set50077 | 1010010000 | STEEL ANGLE,65X65X6 MM.1,000 MM.LONG | 3
set50077 | 1010030002 | PLATE,STEEL 6X100X450 MM. | 4
set50077 | 1010030102 | PLATE,STEEL DOUBLE ARMING 12X100X760 MM. | 2
set50077 | 1010050002 | ST. PIPE,SIZE 20, 150 MM.LONG W/O T.E. | 1
set50077 | 1010100003 | WIRE,STEEL STRANDED 35 SQ.MM.TIS.404 | 3
set50077 | 1010110201 | BOLT,MACHINE M.16x170 mm. | 5
set50077 | 1010110202 | BOLT,MACHINE M.16x200 mm. | 4
set50077 | 1010110204 | BOLT,MACHINE M.16x300 mm. | 5
set50077 | 1010110205 | BOLT,MACHINE M.16x350 mm. | 2
set50077 | 1010110300 | BOLT,MACHINE M.20X350 MM. | 1
set50077 | 1010110400 | BOLT,MACHINE, HEXAGON, M.16X75 MM. | 4
set50077 | 1010120000 | BOLT,DOUBLE ARMING,M.16x400 mm. | 4
set50077 | 1010150000 | BOLT,OVAL EYE M.16X150 MM. | 1
set50077 | 1010150100 | BOLT,OVAL M.20X350 MM. | 1
set50077 | 1010180100 | WASHER,PLAIN,SQUARE,LARGE 52x52x4.5 mm.HOLE DIA. 18 MM. TIS.258 | 40
set50077 | 1010180101 | WASHER,PLAIN,SQUARE,LARGE 62X62X6 MM.HOLE DIA.22 MM. TIS.258 | 2
set50077 | 1010180301 | WASHER,LOCK,SPRING,SIZE 16 mm.,GENERAL PURPOSE,TIS.259 | 7
set50077 | 1010180302 | WASHER,LOCK,SPRING,SIZE 20 MM.,GENERAL PURPOSE,TIS.259 | 2
set50077 | 1010200007 | BRACE,ANGLE STEEL 50x50x6 mm. 1,800 mm.WIDE 450 mm.DROP | 2
set50077 | 1010210200 | BOLT,STRAND EYE,SINGLE M.16X350 MM. | 2
set50077 | 1010230000 | CLAMP,SINGLE U-BOLT,M.8 (WIRE ROPE CLIP) | 1
set50077 | 1010230003 | CLAMP,TRIPLE BOLTS FOR STEEL STRANDED WIRE 35 SQ.MM. | 5
set50077 | 1020230001 | ARMOR-GRIP,PREFORMED,AL 400 SQ.MM. | 3
set50077 | 1020420302 | TERMINAL,COMPRESSION,15 DEGREE PAD,NEMA,4-HOLE,FOR AL. 400 SQ.MM. | 3
set50077 | 1020430001 | CLAMP DEAD END,COMPRESSION,SINGLE LUG,FOR AL.CONDUCTOR 400 SQ.MM. | 3
set50077 | 1030020001 | INSULATOR,SUSPENSION,TYPE C (CLASS 52-3) TIS.354 | 81
set50077 | 1030110103 | CLAMP,STRAIN,WITH CLAMPING KEEPER,FOR AL.CONDUCTOR 400 SQ.MM. | 3
set50077 | 1030140003 | SOCKET-EYE | 6
set50077 | 1030140004 | Y-CLEVIS-BALL | 3
set50077 | 1030140005 | BALL-CLEVIS,ANSI TYPE B | 6
set50077 | 1030140006 | SOCKET-CLEVIS,ANSI TYPE B | 3
set50082 | 1010000103 | STEEL CHANNEL,100X50X5 MM.4,200 MM.LONG | 3
set50082 | 1010110200 | BOLT,MACHINE M.16x130 mm. | 6
set50082 | 1010110204 | BOLT,MACHINE M.16x300 mm. | 4
set50082 | 1010110205 | BOLT,MACHINE M.16x350 mm. | 2
set50082 | 1010110300 | BOLT,MACHINE M.20X350 MM. | 3
set50082 | 1010150000 | BOLT,OVAL EYE M.16X150 MM. | 3
set50082 | 1010150100 | BOLT,OVAL M.20X350 MM. | 3
set50082 | 1010180002 | NET,EYE M.20 | 3
set50082 | 1010180100 | WASHER,PLAIN,SQUARE,LARGE 52x52x4.5 mm.HOLE DIA. 18 MM. TIS.258 | 15
set50082 | 1010180101 | WASHER,PLAIN,SQUARE,LARGE 62X62X6 MM.HOLE DIA.22 MM. TIS.258 | 12
set50082 | 1010180301 | WASHER,LOCK,SPRING,SIZE 16 mm.,GENERAL PURPOSE,TIS.259 | 3
set50082 | 1010200007 | BRACE,ANGLE STEEL 50x50x6 mm. 1,800 mm.WIDE 450 mm.DROP | 3
set50082 | 1010210304 | THIMBLE,GUY,FOR STEEL WIRE 50-95 sq.mm. | 1
set50082 | 1010230000 | CLAMP,SINGLE U-BOLT,M.8 (WIRE ROPE CLIP) | 3
set50082 | 1010230203 | GROUND WIRE SUPPORT AND CLAMP,FOR BAYONET | 1
set50082 | 1020230001 | ARMOR-GRIP,PREFORMED,AL 400 SQ.MM. | 3
set50082 | 1020420302 | TERMINAL,COMPRESSION,15 DEGREE PAD,NEMA,4-HOLE,FOR AL. 400 SQ.MM. | 3
set50082 | 1020430001 | CLAMP DEAD END,COMPRESSION,SINGLE LUG,FOR AL.CONDUCTOR 400 SQ.MM. | 3
set50082 | 1030020001 | INSULATOR,SUSPENSION,TYPE C (CLASS 52-3) TIS.354 | 81
set50082 | 1030110103 | CLAMP,STRAIN,WITH CLAMPING KEEPER,FOR AL.CONDUCTOR 400 SQ.MM. | 3
set50082 | 1030140003 | SOCKET-EYE | 6
set50082 | 1030140004 | Y-CLEVIS-BALL | 3
set50082 | 1030140005 | BALL-CLEVIS,ANSI TYPE B | 6
set50082 | 1030140006 | SOCKET-CLEVIS,ANSI TYPE B | 3
set50085 | 1000120001 | CROSSARM,STEEL 100X50X3.2 MM.4,200 MM.LONG | 2
set50085 | 1010000302 | STEEL CHANNEL, 150x75x6.5 MM. 4,500 MM.LONG | 1
set50085 | 1010000303 | STEEL CHANNEL,150X75X6.5 MM.6,000 MM.LONG | 1
set50085 | 1010030102 | PLATE,STEEL DOUBLE ARMING 12X100X760 MM. | 2
set50085 | 1010110201 | BOLT,MACHINE M.16x170 mm. | 4
set50085 | 1010110205 | BOLT,MACHINE M.16x350 mm. | 4
set50085 | 1010110300 | BOLT,MACHINE M.20X350 MM. | 1
set50085 | 1010110400 | BOLT,MACHINE, HEXAGON, M.16X75 MM. | 4
set50085 | 1010120000 | BOLT,DOUBLE ARMING,M.16x400 mm. | 4
set50085 | 1010150001 | BOLT,OVAL EYE M.16X200 MM. | 1
set50085 | 1010150100 | BOLT,OVAL M.20X350 MM. | 1
set50085 | 1010180100 | WASHER,PLAIN,SQUARE,LARGE 52x52x4.5 mm.HOLE DIA. 18 MM. TIS.258 | 27
set50085 | 1010180101 | WASHER,PLAIN,SQUARE,LARGE 62X62X6 MM.HOLE DIA.22 MM. TIS.258 | 2
set50085 | 1010180301 | WASHER,LOCK,SPRING,SIZE 16 mm.,GENERAL PURPOSE,TIS.259 | 4
set50085 | 1010180302 | WASHER,LOCK,SPRING,SIZE 20 MM.,GENERAL PURPOSE,TIS.259 | 2
set50085 | 1010200007 | BRACE,ANGLE STEEL 50x50x6 mm. 1,800 mm.WIDE 450 mm.DROP | 2
set50085 | 1010210304 | THIMBLE,GUY,FOR STEEL WIRE 50-95 sq.mm. | 1
set50085 | 1010230003 | CLAMP,TRIPLE BOLTS FOR STEEL STRANDED WIRE 35 SQ.MM. | 2
set50085 | 1030020001 | INSULATOR,SUSPENSION,TYPE C (CLASS 52-3) TIS.354 | 30
set50085 | 1030110103 | CLAMP,STRAIN,WITH CLAMPING KEEPER,FOR AL.CONDUCTOR 400 SQ.MM. | 3
set50085 | 1030140000 | CLEVIS-EYE | 3
set50085 | 1030140003 | SOCKET-EYE | 3
set50091 | 1010010004 | STEEL ANGLE,OVERHEAD GROUND WIRE BAYONET 65X65X6 MM. 2,500 MM.LONG | 1
set50091 | 1010100003 | WIRE,STEEL STRANDED 35 SQ.MM.TIS.404 | 2.5
set50091 | 1010110207 | BOLT,MACHINE M.16x450 mm. | 7
set50091 | 1010110208 | BOLT,MACHINE M.16x500 mm. | 2
set50091 | 1010120001 | BOLT,DOUBLE ARMING,M.16x450 mm. | 2
set50091 | 1010180100 | WASHER,PLAIN,SQUARE,LARGE 52x52x4.5 mm.HOLE DIA. 18 MM. TIS.258 | 11
set50091 | 1010220007 | ROD,GROUND,COPPER COVERED STEEL,16 MM.DIA., 3 M. LONG | 1
set50091 | 1010230000 | CLAMP,SINGLE U-BOLT,M.8 (WIRE ROPE CLIP) | 3
set50091 | 1010230203 | GROUND WIRE SUPPORT AND CLAMP,FOR BAYONET | 1
set50091 | 1020000005 | COND.,CU,BARE 50 SQ.MM.TIS.64 | 10
set50091 | 1030020001 | INSULATOR,SUSPENSION,TYPE C (CLASS 52-3) TIS.354 | 60
set50091 | 1030110103 | CLAMP,STRAIN,WITH CLAMPING KEEPER,FOR AL.CONDUCTOR 400 SQ.MM. | 6
set50091 | 1030140003 | SOCKET-EYE | 6
set50091 | 1030140005 | BALL-CLEVIS,ANSI TYPE B | 6
set50091 | 1030140013 | SPACER,PLATE,FOR AL.400 SQ.MM. | 6
set50091 | 1040060200 | SWITCH,AIR BREAK,TRIPLE POLE,115 KV.1,200 A.61 KA.HORIZONTAL OPENING | 1
set50091 | 1080040001 | CONDUIT,PVC,RIGID,DIA. 20x2500 mm.TIS.216 | 1
set50094 | 1010000303 | STEEL CHANNEL,150X75X6.5 MM.6,000 MM.LONG | 6
set50094 | 1010060021 | SUPPORTING STRUCTURE FOR MOUNTING UNDERGROUND CABLE TERMINATOR,LIGHTNING ARRESTER COMPLETE WITH BOLD | 1
set50094 | 1010100006 | WIRE,STEEL STRANDED 95 sq.mm.TIS.404 | 22
set50094 | 1010110208 | BOLT,MACHINE M.16x500 mm. | 6
set50094 | 1010110209 | BOLT MACHINE M.16X600 MM. | 2
set50094 | 1010150002 | Bolt, Oval eye m.16x350 mm. | 1
set50094 | 1010150100 | BOLT,OVAL M.20X350 MM. | 6
set50094 | 1010180001 | NUT,EYE M.16 DIN 582 | 1
set50094 | 1010180003 | NUT,EYE,THIMBLE M.16 | 1
set50094 | 1010180100 | WASHER,PLAIN,SQUARE,LARGE 52x52x4.5 mm.HOLE DIA. 18 MM. TIS.258 | 16
set50094 | 1010180101 | WASHER,PLAIN,SQUARE,LARGE 62X62X6 MM.HOLE DIA.22 MM. TIS.258 | 0
set50094 | 1010180301 | WASHER,LOCK,SPRING,SIZE 16 mm.,GENERAL PURPOSE,TIS.259 | 6
set50094 | 1010180302 | WASHER,LOCK,SPRING,SIZE 20 MM.,GENERAL PURPOSE,TIS.259 | 6
set50094 | 1010210202 | BOLT,STRAND EYE,SINGLE 45 DEGREE M.16X350 MM. | 1
set50094 | 1010210304 | THIMBLE,GUY,FOR STEEL WIRE 50-95 sq.mm. | 6
set50094 | 1010220007 | ROD,GROUND,COPPER COVERED STEEL,16 MM.DIA., 3 M. LONG | 2
set50094 | 1010230003 | CLAMP,TRIPLE BOLTS FOR STEEL STRANDED WIRE 35 SQ.MM. | 6
set50094 | 1010230016 | CLAMP,CABLE STRAP FOR UG 1X800 SQ.MM. | 4
set50094 | 1020000007 | COND.,CU,BARE 95 SQ.MM.TIS 64 | 60
set50094 | 1020010009 | CONDUCTOR,AL,BARE,400 SQ.MM.TIS.85 | 32
set50094 | 1020150201 | CABLE TERMINATION KITS, FOR OUTDOOR, 115 KV. 1X800 SQ.MM. | 3
set50094 | 1020420302 | TERMINAL,COMPRESSION,15 DEGREE PAD,NEMA,4-HOLE,FOR AL. 400 SQ.MM. | 3
set50094 | 1020430001 | CLAMP DEAD END,COMPRESSION,SINGLE LUG,FOR AL.CONDUCTOR 400 SQ.MM. | 3
set50094 | 1020500005 | CONNECTOR,T-TYPE,FOR CONDUCTOR MAIN 400 SQ.MM. TO CONDUCTOR TAP 185-240 SQ.MM. | 3
set50094 | 1020570106 | CLIMP,TOP TYPE DOUBLE CONDUCTOR, AL 400 SQ.MM.FOR HORIZONTAL MOUNTING POST TYPE INSULATOR 115 KV. | 8
set50094 | 1030010204 | INSULATOR, POST TYPE 115 KV. HORIZONTAL MOUNTING | 8
set50094 | 1030020001 | INSULATOR,SUSPENSION,TYPE C (CLASS 52-3) TIS.354 | 30
set50094 | 1030140005 | BALL-CLEVIS,ANSI TYPE B | 3
set50094 | 1030140006 | SOCKET-CLEVIS,ANSI TYPE B | 3
set50094 | 1040000201 | LIGHTNING ARRESTER 96 KV. 10 KA. | 3
set50094 | 1080040001 | CONDUIT,PVC,RIGID,DIA. 20x2500 mm.TIS.216 | 2
set50094 | 9090010029 | PIPE STEEL,SIZE 25 TYPE 2, 310 MM.LONG BUT WITHOUT THREADED END | 5
set50096 | 1010000303 | STEEL CHANNEL,150X75X6.5 MM.6,000 MM.LONG | 6
set50096 | 1010110203 | BOLT,MACHINE M.16x250 mm. | 6
set50096 | 1010110207 | BOLT,MACHINE M.16x450 mm. | 4
set50096 | 1010110208 | BOLT,MACHINE M.16x500 mm. | 6
set50096 | 1010110209 | BOLT MACHINE M.16X600 MM. | 2
set50096 | 1010110400 | BOLT,MACHINE, HEXAGON, M.16X75 MM. | 28
set50096 | 1010150100 | BOLT,OVAL M.20X350 MM. | 4
set50096 | 1010180002 | NET,EYE M.20 | 4
set50096 | 1010180100 | WASHER,PLAIN,SQUARE,LARGE 52x52x4.5 mm.HOLE DIA. 18 MM. TIS.258 | 34
set50096 | 1010180101 | WASHER,PLAIN,SQUARE,LARGE 62X62X6 MM.HOLE DIA.22 MM. TIS.258 | 16
set50096 | 1010180301 | WASHER,LOCK,SPRING,SIZE 16 mm.,GENERAL PURPOSE,TIS.259 | 6
set50096 | 1010180302 | WASHER,LOCK,SPRING,SIZE 20 MM.,GENERAL PURPOSE,TIS.259 | 8
set50096 | 1010200001 | BRACE,FLAT,FOR CROSSARM 30x6x760 mm. | 4
set50096 | 1010200002 | BRACE,FLAT,FOR CROSSARM 40x6x1,000 mm. | 9
set50096 | 1010210203 | BOLT,STRAND EYE,SINGLE 45 DEGREE M.20X350 MM. | 4
set50096 | 1010220007 | ROD,GROUND,COPPER COVERED STEEL,16 MM.DIA., 3 M. LONG | 2
set50096 | 1010230003 | CLAMP,TRIPLE BOLTS FOR STEEL STRANDED WIRE 35 SQ.MM. | 2
set50096 | 1010230016 | CLAMP,CABLE STRAP FOR UG 1X800 SQ.MM. | 5
set50096 | 1020000007 | COND.,CU,BARE 95 SQ.MM.TIS 64 | 62
set50096 | 1020010007 | CONDUCTOR,AL,BARE 185 sq.mm.TIS.85 | 9
set50096 | 1020010009 | CONDUCTOR,AL,BARE,400 SQ.MM.TIS.85 | 65
set50096 | 1020240000 | SPACER,HELICAL ROD,PREFORMED,FOR AL.400 SQ.MM. | 3
set50096 | 1020250001 | PREFORMED DEAD END,FOR AL PARTIALLY INSULATED CONDUCTOR 22 KV. 50 SQ.MM. | 4
set50096 | 1020300103 | CONNECTOR,PARALLEL GROOVE,TRIPLE BOLT,AL,AL-ALLOY AND ACSR 70-185 SQ.MM. | 6
set50096 | 1020420106 | CABLE LUG,NEMA HOLE,COMPRESSION TYPE,AL 185 SQ.MM. | 3
set50096 | 1020420302 | TERMINAL,COMPRESSION,15 DEGREE PAD,NEMA,4-HOLE,FOR AL. 400 SQ.MM. | 3
set50096 | 1020430001 | CLAMP DEAD END,COMPRESSION,SINGLE LUG,FOR AL.CONDUCTOR 400 SQ.MM. | 3
set50096 | 1020500005 | CONNECTOR,T-TYPE,FOR CONDUCTOR MAIN 400 SQ.MM. TO CONDUCTOR TAP 185-240 SQ.MM. | 6
set50096 | 1030010204 | INSULATOR, POST TYPE 115 KV. HORIZONTAL MOUNTING | 6
set50096 | 1030020001 | INSULATOR,SUSPENSION,TYPE C (CLASS 52-3) TIS.354 | 30
set50096 | 1030140005 | BALL-CLEVIS,ANSI TYPE B | 3
set50096 | 1030140006 | SOCKET-CLEVIS,ANSI TYPE B | 3
set50096 | 1030140011 | CLEVIS,THIMBLE,FOR PREFORMED DEAD-END | 4
set50096 | 1080040001 | CONDUIT,PVC,RIGID,DIA. 20x2500 mm.TIS.216 | 2
set50096 | 9090010015 | TERMINATOR FOR 115 KV XLPE CU CABLE | 3
set50096 | 9090010021 | LIGHTNING ARRESTER 96 KV 5 KA | 3
set50096 | 9090010029 | PIPE STEEL,SIZE 25 TYPE 2, 310 MM.LONG BUT WITHOUT THREADED END | 6
set50131 | 1010000100 | STEEL CHANNEL, 100x50x5 mm. 2,250 MM.LONG | 6
set50131 | 1010000400 | STEEL CHANNEL,200X80X7.5 MM.1,000 MM.LONG | 9
set50131 | 1010010004 | STEEL ANGLE,OVERHEAD GROUND WIRE BAYONET 65X65X6 MM. 2,500 MM.LONG | 1
set50131 | 1010030006 | PLATE,STEEL,FOR OVERHEAD GROUND WIRE BAYONET,ACCORDING TO DWG.NO.SA3-015/44004 | 1
set50131 | 1010100003 | WIRE,STEEL STRANDED 35 SQ.MM.TIS.404 | 2.5
set50131 | 1010110101 | BOLE,MACHINE M. 12X50 MM. | 1
set50131 | 1010110203 | BOLT,MACHINE M.16x250 mm. | 3
set50131 | 1010110204 | BOLT,MACHINE M.16x300 mm. | 8
set50131 | 1010110205 | BOLT,MACHINE M.16x350 mm. | 4
set50131 | 1010110207 | BOLT,MACHINE M.16x450 mm. | 6
set50131 | 1010110300 | BOLT,MACHINE M.20X350 MM. | 3
set50131 | 1010110400 | BOLT,MACHINE, HEXAGON, M.16X75 MM. | 3
set50131 | 1010150000 | BOLT,OVAL EYE M.16X150 MM. | 3
set50131 | 1010150100 | BOLT,OVAL M.20X350 MM. | 3
set50131 | 1010180100 | WASHER,PLAIN,SQUARE,LARGE 52x52x4.5 mm.HOLE DIA. 18 MM. TIS.258 | 28
set50131 | 1010180101 | WASHER,PLAIN,SQUARE,LARGE 62X62X6 MM.HOLE DIA.22 MM. TIS.258 | 12
set50131 | 1010180301 | WASHER,LOCK,SPRING,SIZE 16 mm.,GENERAL PURPOSE,TIS.259 | 3
set50131 | 1010180302 | WASHER,LOCK,SPRING,SIZE 20 MM.,GENERAL PURPOSE,TIS.259 | 3
set50131 | 1010200002 | BRACE,FLAT,FOR CROSSARM 40x6x1,000 mm. | 6
set50131 | 1010210304 | THIMBLE,GUY,FOR STEEL WIRE 50-95 sq.mm. | 2
set50131 | 1010230003 | CLAMP,TRIPLE BOLTS FOR STEEL STRANDED WIRE 35 SQ.MM. | 3
set50131 | 1010230203 | GROUND WIRE SUPPORT AND CLAMP,FOR BAYONET | 1
set50131 | 1020230001 | ARMOR-GRIP,PREFORMED,AL 400 SQ.MM. | 3
set50131 | 1020420201 | CABLE LUG, NEMA HOLE, COMPRESSION TYPE, AL. 400 SQ.MM. | 3
set50131 | 1020420302 | TERMINAL,COMPRESSION,15 DEGREE PAD,NEMA,4-HOLE,FOR AL. 400 SQ.MM. | 3
set50131 | 1020430001 | CLAMP DEAD END,COMPRESSION,SINGLE LUG,FOR AL.CONDUCTOR 400 SQ.MM. | 3
set50131 | 1020500100 | CONNECTOR,T-TYPE,COMPRESSION,FOR AL CONDUCTOR MAIN 400 SQ.MM. TO NEMA 4-HOLE PAD | 3
set50131 | 1020560200 | PAD COUPLER,AL-ALLOY, T-TYPE FOR ONE TO TWO TRMINAL PAD 4 HOLE NEMA | 3
set50131 | 1030020001 | INSULATOR,SUSPENSION,TYPE C (CLASS 52-3) TIS.354 | 51
set50131 | 1030140003 | SOCKET-EYE | 3
set50131 | 1030140004 | Y-CLEVIS-BALL | 3
set50131 | 1030140005 | BALL-CLEVIS,ANSI TYPE B | 3
set50131 | 1030140006 | SOCKET-CLEVIS,ANSI TYPE B | 3
set50131 | 9090011007 | WELDING POWDER, ST. WIRE 50 SQ.MM. TO GD | 1
set50137 | 1000120002 | CROSSARM,STEEL ANGLE 150X150X12 MM.4,500 MM.LONG | 2
set50137 | 1010000103 | STEEL CHANNEL,100X50X5 MM.4,200 MM.LONG | 1
set50137 | 1010000304 | STEEL CHANNEL150X75X6.5 MM.2,500MM. | 2
set50137 | 1010000400 | STEEL CHANNEL,200X80X7.5 MM.1,000 MM.LONG | 6
set50137 | 1010030005 | PLATE,STEEL 6X100X900 MM. | 4
set50137 | 1010030102 | PLATE,STEEL DOUBLE ARMING 12X100X760 MM. | 2
set50137 | 1010110200 | BOLT,MACHINE M.16x130 mm. | 2
set50137 | 1010110201 | BOLT,MACHINE M.16x170 mm. | 4
set50137 | 1010110202 | BOLT,MACHINE M.16x200 mm. | 4
set50137 | 1010110204 | BOLT,MACHINE M.16x300 mm. | 3
set50137 | 1010110205 | BOLT,MACHINE M.16x350 mm. | 3
set50137 | 1010110206 | BOLT,MACHINE M.16x400 mm. | 4
set50137 | 1010110207 | BOLT,MACHINE M.16x450 mm. | 6
set50137 | 1010110300 | BOLT,MACHINE M.20X350 MM. | 1
set50137 | 1010110400 | BOLT,MACHINE, HEXAGON, M.16X75 MM. | 4
set50137 | 1010120000 | BOLT,DOUBLE ARMING,M.16x400 mm. | 4
set50137 | 1010150000 | BOLT,OVAL EYE M.16X150 MM. | 3
set50137 | 1010150100 | BOLT,OVAL M.20X350 MM. | 2
set50137 | 1010180100 | WASHER,PLAIN,SQUARE,LARGE 52x52x4.5 mm.HOLE DIA. 18 MM. TIS.258 | 55
set50137 | 1010180101 | WASHER,PLAIN,SQUARE,LARGE 62X62X6 MM.HOLE DIA.22 MM. TIS.258 | 6
set50137 | 1010180301 | WASHER,LOCK,SPRING,SIZE 16 mm.,GENERAL PURPOSE,TIS.259 | 6
set50137 | 1010180302 | WASHER,LOCK,SPRING,SIZE 20 MM.,GENERAL PURPOSE,TIS.259 | 2
set50137 | 1010200007 | BRACE,ANGLE STEEL 50x50x6 mm. 1,800 mm.WIDE 450 mm.DROP | 3
set50137 | 1010230000 | CLAMP,SINGLE U-BOLT,M.8 (WIRE ROPE CLIP) | 23
set50137 | 1020230001 | ARMOR-GRIP,PREFORMED,AL 400 SQ.MM. | 3
set50137 | 1020420302 | TERMINAL,COMPRESSION,15 DEGREE PAD,NEMA,4-HOLE,FOR AL. 400 SQ.MM. | 3
set50137 | 1020430001 | CLAMP DEAD END,COMPRESSION,SINGLE LUG,FOR AL.CONDUCTOR 400 SQ.MM. | 3
set50137 | 1030020001 | INSULATOR,SUSPENSION,TYPE C (CLASS 52-3) TIS.354 | 81
set50137 | 1030110103 | CLAMP,STRAIN,WITH CLAMPING KEEPER,FOR AL.CONDUCTOR 400 SQ.MM. | 3
set50137 | 1030140003 | SOCKET-EYE | 6
set50137 | 1030140004 | Y-CLEVIS-BALL | 3
set50137 | 1030140005 | BALL-CLEVIS,ANSI TYPE B | 6
set50137 | 1030140006 | SOCKET-CLEVIS,ANSI TYPE B | 3
set50137 | 1030140011 | CLEVIS,THIMBLE,FOR PREFORMED DEAD-END | 2
set50138 | 1010000304 | STEEL CHANNEL150X75X6.5 MM.2,500MM. | 2
set50138 | 1010030002 | PLATE,STEEL 6X100X450 MM. | 4
set50138 | 1010030006 | PLATE,STEEL,FOR OVERHEAD GROUND WIRE BAYONET,ACCORDING TO DWG.NO.SA3-015/44004 | 1
set50138 | 1010050002 | ST. PIPE,SIZE 20, 150 MM.LONG W/O T.E. | 1
set50138 | 1010050010 | PIPE,STEEL,SIZE 20,TYPE 2, 250 mm LONG TIS.277 BUT WITHOUT THREADED END | 1
set50138 | 1010100003 | WIRE,STEEL STRANDED 35 SQ.MM.TIS.404 | 2.5
set50138 | 1010110101 | BOLE,MACHINE M. 12X50 MM. | 1
set50138 | 1010110202 | BOLT,MACHINE M.16x200 mm. | 4
set50138 | 1010110204 | BOLT,MACHINE M.16x300 mm. | 3
set50138 | 1010140001 | BOLT, ROUNG EYE M 16X200 MM. | 1
set50138 | 1010150100 | BOLT,OVAL M.20X350 MM. | 6
set50138 | 1010180100 | WASHER,PLAIN,SQUARE,LARGE 52x52x4.5 mm.HOLE DIA. 18 MM. TIS.258 | 20
set50138 | 1010180101 | WASHER,PLAIN,SQUARE,LARGE 62X62X6 MM.HOLE DIA.22 MM. TIS.258 | 12
set50138 | 1010180301 | WASHER,LOCK,SPRING,SIZE 16 mm.,GENERAL PURPOSE,TIS.259 | 2
set50138 | 1010180302 | WASHER,LOCK,SPRING,SIZE 20 MM.,GENERAL PURPOSE,TIS.259 | 6
set50138 | 1010210200 | BOLT,STRAND EYE,SINGLE M.16X350 MM. | 1
set50138 | 1010210202 | BOLT,STRAND EYE,SINGLE 45 DEGREE M.16X350 MM. | 1
set50138 | 1010210304 | THIMBLE,GUY,FOR STEEL WIRE 50-95 sq.mm. | 1
set50138 | 1010230000 | CLAMP,SINGLE U-BOLT,M.8 (WIRE ROPE CLIP) | 1
set50138 | 1010230003 | CLAMP,TRIPLE BOLTS FOR STEEL STRANDED WIRE 35 SQ.MM. | 4
set50138 | 1020420302 | TERMINAL,COMPRESSION,15 DEGREE PAD,NEMA,4-HOLE,FOR AL. 400 SQ.MM. | 3
set50138 | 1020430001 | CLAMP DEAD END,COMPRESSION,SINGLE LUG,FOR AL.CONDUCTOR 400 SQ.MM. | 3
set50138 | 1030020001 | INSULATOR,SUSPENSION,TYPE C (CLASS 52-3) TIS.354 | 60
set50138 | 1030110103 | CLAMP,STRAIN,WITH CLAMPING KEEPER,FOR AL.CONDUCTOR 400 SQ.MM. | 3
set50138 | 1030140003 | SOCKET-EYE | 3
set50138 | 1030140005 | BALL-CLEVIS,ANSI TYPE B | 6
set50138 | 1030140006 | SOCKET-CLEVIS,ANSI TYPE B | 3
set50138 | 9090011007 | WELDING POWDER, ST. WIRE 50 SQ.MM. TO GD | 1
set50139 | 1010000304 | STEEL CHANNEL150X75X6.5 MM.2,500MM. | 2
set50139 | 1010030002 | PLATE,STEEL 6X100X450 MM. | 4
set50139 | 1010030006 | PLATE,STEEL,FOR OVERHEAD GROUND WIRE BAYONET,ACCORDING TO DWG.NO.SA3-015/44004 | 1
set50139 | 1010050002 | ST. PIPE,SIZE 20, 150 MM.LONG W/O T.E. | 1
set50139 | 1010050010 | PIPE,STEEL,SIZE 20,TYPE 2, 250 mm LONG TIS.277 BUT WITHOUT THREADED END | 1
set50139 | 1010100003 | WIRE,STEEL STRANDED 35 SQ.MM.TIS.404 | 2.5
set50139 | 1010110101 | BOLE,MACHINE M. 12X50 MM. | 1
set50139 | 1010110202 | BOLT,MACHINE M.16x200 mm. | 4
set50139 | 1010110204 | BOLT,MACHINE M.16x300 mm. | 3
set50139 | 1010140001 | BOLT, ROUNG EYE M 16X200 MM. | 1
set50139 | 1010150100 | BOLT,OVAL M.20X350 MM. | 6
set50139 | 1010180100 | WASHER,PLAIN,SQUARE,LARGE 52x52x4.5 mm.HOLE DIA. 18 MM. TIS.258 | 18
set50139 | 1010180101 | WASHER,PLAIN,SQUARE,LARGE 62X62X6 MM.HOLE DIA.22 MM. TIS.258 | 12
set50139 | 1010180301 | WASHER,LOCK,SPRING,SIZE 16 mm.,GENERAL PURPOSE,TIS.259 | 2
set50139 | 1010180302 | WASHER,LOCK,SPRING,SIZE 20 MM.,GENERAL PURPOSE,TIS.259 | 6
set50139 | 1010210200 | BOLT,STRAND EYE,SINGLE M.16X350 MM. | 1
set50139 | 1010210304 | THIMBLE,GUY,FOR STEEL WIRE 50-95 sq.mm. | 1
set50139 | 1010230000 | CLAMP,SINGLE U-BOLT,M.8 (WIRE ROPE CLIP) | 1
set50139 | 1010230003 | CLAMP,TRIPLE BOLTS FOR STEEL STRANDED WIRE 35 SQ.MM. | 4
set50139 | 1020420302 | TERMINAL,COMPRESSION,15 DEGREE PAD,NEMA,4-HOLE,FOR AL. 400 SQ.MM. | 3
set50139 | 1020430001 | CLAMP DEAD END,COMPRESSION,SINGLE LUG,FOR AL.CONDUCTOR 400 SQ.MM. | 3
set50139 | 1030020001 | INSULATOR,SUSPENSION,TYPE C (CLASS 52-3) TIS.354 | 60
set50139 | 1030110103 | CLAMP,STRAIN,WITH CLAMPING KEEPER,FOR AL.CONDUCTOR 400 SQ.MM. | 3
set50139 | 1030140003 | SOCKET-EYE | 3
set50139 | 1030140005 | BALL-CLEVIS,ANSI TYPE B | 6
set50139 | 1030140006 | SOCKET-CLEVIS,ANSI TYPE B | 3
set50139 | 9090011007 | WELDING POWDER, ST. WIRE 50 SQ.MM. TO GD | 1
set50140 | 1010000304 | STEEL CHANNEL150X75X6.5 MM.2,500MM. | 2
set50140 | 1010000400 | STEEL CHANNEL,200X80X7.5 MM.1,000 MM.LONG | 6
set50140 | 1010010000 | STEEL ANGLE,65X65X6 MM.1,000 MM.LONG | 2
set50140 | 1010030005 | PLATE,STEEL 6X100X900 MM. | 2
set50140 | 1010030006 | PLATE,STEEL,FOR OVERHEAD GROUND WIRE BAYONET,ACCORDING TO DWG.NO.SA3-015/44004 | 2
set50140 | 1010050009 | ST. PIPE,SIZE 20, 75 MM.LONG W/O T.E. | 1
set50140 | 1010100003 | WIRE,STEEL STRANDED 35 SQ.MM.TIS.404 | 5.5
set50140 | 1010110101 | BOLE,MACHINE M. 12X50 MM. | 2
set50140 | 1010110200 | BOLT,MACHINE M.16x130 mm. | 4
set50140 | 1010110204 | BOLT,MACHINE M.16x300 mm. | 6
set50140 | 1010110302 | BOLT,MACHINE M.20X450 MM. | 6
set50140 | 1010140001 | BOLT, ROUNG EYE M 16X200 MM. | 2
set50140 | 1010150100 | BOLT,OVAL M.20X350 MM. | 3
set50140 | 1010150101 | BOLT,OVAL M.20X450 MM. | 3
set50140 | 1010180100 | WASHER,PLAIN,SQUARE,LARGE 52x52x4.5 mm.HOLE DIA. 18 MM. TIS.258 | 26
set50140 | 1010180101 | WASHER,PLAIN,SQUARE,LARGE 62X62X6 MM.HOLE DIA.22 MM. TIS.258 | 24
set50140 | 1010180301 | WASHER,LOCK,SPRING,SIZE 16 mm.,GENERAL PURPOSE,TIS.259 | 6
set50140 | 1010180302 | WASHER,LOCK,SPRING,SIZE 20 MM.,GENERAL PURPOSE,TIS.259 | 6
set50140 | 1010210202 | BOLT,STRAND EYE,SINGLE 45 DEGREE M.16X350 MM. | 1
set50140 | 1010210304 | THIMBLE,GUY,FOR STEEL WIRE 50-95 sq.mm. | 2
set50140 | 1010230000 | CLAMP,SINGLE U-BOLT,M.8 (WIRE ROPE CLIP) | 2
set50140 | 1010230003 | CLAMP,TRIPLE BOLTS FOR STEEL STRANDED WIRE 35 SQ.MM. | 5
set50140 | 1020420302 | TERMINAL,COMPRESSION,15 DEGREE PAD,NEMA,4-HOLE,FOR AL. 400 SQ.MM. | 3
set50140 | 1020430001 | CLAMP DEAD END,COMPRESSION,SINGLE LUG,FOR AL.CONDUCTOR 400 SQ.MM. | 3
set50140 | 1030020001 | INSULATOR,SUSPENSION,TYPE C (CLASS 52-3) TIS.354 | 60
set50140 | 1030110103 | CLAMP,STRAIN,WITH CLAMPING KEEPER,FOR AL.CONDUCTOR 400 SQ.MM. | 3
set50140 | 1030140003 | SOCKET-EYE | 3
set50140 | 1030140005 | BALL-CLEVIS,ANSI TYPE B | 6
set50140 | 1030140006 | SOCKET-CLEVIS,ANSI TYPE B | 3
set50140 | 9090011007 | WELDING POWDER, ST. WIRE 50 SQ.MM. TO GD | 2
set50141 | 1010000304 | STEEL CHANNEL150X75X6.5 MM.2,500MM. | 2
set50141 | 1010000400 | STEEL CHANNEL,200X80X7.5 MM.1,000 MM.LONG | 6
set50141 | 1010010000 | STEEL ANGLE,65X65X6 MM.1,000 MM.LONG | 2
set50141 | 1010030005 | PLATE,STEEL 6X100X900 MM. | 2
set50141 | 1010030006 | PLATE,STEEL,FOR OVERHEAD GROUND WIRE BAYONET,ACCORDING TO DWG.NO.SA3-015/44004 | 2
set50141 | 1010050009 | ST. PIPE,SIZE 20, 75 MM.LONG W/O T.E. | 1
set50141 | 1010100003 | WIRE,STEEL STRANDED 35 SQ.MM.TIS.404 | 5.5
set50141 | 1010110101 | BOLE,MACHINE M. 12X50 MM. | 2
set50141 | 1010110200 | BOLT,MACHINE M.16x130 mm. | 4
set50141 | 1010110204 | BOLT,MACHINE M.16x300 mm. | 6
set50141 | 1010110302 | BOLT,MACHINE M.20X450 MM. | 6
set50141 | 1010140001 | BOLT, ROUNG EYE M 16X200 MM. | 2
set50141 | 1010150100 | BOLT,OVAL M.20X350 MM. | 3
set50141 | 1010150101 | BOLT,OVAL M.20X450 MM. | 3
set50141 | 1010180100 | WASHER,PLAIN,SQUARE,LARGE 52x52x4.5 mm.HOLE DIA. 18 MM. TIS.258 | 26
set50141 | 1010180101 | WASHER,PLAIN,SQUARE,LARGE 62X62X6 MM.HOLE DIA.22 MM. TIS.258 | 24
set50141 | 1010180301 | WASHER,LOCK,SPRING,SIZE 16 mm.,GENERAL PURPOSE,TIS.259 | 6
set50141 | 1010180302 | WASHER,LOCK,SPRING,SIZE 20 MM.,GENERAL PURPOSE,TIS.259 | 6
set50141 | 1010210304 | THIMBLE,GUY,FOR STEEL WIRE 50-95 sq.mm. | 3
set50141 | 1010230000 | CLAMP,SINGLE U-BOLT,M.8 (WIRE ROPE CLIP) | 2
set50141 | 1010230003 | CLAMP,TRIPLE BOLTS FOR STEEL STRANDED WIRE 35 SQ.MM. | 8
set50141 | 1020420302 | TERMINAL,COMPRESSION,15 DEGREE PAD,NEMA,4-HOLE,FOR AL. 400 SQ.MM. | 3
set50141 | 1020430001 | CLAMP DEAD END,COMPRESSION,SINGLE LUG,FOR AL.CONDUCTOR 400 SQ.MM. | 3
set50141 | 1030020001 | INSULATOR,SUSPENSION,TYPE C (CLASS 52-3) TIS.354 | 60
set50141 | 1030110103 | CLAMP,STRAIN,WITH CLAMPING KEEPER,FOR AL.CONDUCTOR 400 SQ.MM. | 3
set50141 | 1030140003 | SOCKET-EYE | 3
set50141 | 1030140005 | BALL-CLEVIS,ANSI TYPE B | 6
set50141 | 1030140006 | SOCKET-CLEVIS,ANSI TYPE B | 3
set50141 | 9090011007 | WELDING POWDER, ST. WIRE 50 SQ.MM. TO GD | 2
set50142 | 1010000304 | STEEL CHANNEL150X75X6.5 MM.2,500MM. | 1
set50142 | 1010030006 | PLATE,STEEL,FOR OVERHEAD GROUND WIRE BAYONET,ACCORDING TO DWG.NO.SA3-015/44004 | 1
set50142 | 1010100003 | WIRE,STEEL STRANDED 35 SQ.MM.TIS.404 | 2.5
set50142 | 1010110101 | BOLE,MACHINE M. 12X50 MM. | 1
set50142 | 1010110204 | BOLT,MACHINE M.16x300 mm. | 3
set50142 | 1010140001 | BOLT, ROUNG EYE M 16X200 MM. | 1
set50142 | 1010150100 | BOLT,OVAL M.20X350 MM. | 3
set50142 | 1010180100 | WASHER,PLAIN,SQUARE,LARGE 52x52x4.5 mm.HOLE DIA. 18 MM. TIS.258 | 10
set50142 | 1010180101 | WASHER,PLAIN,SQUARE,LARGE 62X62X6 MM.HOLE DIA.22 MM. TIS.258 | 6
set50142 | 1010180301 | WASHER,LOCK,SPRING,SIZE 16 mm.,GENERAL PURPOSE,TIS.259 | 1
set50142 | 1010180302 | WASHER,LOCK,SPRING,SIZE 20 MM.,GENERAL PURPOSE,TIS.259 | 3
set50142 | 1010210202 | BOLT,STRAND EYE,SINGLE 45 DEGREE M.16X350 MM. | 1
set50142 | 1010210304 | THIMBLE,GUY,FOR STEEL WIRE 50-95 sq.mm. | 1
set50142 | 1010230000 | CLAMP,SINGLE U-BOLT,M.8 (WIRE ROPE CLIP) | 1
set50142 | 1010230003 | CLAMP,TRIPLE BOLTS FOR STEEL STRANDED WIRE 35 SQ.MM. | 2
set50142 | 1030020001 | INSULATOR,SUSPENSION,TYPE C (CLASS 52-3) TIS.354 | 30
set50142 | 1030110103 | CLAMP,STRAIN,WITH CLAMPING KEEPER,FOR AL.CONDUCTOR 400 SQ.MM. | 3
set50142 | 1030140003 | SOCKET-EYE | 3
set50142 | 1030140005 | BALL-CLEVIS,ANSI TYPE B | 3
set50142 | 9090011007 | WELDING POWDER, ST. WIRE 50 SQ.MM. TO GD | 1
set50143 | 1010000304 | STEEL CHANNEL150X75X6.5 MM.2,500MM. | 2
set50143 | 1010030002 | PLATE,STEEL 6X100X450 MM. | 4
set50143 | 1010030006 | PLATE,STEEL,FOR OVERHEAD GROUND WIRE BAYONET,ACCORDING TO DWG.NO.SA3-015/44004 | 1
set50143 | 1010050002 | ST. PIPE,SIZE 20, 150 MM.LONG W/O T.E. | 1
set50143 | 1010050010 | PIPE,STEEL,SIZE 20,TYPE 2, 250 mm LONG TIS.277 BUT WITHOUT THREADED END | 1
set50143 | 1010100003 | WIRE,STEEL STRANDED 35 SQ.MM.TIS.404 | 2.5
set50143 | 1010110101 | BOLE,MACHINE M. 12X50 MM. | 1
set50143 | 1010110202 | BOLT,MACHINE M.16x200 mm. | 4
set50143 | 1010110204 | BOLT,MACHINE M.16x300 mm. | 3
set50143 | 1010140001 | BOLT, ROUNG EYE M 16X200 MM. | 1
set50143 | 1010150100 | BOLT,OVAL M.20X350 MM. | 6
set50143 | 1010180001 | NUT,EYE M.16 DIN 582 | 1
set50143 | 1010180002 | NET,EYE M.20 | 3
set50143 | 1010180100 | WASHER,PLAIN,SQUARE,LARGE 52x52x4.5 mm.HOLE DIA. 18 MM. TIS.258 | 18
set50143 | 1010180101 | WASHER,PLAIN,SQUARE,LARGE 62X62X6 MM.HOLE DIA.22 MM. TIS.258 | 12
set50143 | 1010180301 | WASHER,LOCK,SPRING,SIZE 16 mm.,GENERAL PURPOSE,TIS.259 | 1
set50143 | 1010180302 | WASHER,LOCK,SPRING,SIZE 20 MM.,GENERAL PURPOSE,TIS.259 | 3
set50143 | 1010210200 | BOLT,STRAND EYE,SINGLE M.16X350 MM. | 1
set50143 | 1010210304 | THIMBLE,GUY,FOR STEEL WIRE 50-95 sq.mm. | 2
set50143 | 1010230000 | CLAMP,SINGLE U-BOLT,M.8 (WIRE ROPE CLIP) | 1
set50143 | 1010230003 | CLAMP,TRIPLE BOLTS FOR STEEL STRANDED WIRE 35 SQ.MM. | 6
set50143 | 1020420302 | TERMINAL,COMPRESSION,15 DEGREE PAD,NEMA,4-HOLE,FOR AL. 400 SQ.MM. | 9
set50143 | 1020430001 | CLAMP DEAD END,COMPRESSION,SINGLE LUG,FOR AL.CONDUCTOR 400 SQ.MM. | 3
set50143 | 1020430101 | CLAMP,DEAD END,COMPRESSION,DOUBLE LUG,FOR AL.CONDUCTOR 400 SQ.MM. | 3
set50143 | 1030020001 | INSULATOR,SUSPENSION,TYPE C (CLASS 52-3) TIS.354 | 90
set50143 | 1030110103 | CLAMP,STRAIN,WITH CLAMPING KEEPER,FOR AL.CONDUCTOR 400 SQ.MM. | 3
set50143 | 1030140003 | SOCKET-EYE | 3
set50143 | 1030140005 | BALL-CLEVIS,ANSI TYPE B | 9
set50143 | 1030140006 | SOCKET-CLEVIS,ANSI TYPE B | 6
set50143 | 9090011007 | WELDING POWDER, ST. WIRE 50 SQ.MM. TO GD | 1
set50144 | 1010000304 | STEEL CHANNEL150X75X6.5 MM.2,500MM. | 2
set50144 | 1010000400 | STEEL CHANNEL,200X80X7.5 MM.1,000 MM.LONG | 6
set50144 | 1010010000 | STEEL ANGLE,65X65X6 MM.1,000 MM.LONG | 2
set50144 | 1010030005 | PLATE,STEEL 6X100X900 MM. | 2
set50144 | 1010030006 | PLATE,STEEL,FOR OVERHEAD GROUND WIRE BAYONET,ACCORDING TO DWG.NO.SA3-015/44004 | 2
set50144 | 1010050009 | ST. PIPE,SIZE 20, 75 MM.LONG W/O T.E. | 1
set50144 | 1010100003 | WIRE,STEEL STRANDED 35 SQ.MM.TIS.404 | 5
set50144 | 1010110101 | BOLE,MACHINE M. 12X50 MM. | 2
set50144 | 1010110200 | BOLT,MACHINE M.16x130 mm. | 4
set50144 | 1010110204 | BOLT,MACHINE M.16x300 mm. | 6
set50144 | 1010110302 | BOLT,MACHINE M.20X450 MM. | 6
set50144 | 1010140001 | BOLT, ROUNG EYE M 16X200 MM. | 3
set50144 | 1010150100 | BOLT,OVAL M.20X350 MM. | 6
set50144 | 1010150101 | BOLT,OVAL M.20X450 MM. | 3
set50144 | 1010180100 | WASHER,PLAIN,SQUARE,LARGE 52x52x4.5 mm.HOLE DIA. 18 MM. TIS.258 | 26
set50144 | 1010180101 | WASHER,PLAIN,SQUARE,LARGE 62X62X6 MM.HOLE DIA.22 MM. TIS.258 | 30
set50144 | 1010180301 | WASHER,LOCK,SPRING,SIZE 16 mm.,GENERAL PURPOSE,TIS.259 | 7
set50144 | 1010180302 | WASHER,LOCK,SPRING,SIZE 20 MM.,GENERAL PURPOSE,TIS.259 | 9
set50144 | 1010210304 | THIMBLE,GUY,FOR STEEL WIRE 50-95 sq.mm. | 3
set50144 | 1010230000 | CLAMP,SINGLE U-BOLT,M.8 (WIRE ROPE CLIP) | 2
set50144 | 1010230003 | CLAMP,TRIPLE BOLTS FOR STEEL STRANDED WIRE 35 SQ.MM. | 7
set50144 | 1020420302 | TERMINAL,COMPRESSION,15 DEGREE PAD,NEMA,4-HOLE,FOR AL. 400 SQ.MM. | 9
set50144 | 1020430001 | CLAMP DEAD END,COMPRESSION,SINGLE LUG,FOR AL.CONDUCTOR 400 SQ.MM. | 3
set50144 | 1020430101 | CLAMP,DEAD END,COMPRESSION,DOUBLE LUG,FOR AL.CONDUCTOR 400 SQ.MM. | 3
set50144 | 1030020001 | INSULATOR,SUSPENSION,TYPE C (CLASS 52-3) TIS.354 | 90
set50144 | 1030110103 | CLAMP,STRAIN,WITH CLAMPING KEEPER,FOR AL.CONDUCTOR 400 SQ.MM. | 3
set50144 | 1030140003 | SOCKET-EYE | 3
set50144 | 1030140005 | BALL-CLEVIS,ANSI TYPE B | 9
set50144 | 1030140006 | SOCKET-CLEVIS,ANSI TYPE B | 6
set50144 | 9090011007 | WELDING POWDER, ST. WIRE 50 SQ.MM. TO GD | 2
set50145 | 1010000303 | STEEL CHANNEL,150X75X6.5 MM.6,000 MM.LONG | 6
set50145 | 1010050101 | ST. PIPE,SIZE 25, 470 MM.LONG W/O T.E. | 5
set50145 | 1010060021 | SUPPORTING STRUCTURE FOR MOUNTING UNDERGROUND CABLE TERMINATOR,LIGHTNING ARRESTER COMPLETE WITH BOLD | 1
set50145 | 1010100004 | WIRE,STEEL STRANDED 50/7 sq.mm.TIS.404 | 6
set50145 | 1010100006 | WIRE,STEEL STRANDED 95 sq.mm.TIS.404 | 18
set50145 | 1010110208 | BOLT,MACHINE M.16x500 mm. | 10
set50145 | 1010110209 | BOLT MACHINE M.16X600 MM. | 2
set50145 | 1010120002 | BOLT,DOUBLE ARMING,M.16x500 mm. | 16
set50145 | 1010120004 | BOLT,DOUBLE ARMING,M.16x600 mm. | 4
set50145 | 1010150100 | BOLT,OVAL M.20X350 MM. | 7
set50145 | 1010180100 | WASHER,PLAIN,SQUARE,LARGE 52x52x4.5 mm.HOLE DIA. 18 MM. TIS.258 | 16
set50145 | 1010180101 | WASHER,PLAIN,SQUARE,LARGE 62X62X6 MM.HOLE DIA.22 MM. TIS.258 | 14
set50145 | 1010180301 | WASHER,LOCK,SPRING,SIZE 16 mm.,GENERAL PURPOSE,TIS.259 | 6
set50145 | 1010180302 | WASHER,LOCK,SPRING,SIZE 20 MM.,GENERAL PURPOSE,TIS.259 | 7
set50145 | 1010230016 | CLAMP,CABLE STRAP FOR UG 1X800 SQ.MM. | 12
set50145 | 1010230017 | CLAMP,CABLE STRAP (MADE OF WOOD) FOR UG CABLE 4X800 SQ.MM | 2
set50145 | 1020010007 | CONDUCTOR,AL,BARE 185 sq.mm.TIS.85 | 9
set50145 | 1020010009 | CONDUCTOR,AL,BARE,400 SQ.MM.TIS.85 | 65
set50145 | 1020150204 | 115kV.TERMINATOR KIT,O/D,1x800,67-73mm | 3
set50145 | 1020210109 | LINE GUARD,PREFORMED,AL 400MM. | 8
set50145 | 1020420106 | CABLE LUG,NEMA HOLE,COMPRESSION TYPE,AL 185 SQ.MM. | 3
set50145 | 1020450001 | PLATE,AL,1mm THICK,PAINT COMP,4 SCREWS | 3
set50145 | 1020500005 | CONNECTOR,T-TYPE,FOR CONDUCTOR MAIN 400 SQ.MM. TO CONDUCTOR TAP 185-240 SQ.MM. | 3
set50145 | 1020570106 | CLIMP,TOP TYPE DOUBLE CONDUCTOR, AL 400 SQ.MM.FOR HORIZONTAL MOUNTING POST TYPE INSULATOR 115 KV. | 8
set50145 | 1030010204 | INSULATOR, POST TYPE 115 KV. HORIZONTAL MOUNTING | 8
set50145 | 1040000205 | S.A., 96 kV.10 kA. 3810 mm POLYMER | 3
set50145 | 1080050013 | CONDUIT,HDPE PN 6.3 SIZE 160 MM. TIS.982 | 32
set50146 | 1010000302 | STEEL CHANNEL, 150x75x6.5 MM. 4,500 MM.LONG | 6
set50146 | 1010050101 | ST. PIPE,SIZE 25, 470 MM.LONG W/O T.E. | 5
set50146 | 1010060021 | SUPPORTING STRUCTURE FOR MOUNTING UNDERGROUND CABLE TERMINATOR,LIGHTNING ARRESTER COMPLETE WITH BOLD | 1
set50146 | 1010100004 | WIRE,STEEL STRANDED 50/7 sq.mm.TIS.404 | 6
set50146 | 1010100006 | WIRE,STEEL STRANDED 95 sq.mm.TIS.404 | 18
set50146 | 1010110103 | BOLT,MACHINE,M.12X50 MM., NUT,R.W.&S.W. | 36
set50146 | 1010110208 | BOLT,MACHINE M.16x500 mm. | 10
set50146 | 1010110209 | BOLT MACHINE M.16X600 MM. | 2
set50146 | 1010120002 | BOLT,DOUBLE ARMING,M.16x500 mm. | 16
set50146 | 1010120004 | BOLT,DOUBLE ARMING,M.16x600 mm. | 4
set50146 | 1010150100 | BOLT,OVAL M.20X350 MM. | 7
set50146 | 1010180100 | WASHER,PLAIN,SQUARE,LARGE 52x52x4.5 mm.HOLE DIA. 18 MM. TIS.258 | 16
set50146 | 1010180101 | WASHER,PLAIN,SQUARE,LARGE 62X62X6 MM.HOLE DIA.22 MM. TIS.258 | 14
set50146 | 1010180301 | WASHER,LOCK,SPRING,SIZE 16 mm.,GENERAL PURPOSE,TIS.259 | 6
set50146 | 1010180302 | WASHER,LOCK,SPRING,SIZE 20 MM.,GENERAL PURPOSE,TIS.259 | 7
set50146 | 1010230016 | CLAMP,CABLE STRAP FOR UG 1X800 SQ.MM. | 12
set50146 | 1010230017 | CLAMP,CABLE STRAP (MADE OF WOOD) FOR UG CABLE 4X800 SQ.MM | 2
set50146 | 1020010007 | CONDUCTOR,AL,BARE 185 sq.mm.TIS.85 | 9
set50146 | 1020010009 | CONDUCTOR,AL,BARE,400 SQ.MM.TIS.85 | 65
set50146 | 1020150204 | 115kV.TERMINATOR KIT,O/D,1x800,67-73mm | 6
set50146 | 1020210109 | LINE GUARD,PREFORMED,AL 400MM. | 16
set50146 | 1020240000 | SPACER,HELICAL ROD,PREFORMED,FOR AL.400 SQ.MM. | 5
set50146 | 1020300103 | CONNECTOR,PARALLEL GROOVE,TRIPLE BOLT,AL,AL-ALLOY AND ACSR 70-185 SQ.MM. | 6
set50146 | 1020420106 | CABLE LUG,NEMA HOLE,COMPRESSION TYPE,AL 185 SQ.MM. | 3
set50146 | 1020420201 | CABLE LUG, NEMA HOLE, COMPRESSION TYPE, AL. 400 SQ.MM. | 6
set50146 | 1020450001 | PLATE,AL,1mm THICK,PAINT COMP,4 SCREWS | 6
set50146 | 1020500005 | CONNECTOR,T-TYPE,FOR CONDUCTOR MAIN 400 SQ.MM. TO CONDUCTOR TAP 185-240 SQ.MM. | 6
set50146 | 1020560201 | PAD COUPLER,AL-ALLOY,STRAIGHT-TYPE,FOR ONE TO TWO TERMINAL PAD, 4 HOLE NEMA | 3
set50146 | 1020570106 | CLIMP,TOP TYPE DOUBLE CONDUCTOR, AL 400 SQ.MM.FOR HORIZONTAL MOUNTING POST TYPE INSULATOR 115 KV. | 8
set50146 | 1030010204 | INSULATOR, POST TYPE 115 KV. HORIZONTAL MOUNTING | 8
set50146 | 1040000205 | S.A., 96 kV.10 kA. 3810 mm POLYMER | 3
set50146 | 1080050013 | CONDUIT,HDPE PN 6.3 SIZE 160 MM. TIS.982 | 32
set50147 | 1010000303 | STEEL CHANNEL,150X75X6.5 MM.6,000 MM.LONG | 4
set50147 | 1010050101 | ST. PIPE,SIZE 25, 470 MM.LONG W/O T.E. | 7
set50147 | 1010060021 | SUPPORTING STRUCTURE FOR MOUNTING UNDERGROUND CABLE TERMINATOR,LIGHTNING ARRESTER COMPLETE WITH BOLD | 1
set50147 | 1010060022 | ST. FRAME STRUCTURE WITH CHANNEL ST. | 1
set50147 | 1010110103 | BOLT,MACHINE,M.12X50 MM., NUT,R.W.&S.W. | 36
set50147 | 1010110208 | BOLT,MACHINE M.16x500 mm. | 10
set50147 | 1010110209 | BOLT MACHINE M.16X600 MM. | 2
set50147 | 1010120002 | BOLT,DOUBLE ARMING,M.16x500 mm. | 16
set50147 | 1010120004 | BOLT,DOUBLE ARMING,M.16x600 mm. | 4
set50147 | 1010150101 | BOLT,OVAL M.20X450 MM. | 3
set50147 | 1010180100 | WASHER,PLAIN,SQUARE,LARGE 52x52x4.5 mm.HOLE DIA. 18 MM. TIS.258 | 16
set50147 | 1010180101 | WASHER,PLAIN,SQUARE,LARGE 62X62X6 MM.HOLE DIA.22 MM. TIS.258 | 6
set50147 | 1010180301 | WASHER,LOCK,SPRING,SIZE 16 mm.,GENERAL PURPOSE,TIS.259 | 6
set50147 | 1010180302 | WASHER,LOCK,SPRING,SIZE 20 MM.,GENERAL PURPOSE,TIS.259 | 3
set50147 | 1010230016 | CLAMP,CABLE STRAP FOR UG 1X800 SQ.MM. | 12
set50147 | 1010230017 | CLAMP,CABLE STRAP (MADE OF WOOD) FOR UG CABLE 4X800 SQ.MM | 2
set50147 | 1020010007 | CONDUCTOR,AL,BARE 185 sq.mm.TIS.85 | 9
set50147 | 1020010009 | CONDUCTOR,AL,BARE,400 SQ.MM.TIS.85 | 65
set50147 | 1020150204 | 115kV.TERMINATOR KIT,O/D,1x800,67-73mm | 6
set50147 | 1020210109 | LINE GUARD,PREFORMED,AL 400MM. | 12
set50147 | 1020240000 | SPACER,HELICAL ROD,PREFORMED,FOR AL.400 SQ.MM. | 3
set50147 | 1020300103 | CONNECTOR,PARALLEL GROOVE,TRIPLE BOLT,AL,AL-ALLOY AND ACSR 70-185 SQ.MM. | 6
set50147 | 1020420106 | CABLE LUG,NEMA HOLE,COMPRESSION TYPE,AL 185 SQ.MM. | 3
set50147 | 1020420201 | CABLE LUG, NEMA HOLE, COMPRESSION TYPE, AL. 400 SQ.MM. | 6
set50147 | 1020450001 | PLATE,AL,1mm THICK,PAINT COMP,4 SCREWS | 6
set50147 | 1020500005 | CONNECTOR,T-TYPE,FOR CONDUCTOR MAIN 400 SQ.MM. TO CONDUCTOR TAP 185-240 SQ.MM. | 6
set50147 | 1020560201 | PAD COUPLER,AL-ALLOY,STRAIGHT-TYPE,FOR ONE TO TWO TERMINAL PAD, 4 HOLE NEMA | 3
set50147 | 1020570106 | CLIMP,TOP TYPE DOUBLE CONDUCTOR, AL 400 SQ.MM.FOR HORIZONTAL MOUNTING POST TYPE INSULATOR 115 KV. | 6
set50147 | 1030010204 | INSULATOR, POST TYPE 115 KV. HORIZONTAL MOUNTING | 6
set50147 | 1040000205 | S.A., 96 kV.10 kA. 3810 mm POLYMER | 3
set50147 | 1080050013 | CONDUIT,HDPE PN 6.3 SIZE 160 MM. TIS.982 | 32
set50148 | 1010000103 | STEEL CHANNEL,100X50X5 MM.4,200 MM.LONG | 6
set50148 | 1010060021 | SUPPORTING STRUCTURE FOR MOUNTING UNDERGROUND CABLE TERMINATOR,LIGHTNING ARRESTER COMPLETE WITH BOLD | 1
set50148 | 1010110103 | BOLT,MACHINE,M.12X50 MM., NUT,R.W.&S.W. | 12
set50148 | 1010110200 | BOLT,MACHINE M.16x130 mm. | 12
set50148 | 1010110205 | BOLT,MACHINE M.16x350 mm. | 6
set50148 | 1010110208 | BOLT,MACHINE M.16x500 mm. | 2
set50148 | 1010110209 | BOLT MACHINE M.16X600 MM. | 2
set50148 | 1010110300 | BOLT,MACHINE M.20X350 MM. | 6
set50148 | 1010120002 | BOLT,DOUBLE ARMING,M.16x500 mm. | 16
set50148 | 1010120004 | BOLT,DOUBLE ARMING,M.16x600 mm. | 4
set50148 | 1010150000 | BOLT,OVAL EYE M.16X150 MM. | 12
set50148 | 1010180100 | WASHER,PLAIN,SQUARE,LARGE 52x52x4.5 mm.HOLE DIA. 18 MM. TIS.258 | 64
set50148 | 1010180101 | WASHER,PLAIN,SQUARE,LARGE 62X62X6 MM.HOLE DIA.22 MM. TIS.258 | 12
set50148 | 1010180301 | WASHER,LOCK,SPRING,SIZE 16 mm.,GENERAL PURPOSE,TIS.259 | 12
set50148 | 1010180302 | WASHER,LOCK,SPRING,SIZE 20 MM.,GENERAL PURPOSE,TIS.259 | 6
set50148 | 1010200007 | BRACE,ANGLE STEEL 50x50x6 mm. 1,800 mm.WIDE 450 mm.DROP | 6
set50148 | 1010230016 | CLAMP,CABLE STRAP FOR UG 1X800 SQ.MM. | 12
set50148 | 1010230017 | CLAMP,CABLE STRAP (MADE OF WOOD) FOR UG CABLE 4X800 SQ.MM | 2
set50148 | 1020010007 | CONDUCTOR,AL,BARE 185 sq.mm.TIS.85 | 9
set50148 | 1020010009 | CONDUCTOR,AL,BARE,400 SQ.MM.TIS.85 | 65
set50148 | 1020150204 | 115kV.TERMINATOR KIT,O/D,1x800,67-73mm | 3
set50148 | 1020210109 | LINE GUARD,PREFORMED,AL 400MM. | 3
set50148 | 1020420106 | CABLE LUG,NEMA HOLE,COMPRESSION TYPE,AL 185 SQ.MM. | 3
set50148 | 1020420201 | CABLE LUG, NEMA HOLE, COMPRESSION TYPE, AL. 400 SQ.MM. | 3
set50148 | 1020450001 | PLATE,AL,1mm THICK,PAINT COMP,4 SCREWS | 3
set50148 | 1020500005 | CONNECTOR,T-TYPE,FOR CONDUCTOR MAIN 400 SQ.MM. TO CONDUCTOR TAP 185-240 SQ.MM. | 3
set50148 | 1020500100 | CONNECTOR,T-TYPE,COMPRESSION,FOR AL CONDUCTOR MAIN 400 SQ.MM. TO NEMA 4-HOLE PAD | 3
set50148 | 1020570106 | CLIMP,TOP TYPE DOUBLE CONDUCTOR, AL 400 SQ.MM.FOR HORIZONTAL MOUNTING POST TYPE INSULATOR 115 KV. | 3
set50148 | 1030010204 | INSULATOR, POST TYPE 115 KV. HORIZONTAL MOUNTING | 3
set50148 | 1040000205 | S.A., 96 kV.10 kA. 3810 mm POLYMER | 3
set50148 | 1080050013 | CONDUIT,HDPE PN 6.3 SIZE 160 MM. TIS.982 | 32
set50149 | 1010000103 | STEEL CHANNEL,100X50X5 MM.4,200 MM.LONG | 6
set50149 | 1010060021 | SUPPORTING STRUCTURE FOR MOUNTING UNDERGROUND CABLE TERMINATOR,LIGHTNING ARRESTER COMPLETE WITH BOLD | 1
set50149 | 1010110103 | BOLT,MACHINE,M.12X50 MM., NUT,R.W.&S.W. | 36
set50149 | 1010110200 | BOLT,MACHINE M.16x130 mm. | 12
set50149 | 1010110205 | BOLT,MACHINE M.16x350 mm. | 6
set50149 | 1010110208 | BOLT,MACHINE M.16x500 mm. | 2
set50149 | 1010110209 | BOLT MACHINE M.16X600 MM. | 2
set50149 | 1010110300 | BOLT,MACHINE M.20X350 MM. | 6
set50149 | 1010120002 | BOLT,DOUBLE ARMING,M.16x500 mm. | 16
set50149 | 1010120004 | BOLT,DOUBLE ARMING,M.16x600 mm. | 4
set50149 | 1010150000 | BOLT,OVAL EYE M.16X150 MM. | 12
set50149 | 1010180100 | WASHER,PLAIN,SQUARE,LARGE 52x52x4.5 mm.HOLE DIA. 18 MM. TIS.258 | 64
set50149 | 1010180101 | WASHER,PLAIN,SQUARE,LARGE 62X62X6 MM.HOLE DIA.22 MM. TIS.258 | 12
set50149 | 1010180301 | WASHER,LOCK,SPRING,SIZE 16 mm.,GENERAL PURPOSE,TIS.259 | 12
set50149 | 1010180302 | WASHER,LOCK,SPRING,SIZE 20 MM.,GENERAL PURPOSE,TIS.259 | 6
set50149 | 1010200007 | BRACE,ANGLE STEEL 50x50x6 mm. 1,800 mm.WIDE 450 mm.DROP | 6
set50149 | 1010230016 | CLAMP,CABLE STRAP FOR UG 1X800 SQ.MM. | 12
set50149 | 1010230017 | CLAMP,CABLE STRAP (MADE OF WOOD) FOR UG CABLE 4X800 SQ.MM | 2
set50149 | 1020010007 | CONDUCTOR,AL,BARE 185 sq.mm.TIS.85 | 9
set50149 | 1020010009 | CONDUCTOR,AL,BARE,400 SQ.MM.TIS.85 | 65
set50149 | 1020150204 | 115kV.TERMINATOR KIT,O/D,1x800,67-73mm | 6
set50149 | 1020210109 | LINE GUARD,PREFORMED,AL 400MM. | 6
set50149 | 1020300103 | CONNECTOR,PARALLEL GROOVE,TRIPLE BOLT,AL,AL-ALLOY AND ACSR 70-185 SQ.MM. | 6
set50149 | 1020420106 | CABLE LUG,NEMA HOLE,COMPRESSION TYPE,AL 185 SQ.MM. | 3
set50149 | 1020420201 | CABLE LUG, NEMA HOLE, COMPRESSION TYPE, AL. 400 SQ.MM. | 6
set50149 | 1020450001 | PLATE,AL,1mm THICK,PAINT COMP,4 SCREWS | 6
set50149 | 1020500005 | CONNECTOR,T-TYPE,FOR CONDUCTOR MAIN 400 SQ.MM. TO CONDUCTOR TAP 185-240 SQ.MM. | 6
set50149 | 1020500100 | CONNECTOR,T-TYPE,COMPRESSION,FOR AL CONDUCTOR MAIN 400 SQ.MM. TO NEMA 4-HOLE PAD | 3
set50149 | 1020560201 | PAD COUPLER,AL-ALLOY,STRAIGHT-TYPE,FOR ONE TO TWO TERMINAL PAD, 4 HOLE NEMA | 3
set50149 | 1020570106 | CLIMP,TOP TYPE DOUBLE CONDUCTOR, AL 400 SQ.MM.FOR HORIZONTAL MOUNTING POST TYPE INSULATOR 115 KV. | 3
set50149 | 1030010204 | INSULATOR, POST TYPE 115 KV. HORIZONTAL MOUNTING | 3
set50149 | 1040000205 | S.A., 96 kV.10 kA. 3810 mm POLYMER | 3
set50149 | 1080050013 | CONDUIT,HDPE PN 6.3 SIZE 160 MM. TIS.982 | 32
set50150 | 1010000303 | STEEL CHANNEL,150X75X6.5 MM.6,000 MM.LONG | 4
set50150 | 1010050101 | ST. PIPE,SIZE 25, 470 MM.LONG W/O T.E. | 7
set50150 | 1010060021 | SUPPORTING STRUCTURE FOR MOUNTING UNDERGROUND CABLE TERMINATOR,LIGHTNING ARRESTER COMPLETE WITH BOLD | 1
set50150 | 1010060022 | ST. FRAME STRUCTURE WITH CHANNEL ST. | 1
set50150 | 1010110208 | BOLT,MACHINE M.16x500 mm. | 10
set50150 | 1010110209 | BOLT MACHINE M.16X600 MM. | 2
set50150 | 1010120002 | BOLT,DOUBLE ARMING,M.16x500 mm. | 16
set50150 | 1010120004 | BOLT,DOUBLE ARMING,M.16x600 mm. | 4
set50150 | 1010150101 | BOLT,OVAL M.20X450 MM. | 3
set50150 | 1010180100 | WASHER,PLAIN,SQUARE,LARGE 52x52x4.5 mm.HOLE DIA. 18 MM. TIS.258 | 16
set50150 | 1010180101 | WASHER,PLAIN,SQUARE,LARGE 62X62X6 MM.HOLE DIA.22 MM. TIS.258 | 6
set50150 | 1010180301 | WASHER,LOCK,SPRING,SIZE 16 mm.,GENERAL PURPOSE,TIS.259 | 6
set50150 | 1010180302 | WASHER,LOCK,SPRING,SIZE 20 MM.,GENERAL PURPOSE,TIS.259 | 3
set50150 | 1010230016 | CLAMP,CABLE STRAP FOR UG 1X800 SQ.MM. | 12
set50150 | 1010230017 | CLAMP,CABLE STRAP (MADE OF WOOD) FOR UG CABLE 4X800 SQ.MM | 2
set50150 | 1020010007 | CONDUCTOR,AL,BARE 185 sq.mm.TIS.85 | 9
set50150 | 1020010009 | CONDUCTOR,AL,BARE,400 SQ.MM.TIS.85 | 65
set50150 | 1020150204 | 115kV.TERMINATOR KIT,O/D,1x800,67-73mm | 3
set50150 | 1020210109 | LINE GUARD,PREFORMED,AL 400MM. | 6
set50150 | 1020420106 | CABLE LUG,NEMA HOLE,COMPRESSION TYPE,AL 185 SQ.MM. | 3
set50150 | 1020450001 | PLATE,AL,1mm THICK,PAINT COMP,4 SCREWS | 3
set50150 | 1020500005 | CONNECTOR,T-TYPE,FOR CONDUCTOR MAIN 400 SQ.MM. TO CONDUCTOR TAP 185-240 SQ.MM. | 3
set50150 | 1020570106 | CLIMP,TOP TYPE DOUBLE CONDUCTOR, AL 400 SQ.MM.FOR HORIZONTAL MOUNTING POST TYPE INSULATOR 115 KV. | 6
set50150 | 1030010204 | INSULATOR, POST TYPE 115 KV. HORIZONTAL MOUNTING | 6
set50150 | 1040000205 | S.A., 96 kV.10 kA. 3810 mm POLYMER | 3
set50150 | 1080050013 | CONDUIT,HDPE PN 6.3 SIZE 160 MM. TIS.982 | 32
set50202 | 1010000100 | STEEL CHANNEL, 100x50x5 mm. 2,250 MM.LONG | 3
set50202 | 1010110200 | BOLT,MACHINE M.16x130 mm. | 3
set50202 | 1010110204 | BOLT,MACHINE M.16x300 mm. | 1
set50202 | 1010110205 | BOLT,MACHINE M.16x350 mm. | 2
set50202 | 1010110300 | BOLT,MACHINE M.20X350 MM. | 3
set50202 | 1010150000 | BOLT,OVAL EYE M.16X150 MM. | 3
set50202 | 1010180100 | WASHER,PLAIN,SQUARE,LARGE 52x52x4.5 mm.HOLE DIA. 18 MM. TIS.258 | 12
set50202 | 1010180101 | WASHER,PLAIN,SQUARE,LARGE 62X62X6 MM.HOLE DIA.22 MM. TIS.258 | 6
set50202 | 1010180301 | WASHER,LOCK,SPRING,SIZE 16 mm.,GENERAL PURPOSE,TIS.259 | 3
set50202 | 1010200009 | BRACE,ALLEY ARM 50x50x6 MM. 1,000 MM.LONG | 3
set50205 | 1010000100 | STEEL CHANNEL, 100x50x5 mm. 2,250 MM.LONG | 6
set50205 | 1010030002 | PLATE,STEEL 6X100X450 MM. | 6
set50205 | 1010050000 | ST. PIPE,SIZE 20, 100 MM.LONG W/O T.E. | 3
set50205 | 1010110200 | BOLT,MACHINE M.16x130 mm. | 6
set50205 | 1010110201 | BOLT,MACHINE M.16x170 mm. | 6
set50205 | 1010110204 | BOLT,MACHINE M.16x300 mm. | 1
set50205 | 1010110205 | BOLT,MACHINE M.16x350 mm. | 2
set50205 | 1010110300 | BOLT,MACHINE M.20X350 MM. | 3
set50205 | 1010150000 | BOLT,OVAL EYE M.16X150 MM. | 3
set50205 | 1010180100 | WASHER,PLAIN,SQUARE,LARGE 52x52x4.5 mm.HOLE DIA. 18 MM. TIS.258 | 24
set50205 | 1010180101 | WASHER,PLAIN,SQUARE,LARGE 62X62X6 MM.HOLE DIA.22 MM. TIS.258 | 6
set50205 | 1010180301 | WASHER,LOCK,SPRING,SIZE 16 mm.,GENERAL PURPOSE,TIS.259 | 3
set50205 | 1010200009 | BRACE,ALLEY ARM 50x50x6 MM. 1,000 MM.LONG | 6
set50212 | 1010000100 | STEEL CHANNEL, 100x50x5 mm. 2,250 MM.LONG | 6
set50212 | 1010030002 | PLATE,STEEL 6X100X450 MM. | 12
set50212 | 1010050000 | ST. PIPE,SIZE 20, 100 MM.LONG W/O T.E. | 6
set50212 | 1010110200 | BOLT,MACHINE M.16x130 mm. | 6
set50212 | 1010110201 | BOLT,MACHINE M.16x170 mm. | 18
set50212 | 1010110204 | BOLT,MACHINE M.16x300 mm. | 1
set50212 | 1010110205 | BOLT,MACHINE M.16x350 mm. | 2
set50212 | 1010110300 | BOLT,MACHINE M.20X350 MM. | 3
set50212 | 1010180100 | WASHER,PLAIN,SQUARE,LARGE 52x52x4.5 mm.HOLE DIA. 18 MM. TIS.258 | 42
set50212 | 1010180101 | WASHER,PLAIN,SQUARE,LARGE 62X62X6 MM.HOLE DIA.22 MM. TIS.258 | 6
set50212 | 1010180301 | WASHER,LOCK,SPRING,SIZE 16 mm.,GENERAL PURPOSE,TIS.259 | 6
set50212 | 1010200009 | BRACE,ALLEY ARM 50x50x6 MM. 1,000 MM.LONG | 6
set50212 | 1030140012 | BRACKET,CORNER SUSPENSION | 3
set50214 | 1010000100 | STEEL CHANNEL, 100x50x5 mm. 2,250 MM.LONG | 3
set50214 | 1010110200 | BOLT,MACHINE M.16x130 mm. | 3
set50214 | 1010110204 | BOLT,MACHINE M.16x300 mm. | 1
set50214 | 1010110205 | BOLT,MACHINE M.16x350 mm. | 2
set50214 | 1010110300 | BOLT,MACHINE M.20X350 MM. | 3
set50214 | 1010150000 | BOLT,OVAL EYE M.16X150 MM. | 3
set50214 | 1010180100 | WASHER,PLAIN,SQUARE,LARGE 52x52x4.5 mm.HOLE DIA. 18 MM. TIS.258 | 12
set50214 | 1010180101 | WASHER,PLAIN,SQUARE,LARGE 62X62X6 MM.HOLE DIA.22 MM. TIS.258 | 6
set50214 | 1010180301 | WASHER,LOCK,SPRING,SIZE 16 mm.,GENERAL PURPOSE,TIS.259 | 3
set50214 | 1010200009 | BRACE,ALLEY ARM 50x50x6 MM. 1,000 MM.LONG | 3
set50216 | 1000120004 | CROSSARM,CHANNEL STEEL,ALLEY ARM,150X75X9 MM.3,000 MM.LONG | 6
set50216 | 1010030002 | PLATE,STEEL 6X100X450 MM. | 6
set50216 | 1010030102 | PLATE,STEEL DOUBLE ARMING 12X100X760 MM. | 6
set50216 | 1010050002 | ST. PIPE,SIZE 20, 150 MM.LONG W/O T.E. | 2
set50216 | 1010110203 | BOLT,MACHINE M.16x250 mm. | 12
set50216 | 1010110204 | BOLT,MACHINE M.16x300 mm. | 1
set50216 | 1010110205 | BOLT,MACHINE M.16x350 mm. | 2
set50216 | 1010110300 | BOLT,MACHINE M.20X350 MM. | 2
set50216 | 1010110301 | BOLT,MACHINE M.20x400 mm. | 1
set50216 | 1010120000 | BOLT,DOUBLE ARMING,M.16x400 mm. | 3
set50216 | 1010150001 | BOLT,OVAL EYE M.16X200 MM. | 2
set50216 | 1010180100 | WASHER,PLAIN,SQUARE,LARGE 52x52x4.5 mm.HOLE DIA. 18 MM. TIS.258 | 36
set50216 | 1010180101 | WASHER,PLAIN,SQUARE,LARGE 62X62X6 MM.HOLE DIA.22 MM. TIS.258 | 6
set50216 | 1010180301 | WASHER,LOCK,SPRING,SIZE 16 mm.,GENERAL PURPOSE,TIS.259 | 2
set50216 | 1010200003 | BRACE,FLAT,FOR CROSSARM 50X10X1,950 MM. | 6
set50216 | 1020210109 | LINE GUARD,PREFORMED,AL 400MM. | 1
set50216 | 1020570106 | CLIMP,TOP TYPE DOUBLE CONDUCTOR, AL 400 SQ.MM.FOR HORIZONTAL MOUNTING POST TYPE INSULATOR 115 KV. | 1
set50216 | 1030010204 | INSULATOR, POST TYPE 115 KV. HORIZONTAL MOUNTING | 1
set50216 | 1030140011 | CLEVIS,THIMBLE,FOR PREFORMED DEAD-END | 3
set50223 | 1010000100 | STEEL CHANNEL, 100x50x5 mm. 2,250 MM.LONG | 3
set50223 | 1010110204 | BOLT,MACHINE M.16x300 mm. | 1
set50223 | 1010110205 | BOLT,MACHINE M.16x350 mm. | 2
set50223 | 1010110300 | BOLT,MACHINE M.20X350 MM. | 3
set50223 | 1010110400 | BOLT,MACHINE, HEXAGON, M.16X75 MM. | 3
set50223 | 1010150000 | BOLT,OVAL EYE M.16X150 MM. | 3
set50223 | 1010150100 | BOLT,OVAL M.20X350 MM. | 3
set50223 | 1010180002 | NET,EYE M.20 | 3
set50223 | 1010180100 | WASHER,PLAIN,SQUARE,LARGE 52x52x4.5 mm.HOLE DIA. 18 MM. TIS.258 | 9
set50223 | 1010180101 | WASHER,PLAIN,SQUARE,LARGE 62X62X6 MM.HOLE DIA.22 MM. TIS.258 | 12
set50223 | 1010180301 | WASHER,LOCK,SPRING,SIZE 16 mm.,GENERAL PURPOSE,TIS.259 | 3
set50223 | 1010200002 | BRACE,FLAT,FOR CROSSARM 40x6x1,000 mm. | 3
set50224 | 1010000100 | STEEL CHANNEL, 100x50x5 mm. 2,250 MM.LONG | 3
set50224 | 1010000400 | STEEL CHANNEL,200X80X7.5 MM.1,000 MM.LONG | 6
set50224 | 1010110200 | BOLT,MACHINE M.16x130 mm. | 3
set50224 | 1010110204 | BOLT,MACHINE M.16x300 mm. | 1
set50224 | 1010110205 | BOLT,MACHINE M.16x350 mm. | 2
set50224 | 1010110300 | BOLT,MACHINE M.20X350 MM. | 7
set50224 | 1010110301 | BOLT,MACHINE M.20x400 mm. | 2
set50224 | 1010150000 | BOLT,OVAL EYE M.16X150 MM. | 3
set50224 | 1010150100 | BOLT,OVAL M.20X350 MM. | 6
set50224 | 1010180100 | WASHER,PLAIN,SQUARE,LARGE 52x52x4.5 mm.HOLE DIA. 18 MM. TIS.258 | 12
set50224 | 1010180101 | WASHER,PLAIN,SQUARE,LARGE 62X62X6 MM.HOLE DIA.22 MM. TIS.258 | 30
set50224 | 1010180301 | WASHER,LOCK,SPRING,SIZE 16 mm.,GENERAL PURPOSE,TIS.259 | 3
set50224 | 1010180302 | WASHER,LOCK,SPRING,SIZE 20 MM.,GENERAL PURPOSE,TIS.259 | 6
set50224 | 1010200009 | BRACE,ALLEY ARM 50x50x6 MM. 1,000 MM.LONG | 3
set50226 | 1000120002 | CROSSARM,STEEL ANGLE 150X150X12 MM.4,500 MM.LONG | 2
set50226 | 1010000100 | STEEL CHANNEL, 100x50x5 mm. 2,250 MM.LONG | 1
set50226 | 1010030102 | PLATE,STEEL DOUBLE ARMING 12X100X760 MM. | 2
set50226 | 1010110201 | BOLT,MACHINE M.16x170 mm. | 4
set50226 | 1010110205 | BOLT,MACHINE M.16x350 mm. | 2
set50226 | 1010110301 | BOLT,MACHINE M.20x400 mm. | 2
set50226 | 1010110400 | BOLT,MACHINE, HEXAGON, M.16X75 MM. | 5
set50226 | 1010120000 | BOLT,DOUBLE ARMING,M.16x400 mm. | 4
set50226 | 1010150000 | BOLT,OVAL EYE M.16X150 MM. | 1
set50226 | 1010150101 | BOLT,OVAL M.20X450 MM. | 1
set50226 | 1010180002 | NET,EYE M.20 | 1
set50226 | 1010180100 | WASHER,PLAIN,SQUARE,LARGE 52x52x4.5 mm.HOLE DIA. 18 MM. TIS.258 | 23
set50226 | 1010180101 | WASHER,PLAIN,SQUARE,LARGE 62X62X6 MM.HOLE DIA.22 MM. TIS.258 | 6
set50226 | 1010180301 | WASHER,LOCK,SPRING,SIZE 16 mm.,GENERAL PURPOSE,TIS.259 | 5
set50226 | 1010200002 | BRACE,FLAT,FOR CROSSARM 40x6x1,000 mm. | 1
set50226 | 1010200007 | BRACE,ANGLE STEEL 50x50x6 mm. 1,800 mm.WIDE 450 mm.DROP | 2
set50227 | 1000120002 | CROSSARM,STEEL ANGLE 150X150X12 MM.4,500 MM.LONG | 2
set50227 | 1010000103 | STEEL CHANNEL,100X50X5 MM.4,200 MM.LONG | 1
set50227 | 1010030102 | PLATE,STEEL DOUBLE ARMING 12X100X760 MM. | 2
set50227 | 1010110200 | BOLT,MACHINE M.16x130 mm. | 2
set50227 | 1010110201 | BOLT,MACHINE M.16x170 mm. | 4
set50227 | 1010110205 | BOLT,MACHINE M.16x350 mm. | 2
set50227 | 1010110301 | BOLT,MACHINE M.20x400 mm. | 1
set50227 | 1010110400 | BOLT,MACHINE, HEXAGON, M.16X75 MM. | 4
set50227 | 1010120000 | BOLT,DOUBLE ARMING,M.16x400 mm. | 4
set50227 | 1010150000 | BOLT,OVAL EYE M.16X150 MM. | 1
set50227 | 1010150100 | BOLT,OVAL M.20X350 MM. | 1
set50227 | 1010180002 | NET,EYE M.20 | 1
set50227 | 1010180100 | WASHER,PLAIN,SQUARE,LARGE 52x52x4.5 mm.HOLE DIA. 18 MM. TIS.258 | 25
set50227 | 1010180101 | WASHER,PLAIN,SQUARE,LARGE 62X62X6 MM.HOLE DIA.22 MM. TIS.258 | 4
set50227 | 1010180301 | WASHER,LOCK,SPRING,SIZE 16 mm.,GENERAL PURPOSE,TIS.259 | 5
set50227 | 1010200007 | BRACE,ANGLE STEEL 50x50x6 mm. 1,800 mm.WIDE 450 mm.DROP | 3
set50232 | 1010000400 | STEEL CHANNEL,200X80X7.5 MM.1,000 MM.LONG | 6
set50232 | 1010110302 | BOLT,MACHINE M.20X450 MM. | 6
set50232 | 1010150100 | BOLT,OVAL M.20X350 MM. | 3
set50232 | 1010150101 | BOLT,OVAL M.20X450 MM. | 3
set50232 | 1010180101 | WASHER,PLAIN,SQUARE,LARGE 62X62X6 MM.HOLE DIA.22 MM. TIS.258 | 24
set50232 | 1010180302 | WASHER,LOCK,SPRING,SIZE 20 MM.,GENERAL PURPOSE,TIS.259 | 6
set50233 | 1010000100 | STEEL CHANNEL, 100x50x5 mm. 2,250 MM.LONG | 3
set50233 | 1010010004 | STEEL ANGLE,OVERHEAD GROUND WIRE BAYONET 65X65X6 MM. 2,500 MM.LONG | 1
set50233 | 1010030006 | PLATE,STEEL,FOR OVERHEAD GROUND WIRE BAYONET,ACCORDING TO DWG.NO.SA3-015/44004 | 1
set50233 | 1010100003 | WIRE,STEEL STRANDED 35 SQ.MM.TIS.404 | 3.5
set50233 | 1010110101 | BOLE,MACHINE M. 12X50 MM. | 1
set50233 | 1010110200 | BOLT,MACHINE M.16x130 mm. | 3
set50233 | 1010110204 | BOLT,MACHINE M.16x300 mm. | 4
set50233 | 1010110205 | BOLT,MACHINE M.16x350 mm. | 1
set50233 | 1010110206 | BOLT,MACHINE M.16x400 mm. | 1
set50233 | 1010110300 | BOLT,MACHINE M.20X350 MM. | 2
set50233 | 1010110301 | BOLT,MACHINE M.20x400 mm. | 1
set50233 | 1010150000 | BOLT,OVAL EYE M.16X150 MM. | 4
set50233 | 1010180100 | WASHER,PLAIN,SQUARE,LARGE 52x52x4.5 mm.HOLE DIA. 18 MM. TIS.258 | 42
set50233 | 1010180101 | WASHER,PLAIN,SQUARE,LARGE 62X62X6 MM.HOLE DIA.22 MM. TIS.258 | 36
set50233 | 1010180301 | WASHER,LOCK,SPRING,SIZE 16 mm.,GENERAL PURPOSE,TIS.259 | 18
set50233 | 1010200009 | BRACE,ALLEY ARM 50x50x6 MM. 1,000 MM.LONG | 3
set50233 | 1010230003 | CLAMP,TRIPLE BOLTS FOR STEEL STRANDED WIRE 35 SQ.MM. | 1
set50233 | 1010230203 | GROUND WIRE SUPPORT AND CLAMP,FOR BAYONET | 1
set50233 | 1020230001 | ARMOR-GRIP,PREFORMED,AL 400 SQ.MM. | 3
set50233 | 1030020100 | INSULATOR SUSPENSION COMPOSITE,FOR 115 KV.NOMINAL SECTION LENGHT 1,100-1,200 MM.TENSION , MIN 110 KN. | 3
set50233 | 1030140003 | SOCKET-EYE | 3
set50233 | 9090011007 | WELDING POWDER, ST. WIRE 50 SQ.MM. TO GD | 1
set50234 | 1010000100 | STEEL CHANNEL, 100x50x5 mm. 2,250 MM.LONG | 6
set50234 | 1010010004 | STEEL ANGLE,OVERHEAD GROUND WIRE BAYONET 65X65X6 MM. 2,500 MM.LONG | 1
set50234 | 1010030002 | PLATE,STEEL 6X100X450 MM. | 6
set50234 | 1010030006 | PLATE,STEEL,FOR OVERHEAD GROUND WIRE BAYONET,ACCORDING TO DWG.NO.SA3-015/44004 | 1
set50234 | 1010050000 | ST. PIPE,SIZE 20, 100 MM.LONG W/O T.E. | 3
set50234 | 1010100003 | WIRE,STEEL STRANDED 35 SQ.MM.TIS.404 | 3.5
set50234 | 1010110101 | BOLE,MACHINE M. 12X50 MM. | 1
set50234 | 1010110200 | BOLT,MACHINE M.16x130 mm. | 6
set50234 | 1010110201 | BOLT,MACHINE M.16x170 mm. | 6
set50234 | 1010110204 | BOLT,MACHINE M.16x300 mm. | 4
set50234 | 1010110205 | BOLT,MACHINE M.16x350 mm. | 1
set50234 | 1010110206 | BOLT,MACHINE M.16x400 mm. | 1
set50234 | 1010110300 | BOLT,MACHINE M.20X350 MM. | 2
set50234 | 1010110301 | BOLT,MACHINE M.20x400 mm. | 1
set50234 | 1010150000 | BOLT,OVAL EYE M.16X150 MM. | 3
set50234 | 1010180100 | WASHER,PLAIN,SQUARE,LARGE 52x52x4.5 mm.HOLE DIA. 18 MM. TIS.258 | 42
set50234 | 1010180101 | WASHER,PLAIN,SQUARE,LARGE 62X62X6 MM.HOLE DIA.22 MM. TIS.258 | 6
set50234 | 1010180301 | WASHER,LOCK,SPRING,SIZE 16 mm.,GENERAL PURPOSE,TIS.259 | 3
set50234 | 1010200009 | BRACE,ALLEY ARM 50x50x6 MM. 1,000 MM.LONG | 6
set50234 | 1010230003 | CLAMP,TRIPLE BOLTS FOR STEEL STRANDED WIRE 35 SQ.MM. | 1
set50234 | 1010230203 | GROUND WIRE SUPPORT AND CLAMP,FOR BAYONET | 1
set50234 | 1020230001 | ARMOR-GRIP,PREFORMED,AL 400 SQ.MM. | 3
set50234 | 1030020100 | INSULATOR SUSPENSION COMPOSITE,FOR 115 KV.NOMINAL SECTION LENGHT 1,100-1,200 MM.TENSION , MIN 110 KN. | 3
set50234 | 1030140003 | SOCKET-EYE | 3
set50234 | 9090011007 | WELDING POWDER, ST. WIRE 50 SQ.MM. TO GD | 1
set50235 | 1010000100 | STEEL CHANNEL, 100x50x5 mm. 2,250 MM.LONG | 6
set50235 | 1010010004 | STEEL ANGLE,OVERHEAD GROUND WIRE BAYONET 65X65X6 MM. 2,500 MM.LONG | 1
set50235 | 1010030002 | PLATE,STEEL 6X100X450 MM. | 12
set50235 | 1010030006 | PLATE,STEEL,FOR OVERHEAD GROUND WIRE BAYONET,ACCORDING TO DWG.NO.SA3-015/44004 | 1
set50235 | 1010050000 | ST. PIPE,SIZE 20, 100 MM.LONG W/O T.E. | 6
set50235 | 1010100003 | WIRE,STEEL STRANDED 35 SQ.MM.TIS.404 | 3.5
set50235 | 1010110101 | BOLE,MACHINE M. 12X50 MM. | 1
set50235 | 1010110200 | BOLT,MACHINE M.16x130 mm. | 6
set50235 | 1010110201 | BOLT,MACHINE M.16x170 mm. | 18
set50235 | 1010110204 | BOLT,MACHINE M.16x300 mm. | 4
set50235 | 1010110205 | BOLT,MACHINE M.16x350 mm. | 1
set50235 | 1010110206 | BOLT,MACHINE M.16x400 mm. | 1
set50235 | 1010110300 | BOLT,MACHINE M.20X350 MM. | 2
set50235 | 1010110301 | BOLT,MACHINE M.20x400 mm. | 1
set50235 | 1010180100 | WASHER,PLAIN,SQUARE,LARGE 52x52x4.5 mm.HOLE DIA. 18 MM. TIS.258 | 60
set50235 | 1010180101 | WASHER,PLAIN,SQUARE,LARGE 62X62X6 MM.HOLE DIA.22 MM. TIS.258 | 6
set50235 | 1010180301 | WASHER,LOCK,SPRING,SIZE 16 mm.,GENERAL PURPOSE,TIS.259 | 6
set50235 | 1010200009 | BRACE,ALLEY ARM 50x50x6 MM. 1,000 MM.LONG | 6
set50235 | 1010230003 | CLAMP,TRIPLE BOLTS FOR STEEL STRANDED WIRE 35 SQ.MM. | 1
set50235 | 1010230203 | GROUND WIRE SUPPORT AND CLAMP,FOR BAYONET | 1
set50235 | 1020230001 | ARMOR-GRIP,PREFORMED,AL 400 SQ.MM. | 3
set50235 | 1030020100 | INSULATOR SUSPENSION COMPOSITE,FOR 115 KV.NOMINAL SECTION LENGHT 1,100-1,200 MM.TENSION , MIN 110 KN. | 3
set50235 | 1030140003 | SOCKET-EYE | 3
set50235 | 1030140012 | BRACKET,CORNER SUSPENSION | 3
set50235 | 9090011007 | WELDING POWDER, ST. WIRE 50 SQ.MM. TO GD | 1
set50236 | 1010000100 | STEEL CHANNEL, 100x50x5 mm. 2,250 MM.LONG | 3
set50236 | 1010010005 | STEEL ANGLE,OVERHEAD GROUND WIRE CORNER BAYONET 65X65X6 MM. 2,500 MM.LONG | 1
set50236 | 1010030006 | PLATE,STEEL,FOR OVERHEAD GROUND WIRE BAYONET,ACCORDING TO DWG.NO.SA3-015/44004 | 1
set50236 | 1010100003 | WIRE,STEEL STRANDED 35 SQ.MM.TIS.404 | 3.5
set50236 | 1010110101 | BOLE,MACHINE M. 12X50 MM. | 1
set50236 | 1010110200 | BOLT,MACHINE M.16x130 mm. | 3
set50236 | 1010110204 | BOLT,MACHINE M.16x300 mm. | 4
set50236 | 1010110205 | BOLT,MACHINE M.16x350 mm. | 1
set50236 | 1010110206 | BOLT,MACHINE M.16x400 mm. | 1
set50236 | 1010110300 | BOLT,MACHINE M.20X350 MM. | 2
set50236 | 1010110301 | BOLT,MACHINE M.20x400 mm. | 1
set50236 | 1010150000 | BOLT,OVAL EYE M.16X150 MM. | 3
set50236 | 1010150100 | BOLT,OVAL M.20X350 MM. | 1
set50236 | 1010150101 | BOLT,OVAL M.20X450 MM. | 2
set50236 | 1010180002 | NET,EYE M.20 | 3
set50236 | 1010180100 | WASHER,PLAIN,SQUARE,LARGE 52x52x4.5 mm.HOLE DIA. 18 MM. TIS.258 | 24
set50236 | 1010180101 | WASHER,PLAIN,SQUARE,LARGE 62X62X6 MM.HOLE DIA.22 MM. TIS.258 | 12
set50236 | 1010180301 | WASHER,LOCK,SPRING,SIZE 16 mm.,GENERAL PURPOSE,TIS.259 | 3
set50236 | 1010200009 | BRACE,ALLEY ARM 50x50x6 MM. 1,000 MM.LONG | 3
set50236 | 1010230003 | CLAMP,TRIPLE BOLTS FOR STEEL STRANDED WIRE 35 SQ.MM. | 1
set50236 | 1010230203 | GROUND WIRE SUPPORT AND CLAMP,FOR BAYONET | 1
set50236 | 1020230001 | ARMOR-GRIP,PREFORMED,AL 400 SQ.MM. | 3
set50236 | 1020240000 | SPACER,HELICAL ROD,PREFORMED,FOR AL.400 SQ.MM. | 6
set50236 | 1020420302 | TERMINAL,COMPRESSION,15 DEGREE PAD,NEMA,4-HOLE,FOR AL. 400 SQ.MM. | 3
set50236 | 1020430001 | CLAMP DEAD END,COMPRESSION,SINGLE LUG,FOR AL.CONDUCTOR 400 SQ.MM. | 3
set50236 | 1030020100 | INSULATOR SUSPENSION COMPOSITE,FOR 115 KV.NOMINAL SECTION LENGHT 1,100-1,200 MM.TENSION , MIN 110 KN. | 3
set50236 | 1030020101 | INSULATOR,SUSPENSION,COMPOSITE,FOR 115 KV.NOMINAL SELTION LENGHT 1,500-1,600 MM.TENSION LOAD,MIN 110 | 6
set50236 | 1030110103 | CLAMP,STRAIN,WITH CLAMPING KEEPER,FOR AL.CONDUCTOR 400 SQ.MM. | 3
set50236 | 1030140003 | SOCKET-EYE | 6
set50236 | 1030140006 | SOCKET-CLEVIS,ANSI TYPE B | 3
set50236 | 9090011007 | WELDING POWDER, ST. WIRE 50 SQ.MM. TO GD | 1
set50237 | 1010000304 | STEEL CHANNEL150X75X6.5 MM.2,500MM. | 2
set50237 | 1010030002 | PLATE,STEEL 6X100X450 MM. | 4
set50237 | 1010030006 | PLATE,STEEL,FOR OVERHEAD GROUND WIRE BAYONET,ACCORDING TO DWG.NO.SA3-015/44004 | 1
set50237 | 1010050002 | ST. PIPE,SIZE 20, 150 MM.LONG W/O T.E. | 1
set50237 | 1010050010 | PIPE,STEEL,SIZE 20,TYPE 2, 250 mm LONG TIS.277 BUT WITHOUT THREADED END | 1
set50237 | 1010100003 | WIRE,STEEL STRANDED 35 SQ.MM.TIS.404 | 3.5
set50237 | 1010110101 | BOLE,MACHINE M. 12X50 MM. | 1
set50237 | 1010110202 | BOLT,MACHINE M.16x200 mm. | 4
set50237 | 1010110204 | BOLT,MACHINE M.16x300 mm. | 3
set50237 | 1010140001 | BOLT, ROUNG EYE M 16X200 MM. | 1
set50237 | 1010150100 | BOLT,OVAL M.20X350 MM. | 4
set50237 | 1010150101 | BOLT,OVAL M.20X450 MM. | 2
set50237 | 1010180100 | WASHER,PLAIN,SQUARE,LARGE 52x52x4.5 mm.HOLE DIA. 18 MM. TIS.258 | 18
set50237 | 1010180101 | WASHER,PLAIN,SQUARE,LARGE 62X62X6 MM.HOLE DIA.22 MM. TIS.258 | 12
set50237 | 1010180301 | WASHER,LOCK,SPRING,SIZE 16 mm.,GENERAL PURPOSE,TIS.259 | 2
set50237 | 1010180302 | WASHER,LOCK,SPRING,SIZE 20 MM.,GENERAL PURPOSE,TIS.259 | 6
set50237 | 1010210200 | BOLT,STRAND EYE,SINGLE M.16X350 MM. | 1
set50237 | 1010210304 | THIMBLE,GUY,FOR STEEL WIRE 50-95 sq.mm. | 1
set50237 | 1010230000 | CLAMP,SINGLE U-BOLT,M.8 (WIRE ROPE CLIP) | 1
set50237 | 1010230003 | CLAMP,TRIPLE BOLTS FOR STEEL STRANDED WIRE 35 SQ.MM. | 4
set50237 | 1020240000 | SPACER,HELICAL ROD,PREFORMED,FOR AL.400 SQ.MM. | 3
set50237 | 1020420302 | TERMINAL,COMPRESSION,15 DEGREE PAD,NEMA,4-HOLE,FOR AL. 400 SQ.MM. | 6
set50237 | 1020430101 | CLAMP,DEAD END,COMPRESSION,DOUBLE LUG,FOR AL.CONDUCTOR 400 SQ.MM. | 3
set50237 | 1030020101 | INSULATOR,SUSPENSION,COMPOSITE,FOR 115 KV.NOMINAL SELTION LENGHT 1,500-1,600 MM.TENSION LOAD,MIN 110 | 6
set50237 | 1030110103 | CLAMP,STRAIN,WITH CLAMPING KEEPER,FOR AL.CONDUCTOR 400 SQ.MM. | 3
set50237 | 1030140003 | SOCKET-EYE | 3
set50237 | 1030140006 | SOCKET-CLEVIS,ANSI TYPE B | 3
set50237 | 9090011007 | WELDING POWDER, ST. WIRE 50 SQ.MM. TO GD | 1
set50238 | 1010000100 | STEEL CHANNEL, 100x50x5 mm. 2,250 MM.LONG | 3
set50238 | 1010000304 | STEEL CHANNEL150X75X6.5 MM.2,500MM. | 2
set50238 | 1010030002 | PLATE,STEEL 6X100X450 MM. | 4
set50238 | 1010030006 | PLATE,STEEL,FOR OVERHEAD GROUND WIRE BAYONET,ACCORDING TO DWG.NO.SA3-015/44004 | 1
set50238 | 1010050002 | ST. PIPE,SIZE 20, 150 MM.LONG W/O T.E. | 1
set50238 | 1010050010 | PIPE,STEEL,SIZE 20,TYPE 2, 250 mm LONG TIS.277 BUT WITHOUT THREADED END | 1
set50238 | 1010100003 | WIRE,STEEL STRANDED 35 SQ.MM.TIS.404 | 3.5
set50238 | 1010110101 | BOLE,MACHINE M. 12X50 MM. | 1
set50238 | 1010110200 | BOLT,MACHINE M.16x130 mm. | 3
set50238 | 1010110202 | BOLT,MACHINE M.16x200 mm. | 4
set50238 | 1010110204 | BOLT,MACHINE M.16x300 mm. | 4
set50238 | 1010110205 | BOLT,MACHINE M.16x350 mm. | 1
set50238 | 1010110206 | BOLT,MACHINE M.16x400 mm. | 1
set50238 | 1010110300 | BOLT,MACHINE M.20X350 MM. | 2
set50238 | 1010110301 | BOLT,MACHINE M.20x400 mm. | 1
set50238 | 1010140001 | BOLT, ROUNG EYE M 16X200 MM. | 1
set50238 | 1010150000 | BOLT,OVAL EYE M.16X150 MM. | 3
set50238 | 1010150100 | BOLT,OVAL M.20X350 MM. | 2
set50238 | 1010150101 | BOLT,OVAL M.20X450 MM. | 4
set50238 | 1010180001 | NUT,EYE M.16 DIN 582 | 1
set50238 | 1010180002 | NET,EYE M.20 | 3
set50238 | 1010180100 | WASHER,PLAIN,SQUARE,LARGE 52x52x4.5 mm.HOLE DIA. 18 MM. TIS.258 | 36
set50238 | 1010180101 | WASHER,PLAIN,SQUARE,LARGE 62X62X6 MM.HOLE DIA.22 MM. TIS.258 | 18
set50238 | 1010180301 | WASHER,LOCK,SPRING,SIZE 16 mm.,GENERAL PURPOSE,TIS.259 | 4
set50238 | 1010180302 | WASHER,LOCK,SPRING,SIZE 20 MM.,GENERAL PURPOSE,TIS.259 | 3
set50238 | 1010200009 | BRACE,ALLEY ARM 50x50x6 MM. 1,000 MM.LONG | 3
set50238 | 1010210200 | BOLT,STRAND EYE,SINGLE M.16X350 MM. | 1
set50238 | 1010210304 | THIMBLE,GUY,FOR STEEL WIRE 50-95 sq.mm. | 2
set50238 | 1010230000 | CLAMP,SINGLE U-BOLT,M.8 (WIRE ROPE CLIP) | 1
set50238 | 1010230003 | CLAMP,TRIPLE BOLTS FOR STEEL STRANDED WIRE 35 SQ.MM. | 6
set50238 | 1020230001 | ARMOR-GRIP,PREFORMED,AL 400 SQ.MM. | 3
set50238 | 1020420302 | TERMINAL,COMPRESSION,15 DEGREE PAD,NEMA,4-HOLE,FOR AL. 400 SQ.MM. | 6
set50238 | 1020430001 | CLAMP DEAD END,COMPRESSION,SINGLE LUG,FOR AL.CONDUCTOR 400 SQ.MM. | 3
set50238 | 1030020100 | INSULATOR SUSPENSION COMPOSITE,FOR 115 KV.NOMINAL SECTION LENGHT 1,100-1,200 MM.TENSION , MIN 110 KN. | 3
set50238 | 1030020101 | INSULATOR,SUSPENSION,COMPOSITE,FOR 115 KV.NOMINAL SELTION LENGHT 1,500-1,600 MM.TENSION LOAD,MIN 110 | 9
set50238 | 1030110103 | CLAMP,STRAIN,WITH CLAMPING KEEPER,FOR AL.CONDUCTOR 400 SQ.MM. | 6
set50238 | 1030140003 | SOCKET-EYE | 9
set50238 | 1030140006 | SOCKET-CLEVIS,ANSI TYPE B | 3
set50238 | 9090011007 | WELDING POWDER, ST. WIRE 50 SQ.MM. TO GD | 1
set50239 | 1010150100 | BOLT,OVAL M.20X350 MM. | 2
set50239 | 1010150101 | BOLT,OVAL M.20X450 MM. | 4
set50239 | 1010180101 | WASHER,PLAIN,SQUARE,LARGE 62X62X6 MM.HOLE DIA.22 MM. TIS.258 | 12
set50239 | 1010180302 | WASHER,LOCK,SPRING,SIZE 20 MM.,GENERAL PURPOSE,TIS.259 | 6
set50303 | 1010000100 | STEEL CHANNEL, 100x50x5 mm. 2,250 MM.LONG | 3
set50303 | 1010110200 | BOLT,MACHINE M.16x130 mm. | 3
set50303 | 1010110204 | BOLT,MACHINE M.16x300 mm. | 1
set50303 | 1010110205 | BOLT,MACHINE M.16x350 mm. | 2
set50303 | 1010110300 | BOLT,MACHINE M.20X350 MM. | 3
set50303 | 1010150000 | BOLT,OVAL EYE M.16X150 MM. | 3
set50303 | 1010180100 | WASHER,PLAIN,SQUARE,LARGE 52x52x4.5 mm.HOLE DIA. 18 MM. TIS.258 | 12
set50303 | 1010180101 | WASHER,PLAIN,SQUARE,LARGE 62X62X6 MM.HOLE DIA.22 MM. TIS.258 | 6
set50303 | 1010180301 | WASHER,LOCK,SPRING,SIZE 16 mm.,GENERAL PURPOSE,TIS.259 | 3
set50303 | 1010200009 | BRACE,ALLEY ARM 50x50x6 MM. 1,000 MM.LONG | 3
set50304 | 1010000100 | STEEL CHANNEL, 100x50x5 mm. 2,250 MM.LONG | 6
set50304 | 1010030002 | PLATE,STEEL 6X100X450 MM. | 6
set50304 | 1010050000 | ST. PIPE,SIZE 20, 100 MM.LONG W/O T.E. | 3
set50304 | 1010110200 | BOLT,MACHINE M.16x130 mm. | 6
set50304 | 1010110201 | BOLT,MACHINE M.16x170 mm. | 6
set50304 | 1010110204 | BOLT,MACHINE M.16x300 mm. | 1
set50304 | 1010110205 | BOLT,MACHINE M.16x350 mm. | 2
set50304 | 1010110300 | BOLT,MACHINE M.20X350 MM. | 3
set50304 | 1010150000 | BOLT,OVAL EYE M.16X150 MM. | 3
set50304 | 1010180100 | WASHER,PLAIN,SQUARE,LARGE 52x52x4.5 mm.HOLE DIA. 18 MM. TIS.258 | 24
set50304 | 1010180101 | WASHER,PLAIN,SQUARE,LARGE 62X62X6 MM.HOLE DIA.22 MM. TIS.258 | 6
set50304 | 1010180301 | WASHER,LOCK,SPRING,SIZE 16 mm.,GENERAL PURPOSE,TIS.259 | 3
set50304 | 1010200009 | BRACE,ALLEY ARM 50x50x6 MM. 1,000 MM.LONG | 6
set50308 | 1010000103 | STEEL CHANNEL,100X50X5 MM.4,200 MM.LONG | 2
set50308 | 1010110200 | BOLT,MACHINE M.16x130 mm. | 4
set50308 | 1010110205 | BOLT,MACHINE M.16x350 mm. | 5
set50308 | 1010110301 | BOLT,MACHINE M.20x400 mm. | 2
set50308 | 1010150000 | BOLT,OVAL EYE M.16X150 MM. | 3
set50308 | 1010180100 | WASHER,PLAIN,SQUARE,LARGE 52x52x4.5 mm.HOLE DIA. 18 MM. TIS.258 | 14
set50308 | 1010180101 | WASHER,PLAIN,SQUARE,LARGE 62X62X6 MM.HOLE DIA.22 MM. TIS.258 | 4
set50308 | 1010180301 | WASHER,LOCK,SPRING,SIZE 16 mm.,GENERAL PURPOSE,TIS.259 | 3
set50308 | 1010200007 | BRACE,ANGLE STEEL 50x50x6 mm. 1,800 mm.WIDE 450 mm.DROP | 2
set50312 | 1010000100 | STEEL CHANNEL, 100x50x5 mm. 2,250 MM.LONG | 6
set50312 | 1010030002 | PLATE,STEEL 6X100X450 MM. | 12
set50312 | 1010050000 | ST. PIPE,SIZE 20, 100 MM.LONG W/O T.E. | 6
set50312 | 1010110200 | BOLT,MACHINE M.16x130 mm. | 6
set50312 | 1010110201 | BOLT,MACHINE M.16x170 mm. | 18
set50312 | 1010110204 | BOLT,MACHINE M.16x300 mm. | 1
set50312 | 1010110205 | BOLT,MACHINE M.16x350 mm. | 2
set50312 | 1010110300 | BOLT,MACHINE M.20X350 MM. | 3
set50312 | 1010180100 | WASHER,PLAIN,SQUARE,LARGE 52x52x4.5 mm.HOLE DIA. 18 MM. TIS.258 | 42
set50312 | 1010180101 | WASHER,PLAIN,SQUARE,LARGE 62X62X6 MM.HOLE DIA.22 MM. TIS.258 | 6
set50312 | 1010180301 | WASHER,LOCK,SPRING,SIZE 16 mm.,GENERAL PURPOSE,TIS.259 | 6
set50312 | 1010200009 | BRACE,ALLEY ARM 50x50x6 MM. 1,000 MM.LONG | 6
set50312 | 1030140012 | BRACKET,CORNER SUSPENSION | 3
set50313 | 1010000100 | STEEL CHANNEL, 100x50x5 mm. 2,250 MM.LONG | 3
set50313 | 1010110200 | BOLT,MACHINE M.16x130 mm. | 3
set50313 | 1010110204 | BOLT,MACHINE M.16x300 mm. | 1
set50313 | 1010110205 | BOLT,MACHINE M.16x350 mm. | 2
set50313 | 1010110300 | BOLT,MACHINE M.20X350 MM. | 3
set50313 | 1010150000 | BOLT,OVAL EYE M.16X150 MM. | 3
set50313 | 1010180100 | WASHER,PLAIN,SQUARE,LARGE 52x52x4.5 mm.HOLE DIA. 18 MM. TIS.258 | 12
set50313 | 1010180101 | WASHER,PLAIN,SQUARE,LARGE 62X62X6 MM.HOLE DIA.22 MM. TIS.258 | 6
set50313 | 1010180301 | WASHER,LOCK,SPRING,SIZE 16 mm.,GENERAL PURPOSE,TIS.259 | 3
set50313 | 1010200009 | BRACE,ALLEY ARM 50x50x6 MM. 1,000 MM.LONG | 3
set50315 | 1000120004 | CROSSARM,CHANNEL STEEL,ALLEY ARM,150X75X9 MM.3,000 MM.LONG | 6
set50315 | 1010030002 | PLATE,STEEL 6X100X450 MM. | 6
set50315 | 1010030102 | PLATE,STEEL DOUBLE ARMING 12X100X760 MM. | 6
set50315 | 1010050002 | ST. PIPE,SIZE 20, 150 MM.LONG W/O T.E. | 2
set50315 | 1010110203 | BOLT,MACHINE M.16x250 mm. | 12
set50315 | 1010110204 | BOLT,MACHINE M.16x300 mm. | 1
set50315 | 1010110205 | BOLT,MACHINE M.16x350 mm. | 2
set50315 | 1010110300 | BOLT,MACHINE M.20X350 MM. | 2
set50315 | 1010110301 | BOLT,MACHINE M.20x400 mm. | 1
set50315 | 1010120000 | BOLT,DOUBLE ARMING,M.16x400 mm. | 3
set50315 | 1010150001 | BOLT,OVAL EYE M.16X200 MM. | 2
set50315 | 1010180100 | WASHER,PLAIN,SQUARE,LARGE 52x52x4.5 mm.HOLE DIA. 18 MM. TIS.258 | 36
set50315 | 1010180101 | WASHER,PLAIN,SQUARE,LARGE 62X62X6 MM.HOLE DIA.22 MM. TIS.258 | 6
set50315 | 1010180301 | WASHER,LOCK,SPRING,SIZE 16 mm.,GENERAL PURPOSE,TIS.259 | 2
set50315 | 1010200003 | BRACE,FLAT,FOR CROSSARM 50X10X1,950 MM. | 6
set50315 | 1020210109 | LINE GUARD,PREFORMED,AL 400MM. | 2
set50315 | 1020240000 | SPACER,HELICAL ROD,PREFORMED,FOR AL.400 SQ.MM. | 6
set50315 | 1020570106 | CLIMP,TOP TYPE DOUBLE CONDUCTOR, AL 400 SQ.MM.FOR HORIZONTAL MOUNTING POST TYPE INSULATOR 115 KV. | 1
set50315 | 1030010204 | INSULATOR, POST TYPE 115 KV. HORIZONTAL MOUNTING | 1
set50315 | 1030140011 | CLEVIS,THIMBLE,FOR PREFORMED DEAD-END | 3
set50323 | 1010000100 | STEEL CHANNEL, 100x50x5 mm. 2,250 MM.LONG | 3
set50323 | 1010110204 | BOLT,MACHINE M.16x300 mm. | 3
set50323 | 1010110205 | BOLT,MACHINE M.16x350 mm. | 2
set50323 | 1010110300 | BOLT,MACHINE M.20X350 MM. | 3
set50323 | 1010110400 | BOLT,MACHINE, HEXAGON, M.16X75 MM. | 3
set50323 | 1010150000 | BOLT,OVAL EYE M.16X150 MM. | 3
set50323 | 1010150100 | BOLT,OVAL M.20X350 MM. | 3
set50323 | 1010180002 | NET,EYE M.20 | 3
set50323 | 1010180100 | WASHER,PLAIN,SQUARE,LARGE 52x52x4.5 mm.HOLE DIA. 18 MM. TIS.258 | 12
set50323 | 1010180101 | WASHER,PLAIN,SQUARE,LARGE 62X62X6 MM.HOLE DIA.22 MM. TIS.258 | 9
set50323 | 1010180301 | WASHER,LOCK,SPRING,SIZE 16 mm.,GENERAL PURPOSE,TIS.259 | 3
set50323 | 1010200002 | BRACE,FLAT,FOR CROSSARM 40x6x1,000 mm. | 3
set50324 | 1010000100 | STEEL CHANNEL, 100x50x5 mm. 2,250 MM.LONG | 3
set50324 | 1010000400 | STEEL CHANNEL,200X80X7.5 MM.1,000 MM.LONG | 6
set50324 | 1010110200 | BOLT,MACHINE M.16x130 mm. | 3
set50324 | 1010110204 | BOLT,MACHINE M.16x300 mm. | 1
set50324 | 1010110205 | BOLT,MACHINE M.16x350 mm. | 2
set50324 | 1010110300 | BOLT,MACHINE M.20X350 MM. | 7
set50324 | 1010110301 | BOLT,MACHINE M.20x400 mm. | 2
set50324 | 1010150000 | BOLT,OVAL EYE M.16X150 MM. | 3
set50324 | 1010150100 | BOLT,OVAL M.20X350 MM. | 6
set50324 | 1010180100 | WASHER,PLAIN,SQUARE,LARGE 52x52x4.5 mm.HOLE DIA. 18 MM. TIS.258 | 12
set50324 | 1010180101 | WASHER,PLAIN,SQUARE,LARGE 62X62X6 MM.HOLE DIA.22 MM. TIS.258 | 30
set50324 | 1010180301 | WASHER,LOCK,SPRING,SIZE 16 mm.,GENERAL PURPOSE,TIS.259 | 3
set50324 | 1010180302 | WASHER,LOCK,SPRING,SIZE 20 MM.,GENERAL PURPOSE,TIS.259 | 6
set50324 | 1010200009 | BRACE,ALLEY ARM 50x50x6 MM. 1,000 MM.LONG | 3
set50324 | 1020240000 | SPACER,HELICAL ROD,PREFORMED,FOR AL.400 SQ.MM. | 6
set50326 | 1000120002 | CROSSARM,STEEL ANGLE 150X150X12 MM.4,500 MM.LONG | 2
set50326 | 1010000100 | STEEL CHANNEL, 100x50x5 mm. 2,250 MM.LONG | 1
set50326 | 1010030102 | PLATE,STEEL DOUBLE ARMING 12X100X760 MM. | 2
set50326 | 1010110201 | BOLT,MACHINE M.16x170 mm. | 4
set50326 | 1010110205 | BOLT,MACHINE M.16x350 mm. | 2
set50326 | 1010110301 | BOLT,MACHINE M.20x400 mm. | 2
set50326 | 1010110400 | BOLT,MACHINE, HEXAGON, M.16X75 MM. | 5
set50326 | 1010120000 | BOLT,DOUBLE ARMING,M.16x400 mm. | 4
set50326 | 1010150000 | BOLT,OVAL EYE M.16X150 MM. | 1
set50326 | 1010150101 | BOLT,OVAL M.20X450 MM. | 1
set50326 | 1010180002 | NET,EYE M.20 | 1
set50326 | 1010180100 | WASHER,PLAIN,SQUARE,LARGE 52x52x4.5 mm.HOLE DIA. 18 MM. TIS.258 | 23
set50326 | 1010180101 | WASHER,PLAIN,SQUARE,LARGE 62X62X6 MM.HOLE DIA.22 MM. TIS.258 | 6
set50326 | 1010180301 | WASHER,LOCK,SPRING,SIZE 16 mm.,GENERAL PURPOSE,TIS.259 | 5
set50326 | 1010200002 | BRACE,FLAT,FOR CROSSARM 40x6x1,000 mm. | 1
set50326 | 1010200007 | BRACE,ANGLE STEEL 50x50x6 mm. 1,800 mm.WIDE 450 mm.DROP | 2
set50326 | 1020240000 | SPACER,HELICAL ROD,PREFORMED,FOR AL.400 SQ.MM. | 4
set50327 | 1000120002 | CROSSARM,STEEL ANGLE 150X150X12 MM.4,500 MM.LONG | 2
set50327 | 1010000103 | STEEL CHANNEL,100X50X5 MM.4,200 MM.LONG | 1
set50327 | 1010030102 | PLATE,STEEL DOUBLE ARMING 12X100X760 MM. | 2
set50327 | 1010110200 | BOLT,MACHINE M.16x130 mm. | 2
set50327 | 1010110201 | BOLT,MACHINE M.16x170 mm. | 4
set50327 | 1010110205 | BOLT,MACHINE M.16x350 mm. | 5
set50327 | 1010110301 | BOLT,MACHINE M.20x400 mm. | 1
set50327 | 1010110400 | BOLT,MACHINE, HEXAGON, M.16X75 MM. | 4
set50327 | 1010120000 | BOLT,DOUBLE ARMING,M.16x400 mm. | 4
set50327 | 1010150000 | BOLT,OVAL EYE M.16X150 MM. | 1
set50327 | 1010150100 | BOLT,OVAL M.20X350 MM. | 1
set50327 | 1010180002 | NET,EYE M.20 | 1
set50327 | 1010180100 | WASHER,PLAIN,SQUARE,LARGE 52x52x4.5 mm.HOLE DIA. 18 MM. TIS.258 | 25
set50327 | 1010180101 | WASHER,PLAIN,SQUARE,LARGE 62X62X6 MM.HOLE DIA.22 MM. TIS.258 | 4
set50327 | 1010180301 | WASHER,LOCK,SPRING,SIZE 16 mm.,GENERAL PURPOSE,TIS.259 | 5
set50327 | 1010200007 | BRACE,ANGLE STEEL 50x50x6 mm. 1,800 mm.WIDE 450 mm.DROP | 3
set50327 | 1020240000 | SPACER,HELICAL ROD,PREFORMED,FOR AL.400 SQ.MM. | 4
set50332 | 1010000400 | STEEL CHANNEL,200X80X7.5 MM.1,000 MM.LONG | 6
set50332 | 1010110302 | BOLT,MACHINE M.20X450 MM. | 6
set50332 | 1010150100 | BOLT,OVAL M.20X350 MM. | 3
set50332 | 1010150101 | BOLT,OVAL M.20X450 MM. | 3
set50332 | 1010180101 | WASHER,PLAIN,SQUARE,LARGE 62X62X6 MM.HOLE DIA.22 MM. TIS.258 | 24
set50332 | 1010180302 | WASHER,LOCK,SPRING,SIZE 20 MM.,GENERAL PURPOSE,TIS.259 | 6
set50332 | 1020240000 | SPACER,HELICAL ROD,PREFORMED,FOR AL.400 SQ.MM. | 3
set50400 | 1010010004 | STEEL ANGLE,OVERHEAD GROUND WIRE BAYONET 65X65X6 MM. 2,500 MM.LONG | 1
set50400 | 1010030006 | PLATE,STEEL,FOR OVERHEAD GROUND WIRE BAYONET,ACCORDING TO DWG.NO.SA3-015/44004 | 1
set50400 | 1010100004 | WIRE,STEEL STRANDED 50/7 sq.mm.TIS.404 | 2.5
set50400 | 1010110101 | BOLE,MACHINE M. 12X50 MM. | 1
set50400 | 1010110204 | BOLT,MACHINE M.16x300 mm. | 3
set50400 | 1010180100 | WASHER,PLAIN,SQUARE,LARGE 52x52x4.5 mm.HOLE DIA. 18 MM. TIS.258 | 6
set50400 | 1020230004 | ARMOR-GRIP.PREFORMED.OPGW.BEYONET | 1
set50400 | 1020300103 | CONNECTOR,PARALLEL GROOVE,TRIPLE BOLT,AL,AL-ALLOY AND ACSR 70-185 SQ.MM. | 1
set50400 | 9090011007 | WELDING POWDER, ST. WIRE 50 SQ.MM. TO GD | 1
set50401 | 1010010005 | STEEL ANGLE,OVERHEAD GROUND WIRE CORNER BAYONET 65X65X6 MM. 2,500 MM.LONG | 1
set50401 | 1010030006 | PLATE,STEEL,FOR OVERHEAD GROUND WIRE BAYONET,ACCORDING TO DWG.NO.SA3-015/44004 | 1
set50401 | 1010100004 | WIRE,STEEL STRANDED 50/7 sq.mm.TIS.404 | 2.5
set50401 | 1010110101 | BOLE,MACHINE M. 12X50 MM. | 1
set50401 | 1010110204 | BOLT,MACHINE M.16x300 mm. | 3
set50401 | 1010180100 | WASHER,PLAIN,SQUARE,LARGE 52x52x4.5 mm.HOLE DIA. 18 MM. TIS.258 | 6
set50401 | 1020230004 | ARMOR-GRIP.PREFORMED.OPGW.BEYONET | 1
set50401 | 1020300103 | CONNECTOR,PARALLEL GROOVE,TRIPLE BOLT,AL,AL-ALLOY AND ACSR 70-185 SQ.MM. | 1
set50401 | 9090011007 | WELDING POWDER, ST. WIRE 50 SQ.MM. TO GD | 1
set50402 | 1010030006 | PLATE,STEEL,FOR OVERHEAD GROUND WIRE BAYONET,ACCORDING TO DWG.NO.SA3-015/44004 | 1
set50402 | 1010100004 | WIRE,STEEL STRANDED 50/7 sq.mm.TIS.404 | 1
set50402 | 1010110101 | BOLE,MACHINE M. 12X50 MM. | 1
set50402 | 1020230003 | ARMOR-GRIP.PREFORMED.OPGW.CONCRETE POLE | 1
set50402 | 1020300103 | CONNECTOR,PARALLEL GROOVE,TRIPLE BOLT,AL,AL-ALLOY AND ACSR 70-185 SQ.MM. | 1
set50402 | 9090011007 | WELDING POWDER, ST. WIRE 50 SQ.MM. TO GD | 1
set50403 | 1010030006 | PLATE,STEEL,FOR OVERHEAD GROUND WIRE BAYONET,ACCORDING TO DWG.NO.SA3-015/44004 | 1
set50403 | 1010100004 | WIRE,STEEL STRANDED 50/7 sq.mm.TIS.404 | 1
set50403 | 1010110101 | BOLE,MACHINE M. 12X50 MM. | 1
set50403 | 1010110400 | BOLT,MACHINE, HEXAGON, M.16X75 MM. | 1
set50403 | 1010180001 | NUT,EYE M.16 DIN 582 | 1
set50403 | 1010180100 | WASHER,PLAIN,SQUARE,LARGE 52x52x4.5 mm.HOLE DIA. 18 MM. TIS.258 | 2
set50403 | 1010200001 | BRACE,FLAT,FOR CROSSARM 30x6x760 mm. | 1
set50403 | 1010210202 | BOLT,STRAND EYE,SINGLE 45 DEGREE M.16X350 MM. | 1
set50403 | 1020250300 | PREFORMED D/E. OPGW.DIA. 14 MM. | 1
set50403 | 1020300103 | CONNECTOR,PARALLEL GROOVE,TRIPLE BOLT,AL,AL-ALLOY AND ACSR 70-185 SQ.MM. | 1
set50403 | 1030140011 | CLEVIS,THIMBLE,FOR PREFORMED DEAD-END | 1
set50403 | 9090011007 | WELDING POWDER, ST. WIRE 50 SQ.MM. TO GD | 1
set50404 | 1010000304 | STEEL CHANNEL150X75X6.5 MM.2,500MM. | 1
set50404 | 1010030006 | PLATE,STEEL,FOR OVERHEAD GROUND WIRE BAYONET,ACCORDING TO DWG.NO.SA3-015/44004 | 1
set50404 | 1010100004 | WIRE,STEEL STRANDED 50/7 sq.mm.TIS.404 | 2.5
set50404 | 1010110101 | BOLE,MACHINE M. 12X50 MM. | 1
set50404 | 1010110204 | BOLT,MACHINE M.16x300 mm. | 3
set50404 | 1010110400 | BOLT,MACHINE, HEXAGON, M.16X75 MM. | 2
set50404 | 1010140001 | BOLT, ROUNG EYE M 16X200 MM. | 1
set50404 | 1010180001 | NUT,EYE M.16 DIN 582 | 1
set50404 | 1010180100 | WASHER,PLAIN,SQUARE,LARGE 52x52x4.5 mm.HOLE DIA. 18 MM. TIS.258 | 8
set50404 | 1010200001 | BRACE,FLAT,FOR CROSSARM 30x6x760 mm. | 2
set50404 | 1010230000 | CLAMP,SINGLE U-BOLT,M.8 (WIRE ROPE CLIP) | 1
set50404 | 1020250300 | PREFORMED D/E. OPGW.DIA. 14 MM. | 2
set50404 | 1020300103 | CONNECTOR,PARALLEL GROOVE,TRIPLE BOLT,AL,AL-ALLOY AND ACSR 70-185 SQ.MM. | 1
set50404 | 1030140011 | CLEVIS,THIMBLE,FOR PREFORMED DEAD-END | 2
set50404 | 9090011007 | WELDING POWDER, ST. WIRE 50 SQ.MM. TO GD | 1
set50405 | 1010000304 | STEEL CHANNEL150X75X6.5 MM.2,500MM. | 1
set50405 | 1010030006 | PLATE,STEEL,FOR OVERHEAD GROUND WIRE BAYONET,ACCORDING TO DWG.NO.SA3-015/44004 | 1
set50405 | 1010100004 | WIRE,STEEL STRANDED 50/7 sq.mm.TIS.404 | 2.5
set50405 | 1010110101 | BOLE,MACHINE M. 12X50 MM. | 1
set50405 | 1010110204 | BOLT,MACHINE M.16x300 mm. | 3
set50405 | 1010110400 | BOLT,MACHINE, HEXAGON, M.16X75 MM. | 2
set50405 | 1010140001 | BOLT, ROUNG EYE M 16X200 MM. | 1
set50405 | 1010180001 | NUT,EYE M.16 DIN 582 | 1
set50405 | 1010180100 | WASHER,PLAIN,SQUARE,LARGE 52x52x4.5 mm.HOLE DIA. 18 MM. TIS.258 | 10
set50405 | 1010200001 | BRACE,FLAT,FOR CROSSARM 30x6x760 mm. | 2
set50405 | 1010210202 | BOLT,STRAND EYE,SINGLE 45 DEGREE M.16X350 MM. | 1
set50405 | 1010230000 | CLAMP,SINGLE U-BOLT,M.8 (WIRE ROPE CLIP) | 1
set50405 | 1020250300 | PREFORMED D/E. OPGW.DIA. 14 MM. | 2
set50405 | 1020300103 | CONNECTOR,PARALLEL GROOVE,TRIPLE BOLT,AL,AL-ALLOY AND ACSR 70-185 SQ.MM. | 1
set50405 | 1030140011 | CLEVIS,THIMBLE,FOR PREFORMED DEAD-END | 2
set50405 | 9090011007 | WELDING POWDER, ST. WIRE 50 SQ.MM. TO GD | 1
set50406 | 1000120004 | CROSSARM,CHANNEL STEEL,ALLEY ARM,150X75X9 MM.3,000 MM.LONG | 1
set50406 | 1010030006 | PLATE,STEEL,FOR OVERHEAD GROUND WIRE BAYONET,ACCORDING TO DWG.NO.SA3-015/44004 | 1
set50406 | 1010100004 | WIRE,STEEL STRANDED 50/7 sq.mm.TIS.404 | 3
set50406 | 1010110101 | BOLE,MACHINE M. 12X50 MM. | 1
set50406 | 1010110204 | BOLT,MACHINE M.16x300 mm. | 3
set50406 | 1010110400 | BOLT,MACHINE, HEXAGON, M.16X75 MM. | 1
set50406 | 1010140001 | BOLT, ROUNG EYE M 16X200 MM. | 1
set50406 | 1010180100 | WASHER,PLAIN,SQUARE,LARGE 52x52x4.5 mm.HOLE DIA. 18 MM. TIS.258 | 10
set50406 | 1010180301 | WASHER,LOCK,SPRING,SIZE 16 mm.,GENERAL PURPOSE,TIS.259 | 1
set50406 | 1010200001 | BRACE,FLAT,FOR CROSSARM 30x6x760 mm. | 1
set50406 | 1010210202 | BOLT,STRAND EYE,SINGLE 45 DEGREE M.16X350 MM. | 1
set50406 | 1010230000 | CLAMP,SINGLE U-BOLT,M.8 (WIRE ROPE CLIP) | 1
set50406 | 1020250300 | PREFORMED D/E. OPGW.DIA. 14 MM. | 1
set50406 | 1020300103 | CONNECTOR,PARALLEL GROOVE,TRIPLE BOLT,AL,AL-ALLOY AND ACSR 70-185 SQ.MM. | 1
set50406 | 1030140011 | CLEVIS,THIMBLE,FOR PREFORMED DEAD-END | 1
set50406 | 9090011007 | WELDING POWDER, ST. WIRE 50 SQ.MM. TO GD | 1
set50407 | 1010000304 | STEEL CHANNEL150X75X6.5 MM.2,500MM. | 2
set50407 | 1010030002 | PLATE,STEEL 6X100X450 MM. | 4
set50407 | 1010030006 | PLATE,STEEL,FOR OVERHEAD GROUND WIRE BAYONET,ACCORDING TO DWG.NO.SA3-015/44004 | 1
set50407 | 1010050002 | ST. PIPE,SIZE 20, 150 MM.LONG W/O T.E. | 1
set50407 | 1010050010 | PIPE,STEEL,SIZE 20,TYPE 2, 250 mm LONG TIS.277 BUT WITHOUT THREADED END | 1
set50407 | 1010100004 | WIRE,STEEL STRANDED 50/7 sq.mm.TIS.404 | 2.5
set50407 | 1010110101 | BOLE,MACHINE M. 12X50 MM. | 1
set50407 | 1010110202 | BOLT,MACHINE M.16x200 mm. | 4
set50407 | 1010110204 | BOLT,MACHINE M.16x300 mm. | 3
set50407 | 1010110400 | BOLT,MACHINE, HEXAGON, M.16X75 MM. | 2
set50407 | 1010140001 | BOLT, ROUNG EYE M 16X200 MM. | 1
set50407 | 1010180100 | WASHER,PLAIN,SQUARE,LARGE 52x52x4.5 mm.HOLE DIA. 18 MM. TIS.258 | 20
set50407 | 1010180301 | WASHER,LOCK,SPRING,SIZE 16 mm.,GENERAL PURPOSE,TIS.259 | 2
set50407 | 1010200001 | BRACE,FLAT,FOR CROSSARM 30x6x760 mm. | 2
set50407 | 1010210200 | BOLT,STRAND EYE,SINGLE M.16X350 MM. | 1
set50407 | 1010210202 | BOLT,STRAND EYE,SINGLE 45 DEGREE M.16X350 MM. | 1
set50407 | 1010230000 | CLAMP,SINGLE U-BOLT,M.8 (WIRE ROPE CLIP) | 1
set50407 | 1020250300 | PREFORMED D/E. OPGW.DIA. 14 MM. | 2
set50407 | 1020300103 | CONNECTOR,PARALLEL GROOVE,TRIPLE BOLT,AL,AL-ALLOY AND ACSR 70-185 SQ.MM. | 1
set50407 | 1030140011 | CLEVIS,THIMBLE,FOR PREFORMED DEAD-END | 2
set50407 | 9090011007 | WELDING POWDER, ST. WIRE 50 SQ.MM. TO GD | 1
set50408 | 1010000304 | STEEL CHANNEL150X75X6.5 MM.2,500MM. | 2
set50408 | 1010030002 | PLATE,STEEL 6X100X450 MM. | 4
set50408 | 1010030006 | PLATE,STEEL,FOR OVERHEAD GROUND WIRE BAYONET,ACCORDING TO DWG.NO.SA3-015/44004 | 1
set50408 | 1010050002 | ST. PIPE,SIZE 20, 150 MM.LONG W/O T.E. | 1
set50408 | 1010050010 | PIPE,STEEL,SIZE 20,TYPE 2, 250 mm LONG TIS.277 BUT WITHOUT THREADED END | 1
set50408 | 1010100004 | WIRE,STEEL STRANDED 50/7 sq.mm.TIS.404 | 2.5
set50408 | 1010110101 | BOLE,MACHINE M. 12X50 MM. | 1
set50408 | 1010110202 | BOLT,MACHINE M.16x200 mm. | 4
set50408 | 1010110204 | BOLT,MACHINE M.16x300 mm. | 3
set50408 | 1010110400 | BOLT,MACHINE, HEXAGON, M.16X75 MM. | 2
set50408 | 1010140001 | BOLT, ROUNG EYE M 16X200 MM. | 1
set50408 | 1010180100 | WASHER,PLAIN,SQUARE,LARGE 52x52x4.5 mm.HOLE DIA. 18 MM. TIS.258 | 18
set50408 | 1010180301 | WASHER,LOCK,SPRING,SIZE 16 mm.,GENERAL PURPOSE,TIS.259 | 2
set50408 | 1010200001 | BRACE,FLAT,FOR CROSSARM 30x6x760 mm. | 2
set50408 | 1010210200 | BOLT,STRAND EYE,SINGLE M.16X350 MM. | 1
set50408 | 1010230000 | CLAMP,SINGLE U-BOLT,M.8 (WIRE ROPE CLIP) | 1
set50408 | 1020250300 | PREFORMED D/E. OPGW.DIA. 14 MM. | 2
set50408 | 1020300103 | CONNECTOR,PARALLEL GROOVE,TRIPLE BOLT,AL,AL-ALLOY AND ACSR 70-185 SQ.MM. | 1
set50408 | 1030140011 | CLEVIS,THIMBLE,FOR PREFORMED DEAD-END | 2
set50408 | 9090011007 | WELDING POWDER, ST. WIRE 50 SQ.MM. TO GD | 1
set50409 | 1010000304 | STEEL CHANNEL150X75X6.5 MM.2,500MM. | 2
set50409 | 1010030002 | PLATE,STEEL 6X100X450 MM. | 4
set50409 | 1010030006 | PLATE,STEEL,FOR OVERHEAD GROUND WIRE BAYONET,ACCORDING TO DWG.NO.SA3-015/44004 | 1
set50409 | 1010050002 | ST. PIPE,SIZE 20, 150 MM.LONG W/O T.E. | 1
set50409 | 1010050010 | PIPE,STEEL,SIZE 20,TYPE 2, 250 mm LONG TIS.277 BUT WITHOUT THREADED END | 1
set50409 | 1010100004 | WIRE,STEEL STRANDED 50/7 sq.mm.TIS.404 | 2.5
set50409 | 1010110101 | BOLE,MACHINE M. 12X50 MM. | 1
set50409 | 1010110202 | BOLT,MACHINE M.16x200 mm. | 4
set50409 | 1010110204 | BOLT,MACHINE M.16x300 mm. | 3
set50409 | 1010110400 | BOLT,MACHINE, HEXAGON, M.16X75 MM. | 3
set50409 | 1010140001 | BOLT, ROUNG EYE M 16X200 MM. | 1
set50409 | 1010180001 | NUT,EYE M.16 DIN 582 | 1
set50409 | 1010180100 | WASHER,PLAIN,SQUARE,LARGE 52x52x4.5 mm.HOLE DIA. 18 MM. TIS.258 | 18
set50409 | 1010180301 | WASHER,LOCK,SPRING,SIZE 16 mm.,GENERAL PURPOSE,TIS.259 | 1
set50409 | 1010200001 | BRACE,FLAT,FOR CROSSARM 30x6x760 mm. | 3
set50409 | 1010210200 | BOLT,STRAND EYE,SINGLE M.16X350 MM. | 1
set50409 | 1010230000 | CLAMP,SINGLE U-BOLT,M.8 (WIRE ROPE CLIP) | 1
set50409 | 1010230003 | CLAMP,TRIPLE BOLTS FOR STEEL STRANDED WIRE 35 SQ.MM. | 1
set50409 | 1020250300 | PREFORMED D/E. OPGW.DIA. 14 MM. | 3
set50409 | 1020300103 | CONNECTOR,PARALLEL GROOVE,TRIPLE BOLT,AL,AL-ALLOY AND ACSR 70-185 SQ.MM. | 3
set50409 | 1030140011 | CLEVIS,THIMBLE,FOR PREFORMED DEAD-END | 3
set50409 | 9090011007 | WELDING POWDER, ST. WIRE 50 SQ.MM. TO GD | 1
set50410 | 1010000304 | STEEL CHANNEL150X75X6.5 MM.2,500MM. | 2
set50410 | 1010030002 | PLATE,STEEL 6X100X450 MM. | 4
set50410 | 1010030006 | PLATE,STEEL,FOR OVERHEAD GROUND WIRE BAYONET,ACCORDING TO DWG.NO.SA3-015/44004 | 1
set50410 | 1010050002 | ST. PIPE,SIZE 20, 150 MM.LONG W/O T.E. | 1
set50410 | 1010050010 | PIPE,STEEL,SIZE 20,TYPE 2, 250 mm LONG TIS.277 BUT WITHOUT THREADED END | 1
set50410 | 1010100004 | WIRE,STEEL STRANDED 50/7 sq.mm.TIS.404 | 2.5
set50410 | 1010110101 | BOLE,MACHINE M. 12X50 MM. | 1
set50410 | 1010110202 | BOLT,MACHINE M.16x200 mm. | 4
set50410 | 1010110204 | BOLT,MACHINE M.16x300 mm. | 3
set50410 | 1010110400 | BOLT,MACHINE, HEXAGON, M.16X75 MM. | 2
set50410 | 1010140001 | BOLT, ROUNG EYE M 16X200 MM. | 1
set50410 | 1010180001 | NUT,EYE M.16 DIN 582 | 1
set50410 | 1010180100 | WASHER,PLAIN,SQUARE,LARGE 52x52x4.5 mm.HOLE DIA. 18 MM. TIS.258 | 18
set50410 | 1010180301 | WASHER,LOCK,SPRING,SIZE 16 mm.,GENERAL PURPOSE,TIS.259 | 1
set50410 | 1010200001 | BRACE,FLAT,FOR CROSSARM 30x6x760 mm. | 2
set50410 | 1010210200 | BOLT,STRAND EYE,SINGLE M.16X350 MM. | 1
set50410 | 1010230000 | CLAMP,SINGLE U-BOLT,M.8 (WIRE ROPE CLIP) | 1
set50410 | 1010230003 | CLAMP,TRIPLE BOLTS FOR STEEL STRANDED WIRE 35 SQ.MM. | 1
set50410 | 1020250300 | PREFORMED D/E. OPGW.DIA. 14 MM. | 2
set50410 | 1030140011 | CLEVIS,THIMBLE,FOR PREFORMED DEAD-END | 2
set50410 | 9090011007 | WELDING POWDER, ST. WIRE 50 SQ.MM. TO GD | 1
set50411 | 1010000304 | STEEL CHANNEL150X75X6.5 MM.2,500MM. | 2
set50411 | 1010010000 | STEEL ANGLE,65X65X6 MM.1,000 MM.LONG | 2
set50411 | 1010030005 | PLATE,STEEL 6X100X900 MM. | 2
set50411 | 1010030006 | PLATE,STEEL,FOR OVERHEAD GROUND WIRE BAYONET,ACCORDING TO DWG.NO.SA3-015/44004 | 2
set50411 | 1010100004 | WIRE,STEEL STRANDED 50/7 sq.mm.TIS.404 | 5
set50411 | 1010110101 | BOLE,MACHINE M. 12X50 MM. | 2
set50411 | 1010110200 | BOLT,MACHINE M.16x130 mm. | 4
set50411 | 1010110204 | BOLT,MACHINE M.16x300 mm. | 6
set50411 | 1010110400 | BOLT,MACHINE, HEXAGON, M.16X75 MM. | 2
set50411 | 1010140001 | BOLT, ROUNG EYE M 16X200 MM. | 2
set50411 | 1010180100 | WASHER,PLAIN,SQUARE,LARGE 52x52x4.5 mm.HOLE DIA. 18 MM. TIS.258 | 24
set50411 | 1010180301 | WASHER,LOCK,SPRING,SIZE 16 mm.,GENERAL PURPOSE,TIS.259 | 6
set50411 | 1010200001 | BRACE,FLAT,FOR CROSSARM 30x6x760 mm. | 2
set50411 | 1010230000 | CLAMP,SINGLE U-BOLT,M.8 (WIRE ROPE CLIP) | 2
set50411 | 1020250300 | PREFORMED D/E. OPGW.DIA. 14 MM. | 2
set50411 | 1020300103 | CONNECTOR,PARALLEL GROOVE,TRIPLE BOLT,AL,AL-ALLOY AND ACSR 70-185 SQ.MM. | 1
set50411 | 1030140011 | CLEVIS,THIMBLE,FOR PREFORMED DEAD-END | 2
set50411 | 9090011007 | WELDING POWDER, ST. WIRE 50 SQ.MM. TO GD | 2
set50412 | 1010000304 | STEEL CHANNEL150X75X6.5 MM.2,500MM. | 2
set50412 | 1010010000 | STEEL ANGLE,65X65X6 MM.1,000 MM.LONG | 2
set50412 | 1010030005 | PLATE,STEEL 6X100X900 MM. | 2
set50412 | 1010030006 | PLATE,STEEL,FOR OVERHEAD GROUND WIRE BAYONET,ACCORDING TO DWG.NO.SA3-015/44004 | 2
set50412 | 1010100004 | WIRE,STEEL STRANDED 50/7 sq.mm.TIS.404 | 5
set50412 | 1010110101 | BOLE,MACHINE M. 12X50 MM. | 2
set50412 | 1010110200 | BOLT,MACHINE M.16x130 mm. | 4
set50412 | 1010110204 | BOLT,MACHINE M.16x300 mm. | 6
set50412 | 1010110400 | BOLT,MACHINE, HEXAGON, M.16X75 MM. | 1
set50412 | 1010140001 | BOLT, ROUNG EYE M 16X200 MM. | 2
set50412 | 1010180100 | WASHER,PLAIN,SQUARE,LARGE 52x52x4.5 mm.HOLE DIA. 18 MM. TIS.258 | 26
set50412 | 1010180301 | WASHER,LOCK,SPRING,SIZE 16 mm.,GENERAL PURPOSE,TIS.259 | 6
set50412 | 1010200001 | BRACE,FLAT,FOR CROSSARM 30x6x760 mm. | 2
set50412 | 1010210202 | BOLT,STRAND EYE,SINGLE 45 DEGREE M.16X350 MM. | 1
set50412 | 1010230000 | CLAMP,SINGLE U-BOLT,M.8 (WIRE ROPE CLIP) | 2
set50412 | 1020250300 | PREFORMED D/E. OPGW.DIA. 14 MM. | 1
set50412 | 1020300103 | CONNECTOR,PARALLEL GROOVE,TRIPLE BOLT,AL,AL-ALLOY AND ACSR 70-185 SQ.MM. | 1
set50412 | 1030140011 | CLEVIS,THIMBLE,FOR PREFORMED DEAD-END | 1
set50412 | 9090011007 | WELDING POWDER, ST. WIRE 50 SQ.MM. TO GD | 2
set50413 | 1010000304 | STEEL CHANNEL150X75X6.5 MM.2,500MM. | 2
set50413 | 1010010000 | STEEL ANGLE,65X65X6 MM.1,000 MM.LONG | 2
set50413 | 1010030005 | PLATE,STEEL 6X100X900 MM. | 2
set50413 | 1010030006 | PLATE,STEEL,FOR OVERHEAD GROUND WIRE BAYONET,ACCORDING TO DWG.NO.SA3-015/44004 | 2
set50413 | 1010050009 | ST. PIPE,SIZE 20, 75 MM.LONG W/O T.E. | 1
set50413 | 1010100004 | WIRE,STEEL STRANDED 50/7 sq.mm.TIS.404 | 5
set50413 | 1010110101 | BOLE,MACHINE M. 12X50 MM. | 2
set50413 | 1010110200 | BOLT,MACHINE M.16x130 mm. | 4
set50413 | 1010110204 | BOLT,MACHINE M.16x300 mm. | 6
set50413 | 1010110400 | BOLT,MACHINE, HEXAGON, M.16X75 MM. | 2
set50413 | 1010140001 | BOLT, ROUNG EYE M 16X200 MM. | 2
set50413 | 1010180100 | WASHER,PLAIN,SQUARE,LARGE 52x52x4.5 mm.HOLE DIA. 18 MM. TIS.258 | 24
set50413 | 1010180301 | WASHER,LOCK,SPRING,SIZE 16 mm.,GENERAL PURPOSE,TIS.259 | 6
set50413 | 1010200001 | BRACE,FLAT,FOR CROSSARM 30x6x760 mm. | 2
set50413 | 1010230000 | CLAMP,SINGLE U-BOLT,M.8 (WIRE ROPE CLIP) | 2
set50413 | 1020250300 | PREFORMED D/E. OPGW.DIA. 14 MM. | 2
set50413 | 1020300103 | CONNECTOR,PARALLEL GROOVE,TRIPLE BOLT,AL,AL-ALLOY AND ACSR 70-185 SQ.MM. | 1
set50413 | 1030140011 | CLEVIS,THIMBLE,FOR PREFORMED DEAD-END | 2
set50413 | 9090011007 | WELDING POWDER, ST. WIRE 50 SQ.MM. TO GD | 2
set50414 | 1010000304 | STEEL CHANNEL150X75X6.5 MM.2,500MM. | 2
set50414 | 1010010000 | STEEL ANGLE,65X65X6 MM.1,000 MM.LONG | 2
set50414 | 1010030005 | PLATE,STEEL 6X100X900 MM. | 2
set50414 | 1010030006 | PLATE,STEEL,FOR OVERHEAD GROUND WIRE BAYONET,ACCORDING TO DWG.NO.SA3-015/44004 | 2
set50414 | 1010050009 | ST. PIPE,SIZE 20, 75 MM.LONG W/O T.E. | 1
set50414 | 1010100004 | WIRE,STEEL STRANDED 50/7 sq.mm.TIS.404 | 5
set50414 | 1010110101 | BOLE,MACHINE M. 12X50 MM. | 2
set50414 | 1010110200 | BOLT,MACHINE M.16x130 mm. | 4
set50414 | 1010110204 | BOLT,MACHINE M.16x300 mm. | 6
set50414 | 1010110400 | BOLT,MACHINE, HEXAGON, M.16X75 MM. | 2
set50414 | 1010180100 | WASHER,PLAIN,SQUARE,LARGE 52x52x4.5 mm.HOLE DIA. 18 MM. TIS.258 | 26
set50414 | 1010180301 | WASHER,LOCK,SPRING,SIZE 16 mm.,GENERAL PURPOSE,TIS.259 | 6
set50414 | 1010200001 | BRACE,FLAT,FOR CROSSARM 30x6x760 mm. | 2
set50414 | 1010210202 | BOLT,STRAND EYE,SINGLE 45 DEGREE M.16X350 MM. | 1
set50414 | 1010230000 | CLAMP,SINGLE U-BOLT,M.8 (WIRE ROPE CLIP) | 2
set50414 | 1020250300 | PREFORMED D/E. OPGW.DIA. 14 MM. | 2
set50414 | 1020300103 | CONNECTOR,PARALLEL GROOVE,TRIPLE BOLT,AL,AL-ALLOY AND ACSR 70-185 SQ.MM. | 1
set50414 | 1030140011 | CLEVIS,THIMBLE,FOR PREFORMED DEAD-END | 2
set50414 | 9090011007 | WELDING POWDER, ST. WIRE 50 SQ.MM. TO GD | 2
set50415 | 1010000304 | STEEL CHANNEL150X75X6.5 MM.2,500MM. | 2
set50415 | 1010010000 | STEEL ANGLE,65X65X6 MM.1,000 MM.LONG | 2
set50415 | 1010030005 | PLATE,STEEL 6X100X900 MM. | 2
set50415 | 1010030006 | PLATE,STEEL,FOR OVERHEAD GROUND WIRE BAYONET,ACCORDING TO DWG.NO.SA3-015/44004 | 2
set50415 | 1010050009 | ST. PIPE,SIZE 20, 75 MM.LONG W/O T.E. | 1
set50415 | 1010100004 | WIRE,STEEL STRANDED 50/7 sq.mm.TIS.404 | 5
set50415 | 1010110101 | BOLE,MACHINE M. 12X50 MM. | 2
set50415 | 1010110200 | BOLT,MACHINE M.16x130 mm. | 4
set50415 | 1010110204 | BOLT,MACHINE M.16x300 mm. | 6
set50415 | 1010110400 | BOLT,MACHINE, HEXAGON, M.16X75 MM. | 3
set50415 | 1010140001 | BOLT, ROUNG EYE M 16X200 MM. | 3
set50415 | 1010180100 | WASHER,PLAIN,SQUARE,LARGE 52x52x4.5 mm.HOLE DIA. 18 MM. TIS.258 | 26
set50415 | 1010180301 | WASHER,LOCK,SPRING,SIZE 16 mm.,GENERAL PURPOSE,TIS.259 | 7
set50415 | 1010200001 | BRACE,FLAT,FOR CROSSARM 30x6x760 mm. | 3
set50415 | 1010230000 | CLAMP,SINGLE U-BOLT,M.8 (WIRE ROPE CLIP) | 2
set50415 | 1010230003 | CLAMP,TRIPLE BOLTS FOR STEEL STRANDED WIRE 35 SQ.MM. | 1
set50415 | 1020250300 | PREFORMED D/E. OPGW.DIA. 14 MM. | 3
set50415 | 1020300103 | CONNECTOR,PARALLEL GROOVE,TRIPLE BOLT,AL,AL-ALLOY AND ACSR 70-185 SQ.MM. | 3
set50415 | 1030140011 | CLEVIS,THIMBLE,FOR PREFORMED DEAD-END | 3
set50415 | 9090011007 | WELDING POWDER, ST. WIRE 50 SQ.MM. TO GD | 2
set50416 | 1010000304 | STEEL CHANNEL150X75X6.5 MM.2,500MM. | 2
set50416 | 1010010000 | STEEL ANGLE,65X65X6 MM.1,000 MM.LONG | 2
set50416 | 1010030005 | PLATE,STEEL 6X100X900 MM. | 2
set50416 | 1010030006 | PLATE,STEEL,FOR OVERHEAD GROUND WIRE BAYONET,ACCORDING TO DWG.NO.SA3-015/44004 | 2
set50416 | 1010050009 | ST. PIPE,SIZE 20, 75 MM.LONG W/O T.E. | 1
set50416 | 1010100004 | WIRE,STEEL STRANDED 50/7 sq.mm.TIS.404 | 5
set50416 | 1010110101 | BOLE,MACHINE M. 12X50 MM. | 2
set50416 | 1010110200 | BOLT,MACHINE M.16x130 mm. | 4
set50416 | 1010110204 | BOLT,MACHINE M.16x300 mm. | 6
set50416 | 1010110400 | BOLT,MACHINE, HEXAGON, M.16X75 MM. | 2
set50416 | 1010140001 | BOLT, ROUNG EYE M 16X200 MM. | 3
set50416 | 1010180100 | WASHER,PLAIN,SQUARE,LARGE 52x52x4.5 mm.HOLE DIA. 18 MM. TIS.258 | 26
set50416 | 1010180301 | WASHER,LOCK,SPRING,SIZE 16 mm.,GENERAL PURPOSE,TIS.259 | 7
set50416 | 1010200001 | BRACE,FLAT,FOR CROSSARM 30x6x760 mm. | 2
set50416 | 1010230000 | CLAMP,SINGLE U-BOLT,M.8 (WIRE ROPE CLIP) | 2
set50416 | 1010230003 | CLAMP,TRIPLE BOLTS FOR STEEL STRANDED WIRE 35 SQ.MM. | 1
set50416 | 1020250300 | PREFORMED D/E. OPGW.DIA. 14 MM. | 2
set50416 | 1020300103 | CONNECTOR,PARALLEL GROOVE,TRIPLE BOLT,AL,AL-ALLOY AND ACSR 70-185 SQ.MM. | 2
set50416 | 1030140011 | CLEVIS,THIMBLE,FOR PREFORMED DEAD-END | 2
set50416 | 9090011007 | WELDING POWDER, ST. WIRE 50 SQ.MM. TO GD | 2
set50417 | 1010060024 | SUPPORT.JOINT BOX.FOR OPGW.DIA. 14 MM. | 1
set50417 | 1010060025 | BRACKET.FOR OPGW.DIA.14 MM.COIL | 1
set50417 | 1010060026 | JOINT BOX. 2 WAY.FOR OPGW | 1
set50417 | 1010100004 | WIRE,STEEL STRANDED 50/7 sq.mm.TIS.404 | 2.5
set50417 | 1020300103 | CONNECTOR,PARALLEL GROOVE,TRIPLE BOLT,AL,AL-ALLOY AND ACSR 70-185 SQ.MM. | 1
set50417 | 1020300303 | CONN.PG.TRIPLE BOLT.OPGW.CONCRETE POLE | 8
set50418 | 1010060024 | SUPPORT.JOINT BOX.FOR OPGW.DIA. 14 MM. | 1
set50418 | 1010060025 | BRACKET.FOR OPGW.DIA.14 MM.COIL | 1
set50418 | 1010060026 | JOINT BOX. 2 WAY.FOR OPGW | 1
set50418 | 1010100004 | WIRE,STEEL STRANDED 50/7 sq.mm.TIS.404 | 1
set50418 | 1020300303 | CONN.PG.TRIPLE BOLT.OPGW.CONCRETE POLE | 8
set50419 | 1010030008 | PLATE, STEEL, 5x40x110 mm. | 1
set50419 | 1010100004 | WIRE,STEEL STRANDED 50/7 sq.mm.TIS.404 | 10
set50419 | 1010110100 | BOLT,MATCHINE M.12X35 MM. | 2
set50419 | 1010230000 | CLAMP,SINGLE U-BOLT,M.8 (WIRE ROPE CLIP) | 2
set50419 | 1010230004 | CLAMP,TRIPLE BOLTS FOR STEEL STRANDED WIRE 50 SQ.MM. | 2
set50419 | 1020300103 | CONNECTOR,PARALLEL GROOVE,TRIPLE BOLT,AL,AL-ALLOY AND ACSR 70-185 SQ.MM. | 2
set50419 | 1080040002 | CONDUIT,PVC,RIGID,DIA. 20x4000 mm.TIS.216 | 1
set50419 | 9090011007 | WELDING POWDER, ST. WIRE 50 SQ.MM. TO GD | 1
set51111 | 1000120001 | CROSSARM,STEEL 100X50X3.2 MM.4,200 MM.LONG | 3
set51111 | 1010010004 | STEEL ANGLE,OVERHEAD GROUND WIRE BAYONET 65X65X6 MM. 2,500 MM.LONG | 1
set51111 | 1010100003 | WIRE,STEEL STRANDED 35 SQ.MM.TIS.404 | 2.5
set51111 | 1010110200 | BOLT,MACHINE M.16x130 mm. | 6
set51111 | 1010110205 | BOLT,MACHINE M.16x350 mm. | 5
set51111 | 1010110301 | BOLT,MACHINE M.20x400 mm. | 3
set51111 | 1010150000 | BOLT,OVAL EYE M.16X150 MM. | 3
set51111 | 1010180100 | WASHER,PLAIN,SQUARE,LARGE 52x52x4.5 mm.HOLE DIA. 18 MM. TIS.258 | 17
set51111 | 1010180101 | WASHER,PLAIN,SQUARE,LARGE 62X62X6 MM.HOLE DIA.22 MM. TIS.258 | 6
set51111 | 1010180301 | WASHER,LOCK,SPRING,SIZE 16 mm.,GENERAL PURPOSE,TIS.259 | 3
set51111 | 1010200007 | BRACE,ANGLE STEEL 50x50x6 mm. 1,800 mm.WIDE 450 mm.DROP | 3
set51111 | 1010230003 | CLAMP,TRIPLE BOLTS FOR STEEL STRANDED WIRE 35 SQ.MM. | 1
set51111 | 1010230203 | GROUND WIRE SUPPORT AND CLAMP,FOR BAYONET | 1
set51111 | 1020230001 | ARMOR-GRIP,PREFORMED,AL 400 SQ.MM. | 6
set51111 | 1030020001 | INSULATOR,SUSPENSION,TYPE C (CLASS 52-3) TIS.354 | 21
set51111 | 1030140000 | CLEVIS-EYE | 6
set51111 | 1030140004 | Y-CLEVIS-BALL | 3
set51111 | 1030140006 | SOCKET-CLEVIS,ANSI TYPE B | 3
set51111 | 1030140013 | SPACER,PLATE,FOR AL.400 SQ.MM. | 3
set51112 | 1000120001 | CROSSARM,STEEL 100X50X3.2 MM.4,200 MM.LONG | 2
set51112 | 1010110200 | BOLT,MACHINE M.16x130 mm. | 4
set51112 | 1010110205 | BOLT,MACHINE M.16x350 mm. | 2
set51112 | 1010110301 | BOLT,MACHINE M.20x400 mm. | 2
set51112 | 1010150000 | BOLT,OVAL EYE M.16X150 MM. | 3
set51112 | 1010180100 | WASHER,PLAIN,SQUARE,LARGE 52x52x4.5 mm.HOLE DIA. 18 MM. TIS.258 | 12
set51112 | 1010180101 | WASHER,PLAIN,SQUARE,LARGE 62X62X6 MM.HOLE DIA.22 MM. TIS.258 | 4
set51112 | 1010180301 | WASHER,LOCK,SPRING,SIZE 16 mm.,GENERAL PURPOSE,TIS.259 | 3
set51112 | 1010200007 | BRACE,ANGLE STEEL 50x50x6 mm. 1,800 mm.WIDE 450 mm.DROP | 2
set51112 | 1020230001 | ARMOR-GRIP,PREFORMED,AL 400 SQ.MM. | 6
set51112 | 1030020001 | INSULATOR,SUSPENSION,TYPE C (CLASS 52-3) TIS.354 | 21
set51112 | 1030140000 | CLEVIS-EYE | 6
set51112 | 1030140004 | Y-CLEVIS-BALL | 3
set51112 | 1030140006 | SOCKET-CLEVIS,ANSI TYPE B | 3
set51112 | 1030140013 | SPACER,PLATE,FOR AL.400 SQ.MM. | 3
set51113 | 1000120001 | CROSSARM,STEEL 100X50X3.2 MM.4,200 MM.LONG | 6
set51113 | 1010010004 | STEEL ANGLE,OVERHEAD GROUND WIRE BAYONET 65X65X6 MM. 2,500 MM.LONG | 1
set51113 | 1010030002 | PLATE,STEEL 6X100X450 MM. | 12
set51113 | 1010050000 | ST. PIPE,SIZE 20, 100 MM.LONG W/O T.E. | 3
set51113 | 1010100003 | WIRE,STEEL STRANDED 35 SQ.MM.TIS.404 | 2.5
set51113 | 1010110200 | BOLT,MACHINE M.16x130 mm. | 12
set51113 | 1010110201 | BOLT,MACHINE M.16x170 mm. | 12
set51113 | 1010110205 | BOLT,MACHINE M.16x350 mm. | 5
set51113 | 1010110302 | BOLT,MACHINE M.20X450 MM. | 3
set51113 | 1010150000 | BOLT,OVAL EYE M.16X150 MM. | 3
set51113 | 1010180100 | WASHER,PLAIN,SQUARE,LARGE 52x52x4.5 mm.HOLE DIA. 18 MM. TIS.258 | 44
set51113 | 1010180101 | WASHER,PLAIN,SQUARE,LARGE 62X62X6 MM.HOLE DIA.22 MM. TIS.258 | 6
set51113 | 1010180301 | WASHER,LOCK,SPRING,SIZE 16 mm.,GENERAL PURPOSE,TIS.259 | 3
set51113 | 1010200007 | BRACE,ANGLE STEEL 50x50x6 mm. 1,800 mm.WIDE 450 mm.DROP | 6
set51113 | 1010230003 | CLAMP,TRIPLE BOLTS FOR STEEL STRANDED WIRE 35 SQ.MM. | 1
set51113 | 1010230203 | GROUND WIRE SUPPORT AND CLAMP,FOR BAYONET | 1
set51113 | 1020230001 | ARMOR-GRIP,PREFORMED,AL 400 SQ.MM. | 6
set51113 | 1030020001 | INSULATOR,SUSPENSION,TYPE C (CLASS 52-3) TIS.354 | 21
set51113 | 1030140000 | CLEVIS-EYE | 6
set51113 | 1030140004 | Y-CLEVIS-BALL | 3
set51113 | 1030140006 | SOCKET-CLEVIS,ANSI TYPE B | 3
set51113 | 1030140013 | SPACER,PLATE,FOR AL.400 SQ.MM. | 3
set51115 | 1010000100 | STEEL CHANNEL, 100x50x5 mm. 2,250 MM.LONG | 3
set51115 | 1010010004 | STEEL ANGLE,OVERHEAD GROUND WIRE BAYONET 65X65X6 MM. 2,500 MM.LONG | 1
set51115 | 1010100003 | WIRE,STEEL STRANDED 35 SQ.MM.TIS.404 | 2.5
set51115 | 1010110204 | BOLT,MACHINE M.16x300 mm. | 3
set51115 | 1010110205 | BOLT,MACHINE M.16x350 mm. | 2
set51115 | 1010110300 | BOLT,MACHINE M.20X350 MM. | 3
set51115 | 1010110400 | BOLT,MACHINE, HEXAGON, M.16X75 MM. | 3
set51115 | 1010150000 | BOLT,OVAL EYE M.16X150 MM. | 3
set51115 | 1010180100 | WASHER,PLAIN,SQUARE,LARGE 52x52x4.5 mm.HOLE DIA. 18 MM. TIS.258 | 11
set51115 | 1010180101 | WASHER,PLAIN,SQUARE,LARGE 62X62X6 MM.HOLE DIA.22 MM. TIS.258 | 3
set51115 | 1010180301 | WASHER,LOCK,SPRING,SIZE 16 mm.,GENERAL PURPOSE,TIS.259 | 3
set51115 | 1010200002 | BRACE,FLAT,FOR CROSSARM 40x6x1,000 mm. | 3
set51115 | 1010230003 | CLAMP,TRIPLE BOLTS FOR STEEL STRANDED WIRE 35 SQ.MM. | 1
set51115 | 1010230203 | GROUND WIRE SUPPORT AND CLAMP,FOR BAYONET | 1
set51115 | 1020230001 | ARMOR-GRIP,PREFORMED,AL 400 SQ.MM. | 6
set51115 | 1030020001 | INSULATOR,SUSPENSION,TYPE C (CLASS 52-3) TIS.354 | 21
set51115 | 1030140000 | CLEVIS-EYE | 6
set51115 | 1030140004 | Y-CLEVIS-BALL | 3
set51115 | 1030140006 | SOCKET-CLEVIS,ANSI TYPE B | 3
set51115 | 1030140013 | SPACER,PLATE,FOR AL.400 SQ.MM. | 3
set51116 | 1010000100 | STEEL CHANNEL, 100x50x5 mm. 2,250 MM.LONG | 6
set51116 | 1010010004 | STEEL ANGLE,OVERHEAD GROUND WIRE BAYONET 65X65X6 MM. 2,500 MM.LONG | 1
set51116 | 1010030002 | PLATE,STEEL 6X100X450 MM. | 6
set51116 | 1010050000 | ST. PIPE,SIZE 20, 100 MM.LONG W/O T.E. | 3
set51116 | 1010100003 | WIRE,STEEL STRANDED 35 SQ.MM.TIS.404 | 2.5
set51116 | 1010110201 | BOLT,MACHINE M.16x170 mm. | 6
set51116 | 1010110204 | BOLT,MACHINE M.16x300 mm. | 3
set51116 | 1010110205 | BOLT,MACHINE M.16x350 mm. | 2
set51116 | 1010110301 | BOLT,MACHINE M.20x400 mm. | 3
set51116 | 1010110400 | BOLT,MACHINE, HEXAGON, M.16X75 MM. | 6
set51116 | 1010150000 | BOLT,OVAL EYE M.16X150 MM. | 3
set51116 | 1010180100 | WASHER,PLAIN,SQUARE,LARGE 52x52x4.5 mm.HOLE DIA. 18 MM. TIS.258 | 20
set51116 | 1010180101 | WASHER,PLAIN,SQUARE,LARGE 62X62X6 MM.HOLE DIA.22 MM. TIS.258 | 6
set51116 | 1010180301 | WASHER,LOCK,SPRING,SIZE 16 mm.,GENERAL PURPOSE,TIS.259 | 3
set51116 | 1010200002 | BRACE,FLAT,FOR CROSSARM 40x6x1,000 mm. | 6
set51116 | 1010230003 | CLAMP,TRIPLE BOLTS FOR STEEL STRANDED WIRE 35 SQ.MM. | 1
set51116 | 1010230203 | GROUND WIRE SUPPORT AND CLAMP,FOR BAYONET | 1
set51116 | 1020230001 | ARMOR-GRIP,PREFORMED,AL 400 SQ.MM. | 6
set51116 | 1030020001 | INSULATOR,SUSPENSION,TYPE C (CLASS 52-3) TIS.354 | 21
set51116 | 1030140000 | CLEVIS-EYE | 6
set51116 | 1030140004 | Y-CLEVIS-BALL | 3
set51116 | 1030140006 | SOCKET-CLEVIS,ANSI TYPE B | 3
set51116 | 1030140013 | SPACER,PLATE,FOR AL.400 SQ.MM. | 3
set51117 | 1000120001 | CROSSARM,STEEL 100X50X3.2 MM.4,200 MM.LONG | 6
set51117 | 1010010005 | STEEL ANGLE,OVERHEAD GROUND WIRE CORNER BAYONET 65X65X6 MM. 2,500 MM.LONG | 1
set51117 | 1010030002 | PLATE,STEEL 6X100X450 MM. | 18
set51117 | 1010050000 | ST. PIPE,SIZE 20, 100 MM.LONG W/O T.E. | 6
set51117 | 1010100003 | WIRE,STEEL STRANDED 35 SQ.MM.TIS.404 | 2.5
set51117 | 1010110201 | BOLT,MACHINE M.16x170 mm. | 36
set51117 | 1010110205 | BOLT,MACHINE M.16x350 mm. | 6
set51117 | 1010110302 | BOLT,MACHINE M.20X450 MM. | 3
set51117 | 1010180100 | WASHER,PLAIN,SQUARE,LARGE 52x52x4.5 mm.HOLE DIA. 18 MM. TIS.258 | 60
set51117 | 1010180101 | WASHER,PLAIN,SQUARE,LARGE 62X62X6 MM.HOLE DIA.22 MM. TIS.258 | 6
set51117 | 1010180301 | WASHER,LOCK,SPRING,SIZE 16 mm.,GENERAL PURPOSE,TIS.259 | 6
set51117 | 1010200007 | BRACE,ANGLE STEEL 50x50x6 mm. 1,800 mm.WIDE 450 mm.DROP | 6
set51117 | 1010230003 | CLAMP,TRIPLE BOLTS FOR STEEL STRANDED WIRE 35 SQ.MM. | 1
set51117 | 1010230203 | GROUND WIRE SUPPORT AND CLAMP,FOR BAYONET | 1
set51117 | 1020230001 | ARMOR-GRIP,PREFORMED,AL 400 SQ.MM. | 6
set51117 | 1030020001 | INSULATOR,SUSPENSION,TYPE C (CLASS 52-3) TIS.354 | 21
set51117 | 1030140000 | CLEVIS-EYE | 6
set51117 | 1030140004 | Y-CLEVIS-BALL | 3
set51117 | 1030140006 | SOCKET-CLEVIS,ANSI TYPE B | 3
set51117 | 1030140012 | BRACKET,CORNER SUSPENSION | 3
set51117 | 1030140013 | SPACER,PLATE,FOR AL.400 SQ.MM. | 3
set51118 | 1010000100 | STEEL CHANNEL, 100x50x5 mm. 2,250 MM.LONG | 6
set51118 | 1010010005 | STEEL ANGLE,OVERHEAD GROUND WIRE CORNER BAYONET 65X65X6 MM. 2,500 MM.LONG | 1
set51118 | 1010030002 | PLATE,STEEL 6X100X450 MM. | 12
set51118 | 1010050000 | ST. PIPE,SIZE 20, 100 MM.LONG W/O T.E. | 6
set51118 | 1010100003 | WIRE,STEEL STRANDED 35 SQ.MM.TIS.404 | 2.5
set51118 | 1010110201 | BOLT,MACHINE M.16x170 mm. | 18
set51118 | 1010110205 | BOLT,MACHINE M.16x350 mm. | 6
set51118 | 1010110301 | BOLT,MACHINE M.20x400 mm. | 3
set51118 | 1010110400 | BOLT,MACHINE, HEXAGON, M.16X75 MM. | 6
set51118 | 1010180100 | WASHER,PLAIN,SQUARE,LARGE 52x52x4.5 mm.HOLE DIA. 18 MM. TIS.258 | 36
set51118 | 1010180101 | WASHER,PLAIN,SQUARE,LARGE 62X62X6 MM.HOLE DIA.22 MM. TIS.258 | 6
set51118 | 1010180301 | WASHER,LOCK,SPRING,SIZE 16 mm.,GENERAL PURPOSE,TIS.259 | 6
set51118 | 1010200002 | BRACE,FLAT,FOR CROSSARM 40x6x1,000 mm. | 6
set51118 | 1010230003 | CLAMP,TRIPLE BOLTS FOR STEEL STRANDED WIRE 35 SQ.MM. | 1
set51118 | 1010230203 | GROUND WIRE SUPPORT AND CLAMP,FOR BAYONET | 1
set51118 | 1020230001 | ARMOR-GRIP,PREFORMED,AL 400 SQ.MM. | 6
set51118 | 1030020001 | INSULATOR,SUSPENSION,TYPE C (CLASS 52-3) TIS.354 | 21
set51118 | 1030140000 | CLEVIS-EYE | 6
set51118 | 1030140004 | Y-CLEVIS-BALL | 3
set51118 | 1030140006 | SOCKET-CLEVIS,ANSI TYPE B | 3
set51118 | 1030140012 | BRACKET,CORNER SUSPENSION | 3
set51118 | 1030140013 | SPACER,PLATE,FOR AL.400 SQ.MM. | 3
set51119 | 1010000100 | STEEL CHANNEL, 100x50x5 mm. 2,250 MM.LONG | 6
set51119 | 1010010005 | STEEL ANGLE,OVERHEAD GROUND WIRE CORNER BAYONET 65X65X6 MM. 2,500 MM.LONG | 1
set51119 | 1010030002 | PLATE,STEEL 6X100X450 MM. | 12
set51119 | 1010050000 | ST. PIPE,SIZE 20, 100 MM.LONG W/O T.E. | 6
set51119 | 1010100003 | WIRE,STEEL STRANDED 35 SQ.MM.TIS.404 | 2.5
set51119 | 1010110201 | BOLT,MACHINE M.16x170 mm. | 18
set51119 | 1010110205 | BOLT,MACHINE M.16x350 mm. | 6
set51119 | 1010110301 | BOLT,MACHINE M.20x400 mm. | 3
set51119 | 1010110400 | BOLT,MACHINE, HEXAGON, M.16X75 MM. | 6
set51119 | 1010180100 | WASHER,PLAIN,SQUARE,LARGE 52x52x4.5 mm.HOLE DIA. 18 MM. TIS.258 | 36
set51119 | 1010180101 | WASHER,PLAIN,SQUARE,LARGE 62X62X6 MM.HOLE DIA.22 MM. TIS.258 | 6
set51119 | 1010180301 | WASHER,LOCK,SPRING,SIZE 16 mm.,GENERAL PURPOSE,TIS.259 | 6
set51119 | 1010200002 | BRACE,FLAT,FOR CROSSARM 40x6x1,000 mm. | 6
set51119 | 1010230003 | CLAMP,TRIPLE BOLTS FOR STEEL STRANDED WIRE 35 SQ.MM. | 1
set51119 | 1010230203 | GROUND WIRE SUPPORT AND CLAMP,FOR BAYONET | 1
set51119 | 1020230001 | ARMOR-GRIP,PREFORMED,AL 400 SQ.MM. | 6
set51119 | 1030020001 | INSULATOR,SUSPENSION,TYPE C (CLASS 52-3) TIS.354 | 21
set51119 | 1030140000 | CLEVIS-EYE | 6
set51119 | 1030140004 | Y-CLEVIS-BALL | 3
set51119 | 1030140006 | SOCKET-CLEVIS,ANSI TYPE B | 3
set51119 | 1030140012 | BRACKET,CORNER SUSPENSION | 3
set51119 | 1030140013 | SPACER,PLATE,FOR AL.400 SQ.MM. | 3
set51120 | 1010010005 | STEEL ANGLE,OVERHEAD GROUND WIRE CORNER BAYONET 65X65X6 MM. 2,500 MM.LONG | 1
set51120 | 1010100003 | WIRE,STEEL STRANDED 35 SQ.MM.TIS.404 | 2.5
set51120 | 1010110205 | BOLT,MACHINE M.16x350 mm. | 8
set51120 | 1010180100 | WASHER,PLAIN,SQUARE,LARGE 52x52x4.5 mm.HOLE DIA. 18 MM. TIS.258 | 6
set51120 | 1010230003 | CLAMP,TRIPLE BOLTS FOR STEEL STRANDED WIRE 35 SQ.MM. | 1
set51120 | 1010230203 | GROUND WIRE SUPPORT AND CLAMP,FOR BAYONET | 1
set51120 | 1020230001 | ARMOR-GRIP,PREFORMED,AL 400 SQ.MM. | 6
set51120 | 1030020001 | INSULATOR,SUSPENSION,TYPE C (CLASS 52-3) TIS.354 | 27
set51120 | 1030140000 | CLEVIS-EYE | 6
set51120 | 1030140004 | Y-CLEVIS-BALL | 3
set51120 | 1030140006 | SOCKET-CLEVIS,ANSI TYPE B | 3
set51120 | 1030140012 | BRACKET,CORNER SUSPENSION | 3
set51120 | 1030140013 | SPACER,PLATE,FOR AL.400 SQ.MM. | 3
set51121 | 1000120001 | CROSSARM,STEEL 100X50X3.2 MM.4,200 MM.LONG | 6
set51121 | 1010010005 | STEEL ANGLE,OVERHEAD GROUND WIRE CORNER BAYONET 65X65X6 MM. 2,500 MM.LONG | 1
set51121 | 1010030002 | PLATE,STEEL 6X100X450 MM. | 6
set51121 | 1010030100 | PLATE,STEEL DOUBLE ARMING 12X100X650 MM. | 6
set51121 | 1010050000 | ST. PIPE,SIZE 20, 100 MM.LONG W/O T.E. | 3
set51121 | 1010100003 | WIRE,STEEL STRANDED 35 SQ.MM.TIS.404 | 2.5
set51121 | 1010110201 | BOLT,MACHINE M.16x170 mm. | 24
set51121 | 1010110205 | BOLT,MACHINE M.16x350 mm. | 6
set51121 | 1010150000 | BOLT,OVAL EYE M.16X150 MM. | 3
set51121 | 1010150101 | BOLT,OVAL M.20X450 MM. | 3
set51121 | 1010180100 | WASHER,PLAIN,SQUARE,LARGE 52x52x4.5 mm.HOLE DIA. 18 MM. TIS.258 | 42
set51121 | 1010180101 | WASHER,PLAIN,SQUARE,LARGE 62X62X6 MM.HOLE DIA.22 MM. TIS.258 | 6
set51121 | 1010180301 | WASHER,LOCK,SPRING,SIZE 16 mm.,GENERAL PURPOSE,TIS.259 | 3
set51121 | 1010180302 | WASHER,LOCK,SPRING,SIZE 20 MM.,GENERAL PURPOSE,TIS.259 | 3
set51121 | 1010200007 | BRACE,ANGLE STEEL 50x50x6 mm. 1,800 mm.WIDE 450 mm.DROP | 6
set51121 | 1010230003 | CLAMP,TRIPLE BOLTS FOR STEEL STRANDED WIRE 35 SQ.MM. | 1
set51121 | 1010230203 | GROUND WIRE SUPPORT AND CLAMP,FOR BAYONET | 1
set51121 | 1020230001 | ARMOR-GRIP,PREFORMED,AL 400 SQ.MM. | 6
set51121 | 1020240000 | SPACER,HELICAL ROD,PREFORMED,FOR AL.400 SQ.MM. | 6
set51121 | 1020420302 | TERMINAL,COMPRESSION,15 DEGREE PAD,NEMA,4-HOLE,FOR AL. 400 SQ.MM. | 6
set51121 | 1020430001 | CLAMP DEAD END,COMPRESSION,SINGLE LUG,FOR AL.CONDUCTOR 400 SQ.MM. | 6
set51121 | 1030020001 | INSULATOR,SUSPENSION,TYPE C (CLASS 52-3) TIS.354 | 21
set51121 | 1030020003 | INSULATOR,SUSPENSION,TYPE E (CLASS 52-8)TIS.354 | 60
set51121 | 1030110103 | CLAMP,STRAIN,WITH CLAMPING KEEPER,FOR AL.CONDUCTOR 400 SQ.MM. | 6
set51121 | 1030140000 | CLEVIS-EYE | 6
set51121 | 1030140001 | BALL-CLEVIS,ANSI TYPE K | 9
set51121 | 1030140003 | SOCKET-EYE | 6
set51121 | 1030140004 | Y-CLEVIS-BALL | 3
set51121 | 1030140005 | BALL-CLEVIS,ANSI TYPE B | 12
set51121 | 1030140006 | SOCKET-CLEVIS,ANSI TYPE B | 9
set51121 | 1030140007 | SOCKET-CLEVIS,ANSI TYPE K | 6
set51121 | 1030140013 | SPACER,PLATE,FOR AL.400 SQ.MM. | 9
set51122 | 1000120002 | CROSSARM,STEEL ANGLE 150X150X12 MM.4,500 MM.LONG | 6
set51122 | 1010030006 | PLATE,STEEL,FOR OVERHEAD GROUND WIRE BAYONET,ACCORDING TO DWG.NO.SA3-015/44004 | 1
set51122 | 1010030102 | PLATE,STEEL DOUBLE ARMING 12X100X760 MM. | 6
set51122 | 1010050200 | TUBE, RECTANGULAR STEEL 100X50X3.2 MM., 100 MM.LONG | 12
set51122 | 1010110101 | BOLE,MACHINE M. 12X50 MM. | 1
set51122 | 1010110201 | BOLT,MACHINE M.16x170 mm. | 12
set51122 | 1010110205 | BOLT,MACHINE M.16x350 mm. | 3
set51122 | 1010110400 | BOLT,MACHINE, HEXAGON, M.16X75 MM. | 12
set51122 | 1010120000 | BOLT,DOUBLE ARMING,M.16x400 mm. | 12
set51122 | 1010150000 | BOLT,OVAL EYE M.16X150 MM. | 3
set51122 | 1010150100 | BOLT,OVAL M.20X350 MM. | 2
set51122 | 1010150101 | BOLT,OVAL M.20X450 MM. | 1
set51122 | 1010180003 | NUT,EYE,THIMBLE M.16 | 1
set51122 | 1010180100 | WASHER,PLAIN,SQUARE,LARGE 52x52x4.5 mm.HOLE DIA. 18 MM. TIS.258 | 68
set51122 | 1010180101 | WASHER,PLAIN,SQUARE,LARGE 62X62X6 MM.HOLE DIA.22 MM. TIS.258 | 6
set51122 | 1010180301 | WASHER,LOCK,SPRING,SIZE 16 mm.,GENERAL PURPOSE,TIS.259 | 15
set51122 | 1010180302 | WASHER,LOCK,SPRING,SIZE 20 MM.,GENERAL PURPOSE,TIS.259 | 3
set51122 | 1010200007 | BRACE,ANGLE STEEL 50x50x6 mm. 1,800 mm.WIDE 450 mm.DROP | 6
set51122 | 1010210200 | BOLT,STRAND EYE,SINGLE M.16X350 MM. | 1
set51122 | 1010230003 | CLAMP,TRIPLE BOLTS FOR STEEL STRANDED WIRE 35 SQ.MM. | 4
set51122 | 1010230202 | GROUND WIRE SUPPORT AND CLAMP, FOR CONCRETE POLE | 1
set51122 | 1020230001 | ARMOR-GRIP,PREFORMED,AL 400 SQ.MM. | 6
set51122 | 1020240000 | SPACER,HELICAL ROD,PREFORMED,FOR AL.400 SQ.MM. | 6
set51122 | 1020420302 | TERMINAL,COMPRESSION,15 DEGREE PAD,NEMA,4-HOLE,FOR AL. 400 SQ.MM. | 6
set51122 | 1020430001 | CLAMP DEAD END,COMPRESSION,SINGLE LUG,FOR AL.CONDUCTOR 400 SQ.MM. | 6
set51122 | 1030020001 | INSULATOR,SUSPENSION,TYPE C (CLASS 52-3) TIS.354 | 21
set51122 | 1030020003 | INSULATOR,SUSPENSION,TYPE E (CLASS 52-8)TIS.354 | 60
set51122 | 1030110103 | CLAMP,STRAIN,WITH CLAMPING KEEPER,FOR AL.CONDUCTOR 400 SQ.MM. | 6
set51122 | 1030140000 | CLEVIS-EYE | 6
set51122 | 1030140001 | BALL-CLEVIS,ANSI TYPE K | 6
set51122 | 1030140003 | SOCKET-EYE | 6
set51122 | 1030140004 | Y-CLEVIS-BALL | 3
set51122 | 1030140005 | BALL-CLEVIS,ANSI TYPE B | 12
set51122 | 1030140006 | SOCKET-CLEVIS,ANSI TYPE B | 9
set51122 | 1030140007 | SOCKET-CLEVIS,ANSI TYPE K | 6
set51122 | 1030140013 | SPACER,PLATE,FOR AL.400 SQ.MM. | 9
set51122 | 9090011007 | WELDING POWDER, ST. WIRE 50 SQ.MM. TO GD | 1
set51123 | 1010000100 | STEEL CHANNEL, 100x50x5 mm. 2,250 MM.LONG | 6
set51123 | 1010010005 | STEEL ANGLE,OVERHEAD GROUND WIRE CORNER BAYONET 65X65X6 MM. 2,500 MM.LONG | 1
set51123 | 1010030002 | PLATE,STEEL 6X100X450 MM. | 12
set51123 | 1010030006 | PLATE,STEEL,FOR OVERHEAD GROUND WIRE BAYONET,ACCORDING TO DWG.NO.SA3-015/44004 | 1
set51123 | 1010050000 | ST. PIPE,SIZE 20, 100 MM.LONG W/O T.E. | 6
set51123 | 1010100003 | WIRE,STEEL STRANDED 35 SQ.MM.TIS.404 | 2.5
set51123 | 1010110101 | BOLE,MACHINE M. 12X50 MM. | 1
set51123 | 1010110200 | BOLT,MACHINE M.16x130 mm. | 6
set51123 | 1010110201 | BOLT,MACHINE M.16x170 mm. | 18
set51123 | 1010110204 | BOLT,MACHINE M.16x300 mm. | 4
set51123 | 1010110205 | BOLT,MACHINE M.16x350 mm. | 2
set51123 | 1010110300 | BOLT,MACHINE M.20X350 MM. | 2
set51123 | 1010180100 | WASHER,PLAIN,SQUARE,LARGE 52x52x4.5 mm.HOLE DIA. 18 MM. TIS.258 | 48
set51123 | 1010180101 | WASHER,PLAIN,SQUARE,LARGE 62X62X6 MM.HOLE DIA.22 MM. TIS.258 | 6
set51123 | 1010180301 | WASHER,LOCK,SPRING,SIZE 16 mm.,GENERAL PURPOSE,TIS.259 | 6
set51123 | 1010200009 | BRACE,ALLEY ARM 50x50x6 MM. 1,000 MM.LONG | 6
set51123 | 1010230003 | CLAMP,TRIPLE BOLTS FOR STEEL STRANDED WIRE 35 SQ.MM. | 1
set51123 | 1010230203 | GROUND WIRE SUPPORT AND CLAMP,FOR BAYONET | 1
set51123 | 1020230001 | ARMOR-GRIP,PREFORMED,AL 400 SQ.MM. | 6
set51123 | 1030020001 | INSULATOR,SUSPENSION,TYPE C (CLASS 52-3) TIS.354 | 21
set51123 | 1030140000 | CLEVIS-EYE | 6
set51123 | 1030140004 | Y-CLEVIS-BALL | 3
set51123 | 1030140006 | SOCKET-CLEVIS,ANSI TYPE B | 3
set51123 | 1030140012 | BRACKET,CORNER SUSPENSION | 3
set51123 | 1030140013 | SPACER,PLATE,FOR AL.400 SQ.MM. | 3
set51123 | 9090011007 | WELDING POWDER, ST. WIRE 50 SQ.MM. TO GD | 1
set51124 | 1000120004 | CROSSARM,CHANNEL STEEL,ALLEY ARM,150X75X9 MM.3,000 MM.LONG | 6
set51124 | 1010010005 | STEEL ANGLE,OVERHEAD GROUND WIRE CORNER BAYONET 65X65X6 MM. 2,500 MM.LONG | 1
set51124 | 1010030002 | PLATE,STEEL 6X100X450 MM. | 6
set51124 | 1010030102 | PLATE,STEEL DOUBLE ARMING 12X100X760 MM. | 6
set51124 | 1010050002 | ST. PIPE,SIZE 20, 150 MM.LONG W/O T.E. | 3
set51124 | 1010100003 | WIRE,STEEL STRANDED 35 SQ.MM.TIS.404 | 2.5
set51124 | 1010110203 | BOLT,MACHINE M.16x250 mm. | 12
set51124 | 1010110205 | BOLT,MACHINE M.16x350 mm. | 6
set51124 | 1010110301 | BOLT,MACHINE M.20x400 mm. | 3
set51124 | 1010120000 | BOLT,DOUBLE ARMING,M.16x400 mm. | 3
set51124 | 1010150001 | BOLT,OVAL EYE M.16X200 MM. | 3
set51124 | 1010180001 | NUT,EYE M.16 DIN 582 | 1
set51124 | 1010180100 | WASHER,PLAIN,SQUARE,LARGE 52x52x4.5 mm.HOLE DIA. 18 MM. TIS.258 | 42
set51124 | 1010180101 | WASHER,PLAIN,SQUARE,LARGE 62X62X6 MM.HOLE DIA.22 MM. TIS.258 | 6
set51124 | 1010180301 | WASHER,LOCK,SPRING,SIZE 16 mm.,GENERAL PURPOSE,TIS.259 | 3
set51124 | 1010200003 | BRACE,FLAT,FOR CROSSARM 50X10X1,950 MM. | 6
set51124 | 1010210304 | THIMBLE,GUY,FOR STEEL WIRE 50-95 sq.mm. | 1
set51124 | 1010230003 | CLAMP,TRIPLE BOLTS FOR STEEL STRANDED WIRE 35 SQ.MM. | 1
set51124 | 1010230203 | GROUND WIRE SUPPORT AND CLAMP,FOR BAYONET | 1
set51124 | 1020230001 | ARMOR-GRIP,PREFORMED,AL 400 SQ.MM. | 6
set51124 | 1020240000 | SPACER,HELICAL ROD,PREFORMED,FOR AL.400 SQ.MM. | 6
set51124 | 1020420302 | TERMINAL,COMPRESSION,15 DEGREE PAD,NEMA,4-HOLE,FOR AL. 400 SQ.MM. | 6
set51124 | 1020430001 | CLAMP DEAD END,COMPRESSION,SINGLE LUG,FOR AL.CONDUCTOR 400 SQ.MM. | 6
set51124 | 1030020001 | INSULATOR,SUSPENSION,TYPE C (CLASS 52-3) TIS.354 | 21
set51124 | 1030020003 | INSULATOR,SUSPENSION,TYPE E (CLASS 52-8)TIS.354 | 60
set51124 | 1030110103 | CLAMP,STRAIN,WITH CLAMPING KEEPER,FOR AL.CONDUCTOR 400 SQ.MM. | 6
set51124 | 1030140000 | CLEVIS-EYE | 6
set51124 | 1030140001 | BALL-CLEVIS,ANSI TYPE K | 6
set51124 | 1030140003 | SOCKET-EYE | 6
set51124 | 1030140004 | Y-CLEVIS-BALL | 3
set51124 | 1030140005 | BALL-CLEVIS,ANSI TYPE B | 12
set51124 | 1030140006 | SOCKET-CLEVIS,ANSI TYPE B | 9
set51124 | 1030140007 | SOCKET-CLEVIS,ANSI TYPE K | 6
set51124 | 1030140011 | CLEVIS,THIMBLE,FOR PREFORMED DEAD-END | 3
set51124 | 1030140013 | SPACER,PLATE,FOR AL.400 SQ.MM. | 9
set51125 | 1000120001 | CROSSARM,STEEL 100X50X3.2 MM.4,200 MM.LONG | 3
set51125 | 1010010005 | STEEL ANGLE,OVERHEAD GROUND WIRE CORNER BAYONET 65X65X6 MM. 2,500 MM.LONG | 1
set51125 | 1010100003 | WIRE,STEEL STRANDED 35 SQ.MM.TIS.404 | 2.5
set51125 | 1010110200 | BOLT,MACHINE M.16x130 mm. | 6
set51125 | 1010110205 | BOLT,MACHINE M.16x350 mm. | 6
set51125 | 1010110301 | BOLT,MACHINE M.20x400 mm. | 3
set51125 | 1010150000 | BOLT,OVAL EYE M.16X150 MM. | 3
set51125 | 1010150100 | BOLT,OVAL M.20X350 MM. | 3
set51125 | 1010180002 | NET,EYE M.20 | 3
set51125 | 1010180100 | WASHER,PLAIN,SQUARE,LARGE 52x52x4.5 mm.HOLE DIA. 18 MM. TIS.258 | 15
set51125 | 1010180101 | WASHER,PLAIN,SQUARE,LARGE 62X62X6 MM.HOLE DIA.22 MM. TIS.258 | 12
set51125 | 1010180301 | WASHER,LOCK,SPRING,SIZE 16 mm.,GENERAL PURPOSE,TIS.259 | 3
set51125 | 1010200007 | BRACE,ANGLE STEEL 50x50x6 mm. 1,800 mm.WIDE 450 mm.DROP | 3
set51125 | 1010230003 | CLAMP,TRIPLE BOLTS FOR STEEL STRANDED WIRE 35 SQ.MM. | 1
set51125 | 1010230203 | GROUND WIRE SUPPORT AND CLAMP,FOR BAYONET | 1
set51125 | 1020230001 | ARMOR-GRIP,PREFORMED,AL 400 SQ.MM. | 6
set51125 | 1020240000 | SPACER,HELICAL ROD,PREFORMED,FOR AL.400 SQ.MM. | 6
set51125 | 1020420302 | TERMINAL,COMPRESSION,15 DEGREE PAD,NEMA,4-HOLE,FOR AL. 400 SQ.MM. | 6
set51125 | 1020430001 | CLAMP DEAD END,COMPRESSION,SINGLE LUG,FOR AL.CONDUCTOR 400 SQ.MM. | 6
set51125 | 1030020001 | INSULATOR,SUSPENSION,TYPE C (CLASS 52-3) TIS.354 | 21
set51125 | 1030020003 | INSULATOR,SUSPENSION,TYPE E (CLASS 52-8)TIS.354 | 60
set51125 | 1030110103 | CLAMP,STRAIN,WITH CLAMPING KEEPER,FOR AL.CONDUCTOR 400 SQ.MM. | 6
set51125 | 1030140000 | CLEVIS-EYE | 6
set51125 | 1030140001 | BALL-CLEVIS,ANSI TYPE K | 6
set51125 | 1030140003 | SOCKET-EYE | 6
set51125 | 1030140004 | Y-CLEVIS-BALL | 3
set51125 | 1030140005 | BALL-CLEVIS,ANSI TYPE B | 12
set51125 | 1030140006 | SOCKET-CLEVIS,ANSI TYPE B | 9
set51125 | 1030140007 | SOCKET-CLEVIS,ANSI TYPE K | 6
set51125 | 1030140013 | SPACER,PLATE,FOR AL.400 SQ.MM. | 9
set51127 | 1010000103 | STEEL CHANNEL,100X50X5 MM.4,200 MM.LONG | 3
set51127 | 1010010005 | STEEL ANGLE,OVERHEAD GROUND WIRE CORNER BAYONET 65X65X6 MM. 2,500 MM.LONG | 1
set51127 | 1010100003 | WIRE,STEEL STRANDED 35 SQ.MM.TIS.404 | 2.5
set51127 | 1010110200 | BOLT,MACHINE M.16x130 mm. | 6
set51127 | 1010110204 | BOLT,MACHINE M.16x300 mm. | 3
set51127 | 1010110205 | BOLT,MACHINE M.16x350 mm. | 3
set51127 | 1010110300 | BOLT,MACHINE M.20X350 MM. | 3
set51127 | 1010150000 | BOLT,OVAL EYE M.16X150 MM. | 3
set51127 | 1010150100 | BOLT,OVAL M.20X350 MM. | 3
set51127 | 1010180002 | NET,EYE M.20 | 3
set51127 | 1010180100 | WASHER,PLAIN,SQUARE,LARGE 52x52x4.5 mm.HOLE DIA. 18 MM. TIS.258 | 15
set51127 | 1010180101 | WASHER,PLAIN,SQUARE,LARGE 62X62X6 MM.HOLE DIA.22 MM. TIS.258 | 12
set51127 | 1010180301 | WASHER,LOCK,SPRING,SIZE 16 mm.,GENERAL PURPOSE,TIS.259 | 3
set51127 | 1010200007 | BRACE,ANGLE STEEL 50x50x6 mm. 1,800 mm.WIDE 450 mm.DROP | 3
set51127 | 1010230003 | CLAMP,TRIPLE BOLTS FOR STEEL STRANDED WIRE 35 SQ.MM. | 1
set51127 | 1010230203 | GROUND WIRE SUPPORT AND CLAMP,FOR BAYONET | 1
set51127 | 1020230001 | ARMOR-GRIP,PREFORMED,AL 400 SQ.MM. | 6
set51127 | 1020240000 | SPACER,HELICAL ROD,PREFORMED,FOR AL.400 SQ.MM. | 6
set51127 | 1020420302 | TERMINAL,COMPRESSION,15 DEGREE PAD,NEMA,4-HOLE,FOR AL. 400 SQ.MM. | 6
set51127 | 1020430001 | CLAMP DEAD END,COMPRESSION,SINGLE LUG,FOR AL.CONDUCTOR 400 SQ.MM. | 6
set51127 | 1030020001 | INSULATOR,SUSPENSION,TYPE C (CLASS 52-3) TIS.354 | 21
set51127 | 1030020003 | INSULATOR,SUSPENSION,TYPE E (CLASS 52-8)TIS.354 | 60
set51127 | 1030110103 | CLAMP,STRAIN,WITH CLAMPING KEEPER,FOR AL.CONDUCTOR 400 SQ.MM. | 6
set51127 | 1030140000 | CLEVIS-EYE | 6
set51127 | 1030140001 | BALL-CLEVIS,ANSI TYPE K | 6
set51127 | 1030140003 | SOCKET-EYE | 6
set51127 | 1030140004 | Y-CLEVIS-BALL | 3
set51127 | 1030140005 | BALL-CLEVIS,ANSI TYPE B | 12
set51127 | 1030140006 | SOCKET-CLEVIS,ANSI TYPE B | 9
set51127 | 1030140007 | SOCKET-CLEVIS,ANSI TYPE K | 6
set51127 | 1030140013 | SPACER,PLATE,FOR AL.400 SQ.MM. | 9
set51128 | 1010150100 | BOLT,OVAL M.20X350 MM. | 3
set51128 | 1010180003 | NUT,EYE,THIMBLE M.16 | 1
set51128 | 1010180100 | WASHER,PLAIN,SQUARE,LARGE 52x52x4.5 mm.HOLE DIA. 18 MM. TIS.258 | 2
set51128 | 1010180101 | WASHER,PLAIN,SQUARE,LARGE 62X62X6 MM.HOLE DIA.22 MM. TIS.258 | 6
set51128 | 1010180302 | WASHER,LOCK,SPRING,SIZE 20 MM.,GENERAL PURPOSE,TIS.259 | 3
set51128 | 1010210202 | BOLT,STRAND EYE,SINGLE 45 DEGREE M.16X350 MM. | 1
set51128 | 1010230003 | CLAMP,TRIPLE BOLTS FOR STEEL STRANDED WIRE 35 SQ.MM. | 2
set51128 | 1030020003 | INSULATOR,SUSPENSION,TYPE E (CLASS 52-8)TIS.354 | 30
set51128 | 1030110103 | CLAMP,STRAIN,WITH CLAMPING KEEPER,FOR AL.CONDUCTOR 400 SQ.MM. | 6
set51128 | 1030140001 | BALL-CLEVIS,ANSI TYPE K | 3
set51128 | 1030140003 | SOCKET-EYE | 6
set51128 | 1030140005 | BALL-CLEVIS,ANSI TYPE B | 6
set51128 | 1030140007 | SOCKET-CLEVIS,ANSI TYPE K | 3
set51128 | 1030140013 | SPACER,PLATE,FOR AL.400 SQ.MM. | 3
set51129 | 1010150100 | BOLT,OVAL M.20X350 MM. | 6
set51129 | 1010180002 | NET,EYE M.20 | 3
set51129 | 1010180003 | NUT,EYE,THIMBLE M.16 | 2
set51129 | 1010180100 | WASHER,PLAIN,SQUARE,LARGE 52x52x4.5 mm.HOLE DIA. 18 MM. TIS.258 | 4
set51129 | 1010180101 | WASHER,PLAIN,SQUARE,LARGE 62X62X6 MM.HOLE DIA.22 MM. TIS.258 | 12
set51129 | 1010180302 | WASHER,LOCK,SPRING,SIZE 20 MM.,GENERAL PURPOSE,TIS.259 | 3
set51129 | 1010210200 | BOLT,STRAND EYE,SINGLE M.16X350 MM. | 1
set51129 | 1010210202 | BOLT,STRAND EYE,SINGLE 45 DEGREE M.16X350 MM. | 1
set51129 | 1010230003 | CLAMP,TRIPLE BOLTS FOR STEEL STRANDED WIRE 35 SQ.MM. | 6
set51129 | 1020240000 | SPACER,HELICAL ROD,PREFORMED,FOR AL.400 SQ.MM. | 6
set51129 | 1020420302 | TERMINAL,COMPRESSION,15 DEGREE PAD,NEMA,4-HOLE,FOR AL. 400 SQ.MM. | 18
set51129 | 1020430001 | CLAMP DEAD END,COMPRESSION,SINGLE LUG,FOR AL.CONDUCTOR 400 SQ.MM. | 6
set51129 | 1020430101 | CLAMP,DEAD END,COMPRESSION,DOUBLE LUG,FOR AL.CONDUCTOR 400 SQ.MM. | 6
set51129 | 1030020003 | INSULATOR,SUSPENSION,TYPE E (CLASS 52-8)TIS.354 | 90
set51129 | 1030110103 | CLAMP,STRAIN,WITH CLAMPING KEEPER,FOR AL.CONDUCTOR 400 SQ.MM. | 6
set51129 | 1030140001 | BALL-CLEVIS,ANSI TYPE K | 9
set51129 | 1030140003 | SOCKET-EYE | 6
set51129 | 1030140005 | BALL-CLEVIS,ANSI TYPE B | 18
set51129 | 1030140006 | SOCKET-CLEVIS,ANSI TYPE B | 12
set51129 | 1030140007 | SOCKET-CLEVIS,ANSI TYPE K | 9
set51129 | 1030140013 | SPACER,PLATE,FOR AL.400 SQ.MM. | 9
set51130 | 1010000400 | STEEL CHANNEL,200X80X7.5 MM.1,000 MM.LONG | 6
set51130 | 1010010000 | STEEL ANGLE,65X65X6 MM.1,000 MM.LONG | 2
set51130 | 1010110204 | BOLT,MACHINE M.16x300 mm. | 2
set51130 | 1010110207 | BOLT,MACHINE M.16x450 mm. | 6
set51130 | 1010150100 | BOLT,OVAL M.20X350 MM. | 6
set51130 | 1010150101 | BOLT,OVAL M.20X450 MM. | 3
set51130 | 1010180100 | WASHER,PLAIN,SQUARE,LARGE 52x52x4.5 mm.HOLE DIA. 18 MM. TIS.258 | 22
set51130 | 1010180101 | WASHER,PLAIN,SQUARE,LARGE 62X62X6 MM.HOLE DIA.22 MM. TIS.258 | 18
set51130 | 1010180301 | WASHER,LOCK,SPRING,SIZE 16 mm.,GENERAL PURPOSE,TIS.259 | 3
set51130 | 1010180302 | WASHER,LOCK,SPRING,SIZE 20 MM.,GENERAL PURPOSE,TIS.259 | 9
set51130 | 1010210200 | BOLT,STRAND EYE,SINGLE M.16X350 MM. | 3
set51130 | 1010230003 | CLAMP,TRIPLE BOLTS FOR STEEL STRANDED WIRE 35 SQ.MM. | 7
set51130 | 1020240000 | SPACER,HELICAL ROD,PREFORMED,FOR AL.400 SQ.MM. | 6
set51130 | 1020420302 | TERMINAL,COMPRESSION,15 DEGREE PAD,NEMA,4-HOLE,FOR AL. 400 SQ.MM. | 18
set51130 | 1020430001 | CLAMP DEAD END,COMPRESSION,SINGLE LUG,FOR AL.CONDUCTOR 400 SQ.MM. | 6
set51130 | 1020430101 | CLAMP,DEAD END,COMPRESSION,DOUBLE LUG,FOR AL.CONDUCTOR 400 SQ.MM. | 6
set51130 | 1030020003 | INSULATOR,SUSPENSION,TYPE E (CLASS 52-8)TIS.354 | 90
set51130 | 1030110103 | CLAMP,STRAIN,WITH CLAMPING KEEPER,FOR AL.CONDUCTOR 400 SQ.MM. | 6
set51130 | 1030140001 | BALL-CLEVIS,ANSI TYPE K | 9
set51130 | 1030140003 | SOCKET-EYE | 6
set51130 | 1030140005 | BALL-CLEVIS,ANSI TYPE B | 18
set51130 | 1030140006 | SOCKET-CLEVIS,ANSI TYPE B | 12
set51130 | 1030140007 | SOCKET-CLEVIS,ANSI TYPE K | 9
set51130 | 1030140013 | SPACER,PLATE,FOR AL.400 SQ.MM. | 9
set51131 | 1010000100 | STEEL CHANNEL, 100x50x5 mm. 2,250 MM.LONG | 3
set51131 | 1010000400 | STEEL CHANNEL,200X80X7.5 MM.1,000 MM.LONG | 6
set51131 | 1010010000 | STEEL ANGLE,65X65X6 MM.1,000 MM.LONG | 2
set51131 | 1010110204 | BOLT,MACHINE M.16x300 mm. | 2
set51131 | 1010110205 | BOLT,MACHINE M.16x350 mm. | 3
set51131 | 1010110301 | BOLT,MACHINE M.20x400 mm. | 3
set51131 | 1010110302 | BOLT,MACHINE M.20X450 MM. | 6
set51131 | 1010110400 | BOLT,MACHINE, HEXAGON, M.16X75 MM. | 3
set51131 | 1010150000 | BOLT,OVAL EYE M.16X150 MM. | 3
set51131 | 1010150100 | BOLT,OVAL M.20X350 MM. | 6
set51131 | 1010150101 | BOLT,OVAL M.20X450 MM. | 3
set51131 | 1010180100 | WASHER,PLAIN,SQUARE,LARGE 52x52x4.5 mm.HOLE DIA. 18 MM. TIS.258 | 28
set51131 | 1010180101 | WASHER,PLAIN,SQUARE,LARGE 62X62X6 MM.HOLE DIA.22 MM. TIS.258 | 30
set51131 | 1010180301 | WASHER,LOCK,SPRING,SIZE 16 mm.,GENERAL PURPOSE,TIS.259 | 6
set51131 | 1010180302 | WASHER,LOCK,SPRING,SIZE 20 MM.,GENERAL PURPOSE,TIS.259 | 9
set51131 | 1010200002 | BRACE,FLAT,FOR CROSSARM 40x6x1,000 mm. | 3
set51131 | 1010210200 | BOLT,STRAND EYE,SINGLE M.16X350 MM. | 3
set51131 | 1010230003 | CLAMP,TRIPLE BOLTS FOR STEEL STRANDED WIRE 35 SQ.MM. | 7
set51131 | 1020230001 | ARMOR-GRIP,PREFORMED,AL 400 SQ.MM. | 6
set51131 | 1020240000 | SPACER,HELICAL ROD,PREFORMED,FOR AL.400 SQ.MM. | 9
set51131 | 1020420302 | TERMINAL,COMPRESSION,15 DEGREE PAD,NEMA,4-HOLE,FOR AL. 400 SQ.MM. | 12
set51131 | 1020430101 | CLAMP,DEAD END,COMPRESSION,DOUBLE LUG,FOR AL.CONDUCTOR 400 SQ.MM. | 6
set51131 | 1030020001 | INSULATOR,SUSPENSION,TYPE C (CLASS 52-3) TIS.354 | 21
set51131 | 1030020003 | INSULATOR,SUSPENSION,TYPE E (CLASS 52-8)TIS.354 | 90
set51131 | 1030110103 | CLAMP,STRAIN,WITH CLAMPING KEEPER,FOR AL.CONDUCTOR 400 SQ.MM. | 12
set51131 | 1030140000 | CLEVIS-EYE | 6
set51131 | 1030140001 | BALL-CLEVIS,ANSI TYPE K | 9
set51131 | 1030140003 | SOCKET-EYE | 12
set51131 | 1030140004 | Y-CLEVIS-BALL | 3
set51131 | 1030140005 | BALL-CLEVIS,ANSI TYPE B | 18
set51131 | 1030140006 | SOCKET-CLEVIS,ANSI TYPE B | 9
set51131 | 1030140007 | SOCKET-CLEVIS,ANSI TYPE K | 9
set51131 | 1030140013 | SPACER,PLATE,FOR AL.400 SQ.MM. | 12
set51132 | 1010000100 | STEEL CHANNEL, 100x50x5 mm. 2,250 MM.LONG | 3
set51132 | 1010000400 | STEEL CHANNEL,200X80X7.5 MM.1,000 MM.LONG | 6
set51132 | 1010010000 | STEEL ANGLE,65X65X6 MM.1,000 MM.LONG | 2
set51132 | 1010110204 | BOLT,MACHINE M.16x300 mm. | 2
set51132 | 1010110205 | BOLT,MACHINE M.16x350 mm. | 3
set51132 | 1010110301 | BOLT,MACHINE M.20x400 mm. | 3
set51132 | 1010110302 | BOLT,MACHINE M.20X450 MM. | 6
set51132 | 1010110400 | BOLT,MACHINE, HEXAGON, M.16X75 MM. | 3
set51132 | 1010150000 | BOLT,OVAL EYE M.16X150 MM. | 3
set51132 | 1010150100 | BOLT,OVAL M.20X350 MM. | 6
set51132 | 1010150101 | BOLT,OVAL M.20X450 MM. | 3
set51132 | 1010180100 | WASHER,PLAIN,SQUARE,LARGE 52x52x4.5 mm.HOLE DIA. 18 MM. TIS.258 | 28
set51132 | 1010180101 | WASHER,PLAIN,SQUARE,LARGE 62X62X6 MM.HOLE DIA.22 MM. TIS.258 | 30
set51132 | 1010180301 | WASHER,LOCK,SPRING,SIZE 16 mm.,GENERAL PURPOSE,TIS.259 | 6
set51132 | 1010180302 | WASHER,LOCK,SPRING,SIZE 20 MM.,GENERAL PURPOSE,TIS.259 | 9
set51132 | 1010200002 | BRACE,FLAT,FOR CROSSARM 40x6x1,000 mm. | 3
set51132 | 1010210200 | BOLT,STRAND EYE,SINGLE M.16X350 MM. | 3
set51132 | 1010230003 | CLAMP,TRIPLE BOLTS FOR STEEL STRANDED WIRE 35 SQ.MM. | 7
set51132 | 1020230001 | ARMOR-GRIP,PREFORMED,AL 400 SQ.MM. | 6
set51132 | 1020240000 | SPACER,HELICAL ROD,PREFORMED,FOR AL.400 SQ.MM. | 9
set51132 | 1020420302 | TERMINAL,COMPRESSION,15 DEGREE PAD,NEMA,4-HOLE,FOR AL. 400 SQ.MM. | 12
set51132 | 1020430101 | CLAMP,DEAD END,COMPRESSION,DOUBLE LUG,FOR AL.CONDUCTOR 400 SQ.MM. | 6
set51132 | 1030020001 | INSULATOR,SUSPENSION,TYPE C (CLASS 52-3) TIS.354 | 21
set51132 | 1030020003 | INSULATOR,SUSPENSION,TYPE E (CLASS 52-8)TIS.354 | 60
set51132 | 1030110103 | CLAMP,STRAIN,WITH CLAMPING KEEPER,FOR AL.CONDUCTOR 400 SQ.MM. | 6
set51132 | 1030140000 | CLEVIS-EYE | 6
set51132 | 1030140001 | BALL-CLEVIS,ANSI TYPE K | 6
set51132 | 1030140003 | SOCKET-EYE | 6
set51132 | 1030140004 | Y-CLEVIS-BALL | 3
set51132 | 1030140005 | BALL-CLEVIS,ANSI TYPE B | 12
set51132 | 1030140006 | SOCKET-CLEVIS,ANSI TYPE B | 9
set51132 | 1030140007 | SOCKET-CLEVIS,ANSI TYPE K | 6
set51132 | 1030140013 | SPACER,PLATE,FOR AL.400 SQ.MM. | 9
set51133 | 1030020003 | INSULATOR,SUSPENSION,TYPE E (CLASS 52-8)TIS.354 | 30
set51133 | 1030110103 | CLAMP,STRAIN,WITH CLAMPING KEEPER,FOR AL.CONDUCTOR 400 SQ.MM. | 6
set51133 | 1030140001 | BALL-CLEVIS,ANSI TYPE K | 3
set51133 | 1030140003 | SOCKET-EYE | 6
set51133 | 1030140005 | BALL-CLEVIS,ANSI TYPE B | 6
set51133 | 1030140007 | SOCKET-CLEVIS,ANSI TYPE K | 3
set51133 | 1030140013 | SPACER,PLATE,FOR AL.400 SQ.MM. | 3
set51134 | 1010150100 | BOLT,OVAL M.20X350 MM. | 6
set51134 | 1010180003 | NUT,EYE,THIMBLE M.16 | 2
set51134 | 1010180100 | WASHER,PLAIN,SQUARE,LARGE 52x52x4.5 mm.HOLE DIA. 18 MM. TIS.258 | 4
set51134 | 1010180101 | WASHER,PLAIN,SQUARE,LARGE 62X62X6 MM.HOLE DIA.22 MM. TIS.258 | 12
set51134 | 1010180302 | WASHER,LOCK,SPRING,SIZE 20 MM.,GENERAL PURPOSE,TIS.259 | 6
set51134 | 1010210202 | BOLT,STRAND EYE,SINGLE 45 DEGREE M.16X350 MM. | 2
set51134 | 1010230003 | CLAMP,TRIPLE BOLTS FOR STEEL STRANDED WIRE 35 SQ.MM. | 4
set51134 | 1020240000 | SPACER,HELICAL ROD,PREFORMED,FOR AL.400 SQ.MM. | 3
set51134 | 1020420302 | TERMINAL,COMPRESSION,15 DEGREE PAD,NEMA,4-HOLE,FOR AL. 400 SQ.MM. | 6
set51134 | 1020430001 | CLAMP DEAD END,COMPRESSION,SINGLE LUG,FOR AL.CONDUCTOR 400 SQ.MM. | 6
set51134 | 1030020003 | INSULATOR,SUSPENSION,TYPE E (CLASS 52-8)TIS.354 | 60
set51134 | 1030110103 | CLAMP,STRAIN,WITH CLAMPING KEEPER,FOR AL.CONDUCTOR 400 SQ.MM. | 6
set51134 | 1030140001 | BALL-CLEVIS,ANSI TYPE K | 6
set51134 | 1030140003 | SOCKET-EYE | 6
set51134 | 1030140005 | BALL-CLEVIS,ANSI TYPE B | 12
set51134 | 1030140006 | SOCKET-CLEVIS,ANSI TYPE B | 6
set51134 | 1030140007 | SOCKET-CLEVIS,ANSI TYPE K | 6
set51134 | 1030140013 | SPACER,PLATE,FOR AL.400 SQ.MM. | 6
set51135 | 1010000400 | STEEL CHANNEL,200X80X7.5 MM.1,000 MM.LONG | 6
set51135 | 1010010000 | STEEL ANGLE,65X65X6 MM.1,000 MM.LONG | 2
set51135 | 1010110204 | BOLT,MACHINE M.16x300 mm. | 2
set51135 | 1010110207 | BOLT,MACHINE M.16x450 mm. | 6
set51135 | 1010150100 | BOLT,OVAL M.20X350 MM. | 3
set51135 | 1010150101 | BOLT,OVAL M.20X450 MM. | 3
set51135 | 1010180100 | WASHER,PLAIN,SQUARE,LARGE 52x52x4.5 mm.HOLE DIA. 18 MM. TIS.258 | 20
set51135 | 1010180101 | WASHER,PLAIN,SQUARE,LARGE 62X62X6 MM.HOLE DIA.22 MM. TIS.258 | 12
set51135 | 1010180301 | WASHER,LOCK,SPRING,SIZE 16 mm.,GENERAL PURPOSE,TIS.259 | 2
set51135 | 1010180302 | WASHER,LOCK,SPRING,SIZE 20 MM.,GENERAL PURPOSE,TIS.259 | 6
set51135 | 1010210200 | BOLT,STRAND EYE,SINGLE M.16X350 MM. | 2
set51135 | 1010230003 | CLAMP,TRIPLE BOLTS FOR STEEL STRANDED WIRE 35 SQ.MM. | 5
set51135 | 1020240000 | SPACER,HELICAL ROD,PREFORMED,FOR AL.400 SQ.MM. | 3
set51135 | 1020420302 | TERMINAL,COMPRESSION,15 DEGREE PAD,NEMA,4-HOLE,FOR AL. 400 SQ.MM. | 6
set51135 | 1020430001 | CLAMP DEAD END,COMPRESSION,SINGLE LUG,FOR AL.CONDUCTOR 400 SQ.MM. | 6
set51135 | 1030020003 | INSULATOR,SUSPENSION,TYPE E (CLASS 52-8)TIS.354 | 60
set51135 | 1030110103 | CLAMP,STRAIN,WITH CLAMPING KEEPER,FOR AL.CONDUCTOR 400 SQ.MM. | 6
set51135 | 1030140001 | BALL-CLEVIS,ANSI TYPE K | 6
set51135 | 1030140003 | SOCKET-EYE | 6
set51135 | 1030140005 | BALL-CLEVIS,ANSI TYPE B | 12
set51135 | 1030140006 | SOCKET-CLEVIS,ANSI TYPE B | 6
set51135 | 1030140007 | SOCKET-CLEVIS,ANSI TYPE K | 6
set51135 | 1030140013 | SPACER,PLATE,FOR AL.400 SQ.MM. | 6
set51136 | 1010010005 | STEEL ANGLE,OVERHEAD GROUND WIRE CORNER BAYONET 65X65X6 MM. 2,500 MM.LONG | 1
set51136 | 1010100003 | WIRE,STEEL STRANDED 35 SQ.MM.TIS.404 | 2.5
set51136 | 1010100004 | WIRE,STEEL STRANDED 50/7 sq.mm.TIS.404 | 5
set51136 | 1010110205 | BOLT,MACHINE M.16x350 mm. | 3
set51136 | 1010110206 | BOLT,MACHINE M.16x400 mm. | 6
set51136 | 1010110207 | BOLT,MACHINE M.16x450 mm. | 4
set51136 | 1010110208 | BOLT,MACHINE M.16x500 mm. | 2
set51136 | 1010150101 | BOLT,OVAL M.20X450 MM. | 3
set51136 | 1010180002 | NET,EYE M.20 | 3
set51136 | 1010180100 | WASHER,PLAIN,SQUARE,LARGE 52x52x4.5 mm.HOLE DIA. 18 MM. TIS.258 | 12
set51136 | 1010180101 | WASHER,PLAIN,SQUARE,LARGE 62X62X6 MM.HOLE DIA.22 MM. TIS.258 | 6
set51136 | 1010220002 | ROD,GROUND,60x60x5 mm. 2 m.LONG | 1
set51136 | 1010230003 | CLAMP,TRIPLE BOLTS FOR STEEL STRANDED WIRE 35 SQ.MM. | 1
set51136 | 1010230203 | GROUND WIRE SUPPORT AND CLAMP,FOR BAYONET | 1
set51136 | 1020420302 | TERMINAL,COMPRESSION,15 DEGREE PAD,NEMA,4-HOLE,FOR AL. 400 SQ.MM. | 12
set51136 | 1020560200 | PAD COUPLER,AL-ALLOY, T-TYPE FOR ONE TO TWO TRMINAL PAD 4 HOLE NEMA | 6
set51136 | 1030020003 | INSULATOR,SUSPENSION,TYPE E (CLASS 52-8)TIS.354 | 60
set51136 | 1030110103 | CLAMP,STRAIN,WITH CLAMPING KEEPER,FOR AL.CONDUCTOR 400 SQ.MM. | 12
set51136 | 1030140001 | BALL-CLEVIS,ANSI TYPE K | 6
set51136 | 1030140003 | SOCKET-EYE | 12
set51136 | 1030140005 | BALL-CLEVIS,ANSI TYPE B | 12
set51136 | 1030140007 | SOCKET-CLEVIS,ANSI TYPE K | 6
set51136 | 1030140013 | SPACER,PLATE,FOR AL.400 SQ.MM. | 6
set51136 | 1040060201 | SWITCH,AIR BREAK,TRIPLE POLE 115 KV. 1,200 A. 61 KV.VERTICAL OPENING | 1
set51137 | 1000120002 | CROSSARM,STEEL ANGLE 150X150X12 MM.4,500 MM.LONG | 2
set51137 | 1010000103 | STEEL CHANNEL,100X50X5 MM.4,200 MM.LONG | 1
set51137 | 1010010005 | STEEL ANGLE,OVERHEAD GROUND WIRE CORNER BAYONET 65X65X6 MM. 2,500 MM.LONG | 1
set51137 | 1010030102 | PLATE,STEEL DOUBLE ARMING 12X100X760 MM. | 2
set51137 | 1010100003 | WIRE,STEEL STRANDED 35 SQ.MM.TIS.404 | 2.5
set51137 | 1010110200 | BOLT,MACHINE M.16x130 mm. | 2
set51137 | 1010110201 | BOLT,MACHINE M.16x170 mm. | 4
set51137 | 1010110205 | BOLT,MACHINE M.16x350 mm. | 5
set51137 | 1010110301 | BOLT,MACHINE M.20x400 mm. | 1
set51137 | 1010110400 | BOLT,MACHINE, HEXAGON, M.16X75 MM. | 4
set51137 | 1010120000 | BOLT,DOUBLE ARMING,M.16x400 mm. | 4
set51137 | 1010150000 | BOLT,OVAL EYE M.16X150 MM. | 1
set51137 | 1010150100 | BOLT,OVAL M.20X350 MM. | 1
set51137 | 1010180002 | NET,EYE M.20 | 1
set51137 | 1010180100 | WASHER,PLAIN,SQUARE,LARGE 52x52x4.5 mm.HOLE DIA. 18 MM. TIS.258 | 25
set51137 | 1010180101 | WASHER,PLAIN,SQUARE,LARGE 62X62X6 MM.HOLE DIA.22 MM. TIS.258 | 4
set51137 | 1010180301 | WASHER,LOCK,SPRING,SIZE 16 mm.,GENERAL PURPOSE,TIS.259 | 5
set51137 | 1010200007 | BRACE,ANGLE STEEL 50x50x6 mm. 1,800 mm.WIDE 450 mm.DROP | 3
set51137 | 1010230003 | CLAMP,TRIPLE BOLTS FOR STEEL STRANDED WIRE 35 SQ.MM. | 1
set51137 | 1010230203 | GROUND WIRE SUPPORT AND CLAMP,FOR BAYONET | 1
set51137 | 1020230001 | ARMOR-GRIP,PREFORMED,AL 400 SQ.MM. | 2
set51137 | 1020240000 | SPACER,HELICAL ROD,PREFORMED,FOR AL.400 SQ.MM. | 4
set51137 | 1020420302 | TERMINAL,COMPRESSION,15 DEGREE PAD,NEMA,4-HOLE,FOR AL. 400 SQ.MM. | 6
set51137 | 1020430001 | CLAMP DEAD END,COMPRESSION,SINGLE LUG,FOR AL.CONDUCTOR 400 SQ.MM. | 6
set51137 | 1030020001 | INSULATOR,SUSPENSION,TYPE C (CLASS 52-3) TIS.354 | 7
set51137 | 1030020003 | INSULATOR,SUSPENSION,TYPE E (CLASS 52-8)TIS.354 | 60
set51137 | 1030110103 | CLAMP,STRAIN,WITH CLAMPING KEEPER,FOR AL.CONDUCTOR 400 SQ.MM. | 6
set51137 | 1030140000 | CLEVIS-EYE | 2
set51137 | 1030140001 | BALL-CLEVIS,ANSI TYPE K | 6
set51137 | 1030140003 | SOCKET-EYE | 6
set51137 | 1030140004 | Y-CLEVIS-BALL | 1
set51137 | 1030140005 | BALL-CLEVIS,ANSI TYPE B | 12
set51137 | 1030140006 | SOCKET-CLEVIS,ANSI TYPE B | 7
set51137 | 1030140007 | SOCKET-CLEVIS,ANSI TYPE K | 6
set51137 | 1030140013 | SPACER,PLATE,FOR AL.400 SQ.MM. | 7
set51138 | 1000120002 | CROSSARM,STEEL ANGLE 150X150X12 MM.4,500 MM.LONG | 2
set51138 | 1010000103 | STEEL CHANNEL,100X50X5 MM.4,200 MM.LONG | 1
set51138 | 1010030006 | PLATE,STEEL,FOR OVERHEAD GROUND WIRE BAYONET,ACCORDING TO DWG.NO.SA3-015/44004 | 1
set51138 | 1010030102 | PLATE,STEEL DOUBLE ARMING 12X100X760 MM. | 2
set51138 | 1010050200 | TUBE, RECTANGULAR STEEL 100X50X3.2 MM., 100 MM.LONG | 4
set51138 | 1010110101 | BOLE,MACHINE M. 12X50 MM. | 1
set51138 | 1010110200 | BOLT,MACHINE M.16x130 mm. | 2
set51138 | 1010110201 | BOLT,MACHINE M.16x170 mm. | 4
set51138 | 1010110205 | BOLT,MACHINE M.16x350 mm. | 2
set51138 | 1010110302 | BOLT,MACHINE M.20X450 MM. | 1
set51138 | 1010110400 | BOLT,MACHINE, HEXAGON, M.16X75 MM. | 4
set51138 | 1010120000 | BOLT,DOUBLE ARMING,M.16x400 mm. | 4
set51138 | 1010150000 | BOLT,OVAL EYE M.16X150 MM. | 1
set51138 | 1010150101 | BOLT,OVAL M.20X450 MM. | 1
set51138 | 1010180002 | NET,EYE M.20 | 1
set51138 | 1010180003 | NUT,EYE,THIMBLE M.16 | 1
set51138 | 1010180100 | WASHER,PLAIN,SQUARE,LARGE 52x52x4.5 mm.HOLE DIA. 18 MM. TIS.258 | 27
set51138 | 1010180101 | WASHER,PLAIN,SQUARE,LARGE 62X62X6 MM.HOLE DIA.22 MM. TIS.258 | 4
set51138 | 1010180301 | WASHER,LOCK,SPRING,SIZE 16 mm.,GENERAL PURPOSE,TIS.259 | 5
set51138 | 1010200007 | BRACE,ANGLE STEEL 50x50x6 mm. 1,800 mm.WIDE 450 mm.DROP | 3
set51138 | 1010210200 | BOLT,STRAND EYE,SINGLE M.16X350 MM. | 1
set51138 | 1010210202 | BOLT,STRAND EYE,SINGLE 45 DEGREE M.16X350 MM. | 1
set51138 | 1010230003 | CLAMP,TRIPLE BOLTS FOR STEEL STRANDED WIRE 35 SQ.MM. | 2
set51138 | 1020230001 | ARMOR-GRIP,PREFORMED,AL 400 SQ.MM. | 2
set51138 | 1020240000 | SPACER,HELICAL ROD,PREFORMED,FOR AL.400 SQ.MM. | 4
set51138 | 1020420302 | TERMINAL,COMPRESSION,15 DEGREE PAD,NEMA,4-HOLE,FOR AL. 400 SQ.MM. | 6
set51138 | 1020430001 | CLAMP DEAD END,COMPRESSION,SINGLE LUG,FOR AL.CONDUCTOR 400 SQ.MM. | 6
set51138 | 1030020001 | INSULATOR,SUSPENSION,TYPE C (CLASS 52-3) TIS.354 | 7
set51138 | 1030020003 | INSULATOR,SUSPENSION,TYPE E (CLASS 52-8)TIS.354 | 60
set51138 | 1030110103 | CLAMP,STRAIN,WITH CLAMPING KEEPER,FOR AL.CONDUCTOR 400 SQ.MM. | 6
set51138 | 1030140000 | CLEVIS-EYE | 2
set51138 | 1030140001 | BALL-CLEVIS,ANSI TYPE K | 6
set51138 | 1030140003 | SOCKET-EYE | 6
set51138 | 1030140004 | Y-CLEVIS-BALL | 1
set51138 | 1030140005 | BALL-CLEVIS,ANSI TYPE B | 12
set51138 | 1030140006 | SOCKET-CLEVIS,ANSI TYPE B | 7
set51138 | 1030140007 | SOCKET-CLEVIS,ANSI TYPE K | 6
set51138 | 1030140013 | SPACER,PLATE,FOR AL.400 SQ.MM. | 7
set51138 | 9090011007 | WELDING POWDER, ST. WIRE 50 SQ.MM. TO GD | 1
set51139 | 1010000401 | STEEL CHANNEL 200X80X7.5 MM. 6,000 MM.LONG | 2
set51139 | 1010010102 | STEEL ANGLE 75X75X6 MM. 4,500 MM.LONG | 2
set51139 | 1010030002 | PLATE,STEEL 6X100X450 MM. | 6
set51139 | 1010050005 | PIPE,STEEL,SIZE 20, 230 MM.LONG TIS.277 BUT WITHOUT THREADED END | 1
set51139 | 1010050100 | PIPE STEEL,SIZE 25 TYPE 2, 200 MM.LONG TIS.277 BUE WITHOUT THREADED END | 3
set51139 | 1010110203 | BOLT,MACHINE M.16x250 mm. | 8
set51139 | 1010110204 | BOLT,MACHINE M.16x300 mm. | 2
set51139 | 1010110206 | BOLT,MACHINE M.16x400 mm. | 2
set51139 | 1010120000 | BOLT,DOUBLE ARMING,M.16x400 mm. | 1
set51139 | 1010150100 | BOLT,OVAL M.20X350 MM. | 3
set51139 | 1010150101 | BOLT,OVAL M.20X450 MM. | 3
set51139 | 1010180002 | NET,EYE M.20 | 3
set51139 | 1010180100 | WASHER,PLAIN,SQUARE,LARGE 52x52x4.5 mm.HOLE DIA. 18 MM. TIS.258 | 20
set51139 | 1010180101 | WASHER,PLAIN,SQUARE,LARGE 62X62X6 MM.HOLE DIA.22 MM. TIS.258 | 12
set51139 | 1010180301 | WASHER,LOCK,SPRING,SIZE 16 mm.,GENERAL PURPOSE,TIS.259 | 2
set51139 | 1010180302 | WASHER,LOCK,SPRING,SIZE 20 MM.,GENERAL PURPOSE,TIS.259 | 3
set51139 | 1020230001 | ARMOR-GRIP,PREFORMED,AL 400 SQ.MM. | 6
set51139 | 1020240000 | SPACER,HELICAL ROD,PREFORMED,FOR AL.400 SQ.MM. | 6
set51139 | 1020420302 | TERMINAL,COMPRESSION,15 DEGREE PAD,NEMA,4-HOLE,FOR AL. 400 SQ.MM. | 6
set51139 | 1020430001 | CLAMP DEAD END,COMPRESSION,SINGLE LUG,FOR AL.CONDUCTOR 400 SQ.MM. | 6
set51139 | 1030020001 | INSULATOR,SUSPENSION,TYPE C (CLASS 52-3) TIS.354 | 21
set51139 | 1030020003 | INSULATOR,SUSPENSION,TYPE E (CLASS 52-8)TIS.354 | 60
set51139 | 1030110103 | CLAMP,STRAIN,WITH CLAMPING KEEPER,FOR AL.CONDUCTOR 400 SQ.MM. | 6
set51139 | 1030140000 | CLEVIS-EYE | 6
set51139 | 1030140001 | BALL-CLEVIS,ANSI TYPE K | 6
set51139 | 1030140003 | SOCKET-EYE | 6
set51139 | 1030140004 | Y-CLEVIS-BALL | 3
set51139 | 1030140005 | BALL-CLEVIS,ANSI TYPE B | 12
set51139 | 1030140006 | SOCKET-CLEVIS,ANSI TYPE B | 9
set51139 | 1030140007 | SOCKET-CLEVIS,ANSI TYPE K | 6
set51139 | 1030140013 | SPACER,PLATE,FOR AL.400 SQ.MM. | 9
set51139 | 9090010029 | PIPE STEEL,SIZE 25 TYPE 2, 310 MM.LONG BUT WITHOUT THREADED END | 3
set51140 | 1010000401 | STEEL CHANNEL 200X80X7.5 MM. 6,000 MM.LONG | 2
set51140 | 1010010102 | STEEL ANGLE 75X75X6 MM. 4,500 MM.LONG | 2
set51140 | 1010030002 | PLATE,STEEL 6X100X450 MM. | 6
set51140 | 1010050005 | PIPE,STEEL,SIZE 20, 230 MM.LONG TIS.277 BUT WITHOUT THREADED END | 1
set51140 | 1010050100 | PIPE STEEL,SIZE 25 TYPE 2, 200 MM.LONG TIS.277 BUE WITHOUT THREADED END | 3
set51140 | 1010110204 | BOLT,MACHINE M.16x300 mm. | 8
set51140 | 1010110205 | BOLT,MACHINE M.16x350 mm. | 2
set51140 | 1010110206 | BOLT,MACHINE M.16x400 mm. | 2
set51140 | 1010120000 | BOLT,DOUBLE ARMING,M.16x400 mm. | 1
set51140 | 1010150100 | BOLT,OVAL M.20X350 MM. | 3
set51140 | 1010150101 | BOLT,OVAL M.20X450 MM. | 3
set51140 | 1010180002 | NET,EYE M.20 | 3
set51140 | 1010180100 | WASHER,PLAIN,SQUARE,LARGE 52x52x4.5 mm.HOLE DIA. 18 MM. TIS.258 | 20
set51140 | 1010180101 | WASHER,PLAIN,SQUARE,LARGE 62X62X6 MM.HOLE DIA.22 MM. TIS.258 | 12
set51140 | 1010180301 | WASHER,LOCK,SPRING,SIZE 16 mm.,GENERAL PURPOSE,TIS.259 | 2
set51140 | 1010180302 | WASHER,LOCK,SPRING,SIZE 20 MM.,GENERAL PURPOSE,TIS.259 | 3
set51140 | 1020230001 | ARMOR-GRIP,PREFORMED,AL 400 SQ.MM. | 6
set51140 | 1020240000 | SPACER,HELICAL ROD,PREFORMED,FOR AL.400 SQ.MM. | 6
set51140 | 1020420302 | TERMINAL,COMPRESSION,15 DEGREE PAD,NEMA,4-HOLE,FOR AL. 400 SQ.MM. | 6
set51140 | 1020430001 | CLAMP DEAD END,COMPRESSION,SINGLE LUG,FOR AL.CONDUCTOR 400 SQ.MM. | 6
set51140 | 1030020001 | INSULATOR,SUSPENSION,TYPE C (CLASS 52-3) TIS.354 | 21
set51140 | 1030020003 | INSULATOR,SUSPENSION,TYPE E (CLASS 52-8)TIS.354 | 60
set51140 | 1030110103 | CLAMP,STRAIN,WITH CLAMPING KEEPER,FOR AL.CONDUCTOR 400 SQ.MM. | 6
set51140 | 1030140000 | CLEVIS-EYE | 6
set51140 | 1030140001 | BALL-CLEVIS,ANSI TYPE K | 6
set51140 | 1030140003 | SOCKET-EYE | 6
set51140 | 1030140005 | BALL-CLEVIS,ANSI TYPE B | 12
set51140 | 1030140006 | SOCKET-CLEVIS,ANSI TYPE B | 9
set51140 | 1030140007 | SOCKET-CLEVIS,ANSI TYPE K | 6
set51140 | 1030140013 | SPACER,PLATE,FOR AL.400 SQ.MM. | 9
set51140 | 9090010029 | PIPE STEEL,SIZE 25 TYPE 2, 310 MM.LONG BUT WITHOUT THREADED END | 3
set51141 | 1010000401 | STEEL CHANNEL 200X80X7.5 MM. 6,000 MM.LONG | 2
set51141 | 1010010004 | STEEL ANGLE,OVERHEAD GROUND WIRE BAYONET 65X65X6 MM. 2,500 MM.LONG | 1
set51141 | 1010010102 | STEEL ANGLE 75X75X6 MM. 4,500 MM.LONG | 4
set51141 | 1010030002 | PLATE,STEEL 6X100X450 MM. | 6
set51141 | 1010050006 | PIPE STEEL,SIZE 20 TYPE 2, 300 MM.LONG TIS.277 BUT WITHOUT THREADED END | 1
set51141 | 1010050007 | PIPE STEEL,SIZE 20 TYPE 2, 350 MM.LONG TIS.277 BUT WITHOUT THREADED END | 1
set51141 | 1010050100 | PIPE STEEL,SIZE 25 TYPE 2, 200 MM.LONG TIS.277 BUE WITHOUT THREADED END | 3
set51141 | 1010100003 | WIRE,STEEL STRANDED 35 SQ.MM.TIS.404 | 2.5
set51141 | 1010110203 | BOLT,MACHINE M.16x250 mm. | 6
set51141 | 1010110205 | BOLT,MACHINE M.16x350 mm. | 6
set51141 | 1010110206 | BOLT,MACHINE M.16x400 mm. | 4
set51141 | 1010110207 | BOLT,MACHINE M.16x450 mm. | 2
set51141 | 1010110302 | BOLT,MACHINE M.20X450 MM. | 2
set51141 | 1010120000 | BOLT,DOUBLE ARMING,M.16x400 mm. | 2
set51141 | 1010150100 | BOLT,OVAL M.20X350 MM. | 3
set51141 | 1010150101 | BOLT,OVAL M.20X450 MM. | 3
set51141 | 1010180002 | NET,EYE M.20 | 3
set51141 | 1010180100 | WASHER,PLAIN,SQUARE,LARGE 52x52x4.5 mm.HOLE DIA. 18 MM. TIS.258 | 24
set51141 | 1010180101 | WASHER,PLAIN,SQUARE,LARGE 62X62X6 MM.HOLE DIA.22 MM. TIS.258 | 16
set51141 | 1010180302 | WASHER,LOCK,SPRING,SIZE 20 MM.,GENERAL PURPOSE,TIS.259 | 5
set51141 | 1020230001 | ARMOR-GRIP,PREFORMED,AL 400 SQ.MM. | 6
set51141 | 1020240000 | SPACER,HELICAL ROD,PREFORMED,FOR AL.400 SQ.MM. | 6
set51141 | 1020420302 | TERMINAL,COMPRESSION,15 DEGREE PAD,NEMA,4-HOLE,FOR AL. 400 SQ.MM. | 6
set51141 | 1020430001 | CLAMP DEAD END,COMPRESSION,SINGLE LUG,FOR AL.CONDUCTOR 400 SQ.MM. | 6
set51141 | 1030020001 | INSULATOR,SUSPENSION,TYPE C (CLASS 52-3) TIS.354 | 21
set51141 | 1030020003 | INSULATOR,SUSPENSION,TYPE E (CLASS 52-8)TIS.354 | 60
set51141 | 1030110103 | CLAMP,STRAIN,WITH CLAMPING KEEPER,FOR AL.CONDUCTOR 400 SQ.MM. | 6
set51141 | 1030140000 | CLEVIS-EYE | 6
set51141 | 1030140001 | BALL-CLEVIS,ANSI TYPE K | 6
set51141 | 1030140003 | SOCKET-EYE | 6
set51141 | 1030140004 | Y-CLEVIS-BALL | 3
set51141 | 1030140005 | BALL-CLEVIS,ANSI TYPE B | 12
set51141 | 1030140006 | SOCKET-CLEVIS,ANSI TYPE B | 9
set51141 | 1030140007 | SOCKET-CLEVIS,ANSI TYPE K | 6
set51141 | 1030140013 | SPACER,PLATE,FOR AL.400 SQ.MM. | 9
set51141 | 9090010089 | PIPE STEEL,SIZE 25 TYPE 2, 300 MM.LONG TIS.277 BUT WITHOUT THREADED END | 3
set51142 | 1000120002 | CROSSARM,STEEL ANGLE 150X150X12 MM.4,500 MM.LONG | 10
set51142 | 1000120004 | CROSSARM,CHANNEL STEEL,ALLEY ARM,150X75X9 MM.3,000 MM.LONG | 12
set51142 | 1010000303 | STEEL CHANNEL,150X75X6.5 MM.6,000 MM.LONG | 1
set51142 | 1010000400 | STEEL CHANNEL,200X80X7.5 MM.1,000 MM.LONG | 6
set51142 | 1010030002 | PLATE,STEEL 6X100X450 MM. | 10
set51142 | 1010030102 | PLATE,STEEL DOUBLE ARMING 12X100X760 MM. | 6
set51142 | 1010050002 | ST. PIPE,SIZE 20, 150 MM.LONG W/O T.E. | 7
set51142 | 1010050006 | PIPE STEEL,SIZE 20 TYPE 2, 300 MM.LONG TIS.277 BUT WITHOUT THREADED END | 1
set51142 | 1010100003 | WIRE,STEEL STRANDED 35 SQ.MM.TIS.404 | 3
set51142 | 1010100006 | WIRE,STEEL STRANDED 95 sq.mm.TIS.404 | 16
set51142 | 1010110202 | BOLT,MACHINE M.16x200 mm. | 16
set51142 | 1010110204 | BOLT,MACHINE M.16x300 mm. | 6
set51142 | 1010110205 | BOLT,MACHINE M.16x350 mm. | 8
set51142 | 1010110300 | BOLT,MACHINE M.20X350 MM. | 6
set51142 | 1010110400 | BOLT,MACHINE, HEXAGON, M.16X75 MM. | 12
set51142 | 1010120000 | BOLT,DOUBLE ARMING,M.16x400 mm. | 6
set51142 | 1010150001 | BOLT,OVAL EYE M.16X200 MM. | 6
set51142 | 1010180100 | WASHER,PLAIN,SQUARE,LARGE 52x52x4.5 mm.HOLE DIA. 18 MM. TIS.258 | 70
set51142 | 1010180101 | WASHER,PLAIN,SQUARE,LARGE 62X62X6 MM.HOLE DIA.22 MM. TIS.258 | 6
set51142 | 1010180301 | WASHER,LOCK,SPRING,SIZE 16 mm.,GENERAL PURPOSE,TIS.259 | 8
set51142 | 1010200003 | BRACE,FLAT,FOR CROSSARM 50X10X1,950 MM. | 2
set51142 | 1010210200 | BOLT,STRAND EYE,SINGLE M.16X350 MM. | 2
set51142 | 1010230000 | CLAMP,SINGLE U-BOLT,M.8 (WIRE ROPE CLIP) | 36
set51142 | 1020220109 | ARMOR ROD,PREFORMED,FOR AL.OR AL-ALLOY CONDUCTOR 400 SQ.MM. | 12
set51142 | 1020240000 | SPACER,HELICAL ROD,PREFORMED,FOR AL.400 SQ.MM. | 6
set51142 | 1020420302 | TERMINAL,COMPRESSION,15 DEGREE PAD,NEMA,4-HOLE,FOR AL. 400 SQ.MM. | 6
set51142 | 1020430001 | CLAMP DEAD END,COMPRESSION,SINGLE LUG,FOR AL.CONDUCTOR 400 SQ.MM. | 6
set51142 | 1030020001 | INSULATOR,SUSPENSION,TYPE C (CLASS 52-3) TIS.354 | 42
set51142 | 1030020003 | INSULATOR,SUSPENSION,TYPE E (CLASS 52-8)TIS.354 | 60
set51142 | 1030110103 | CLAMP,STRAIN,WITH CLAMPING KEEPER,FOR AL.CONDUCTOR 400 SQ.MM. | 6
set51142 | 1030140000 | CLEVIS-EYE | 12
set51142 | 1030140001 | BALL-CLEVIS,ANSI TYPE K | 6
set51142 | 1030140002 | BALL-HOOK | 6
set51142 | 1030140003 | SOCKET-EYE | 6
set51142 | 1030140005 | BALL-CLEVIS,ANSI TYPE B | 12
set51142 | 1030140006 | SOCKET-CLEVIS,ANSI TYPE B | 12
set51142 | 1030140007 | SOCKET-CLEVIS,ANSI TYPE K | 6
set51142 | 1030140013 | SPACER,PLATE,FOR AL.400 SQ.MM. | 12
set51143 | 1010000103 | STEEL CHANNEL,100X50X5 MM.4,200 MM.LONG | 6
set51143 | 1010010005 | STEEL ANGLE,OVERHEAD GROUND WIRE CORNER BAYONET 65X65X6 MM. 2,500 MM.LONG | 1
set51143 | 1010030002 | PLATE,STEEL 6X100X450 MM. | 18
set51143 | 1010050000 | ST. PIPE,SIZE 20, 100 MM.LONG W/O T.E. | 6
set51143 | 1010100003 | WIRE,STEEL STRANDED 35 SQ.MM.TIS.404 | 2.5
set51143 | 1010110200 | BOLT,MACHINE M.16x130 mm. | 12
set51143 | 1010110201 | BOLT,MACHINE M.16x170 mm. | 24
set51143 | 1010110204 | BOLT,MACHINE M.16x300 mm. | 3
set51143 | 1010110205 | BOLT,MACHINE M.16x350 mm. | 3
set51143 | 1010110300 | BOLT,MACHINE M.20X350 MM. | 3
set51143 | 1010180100 | WASHER,PLAIN,SQUARE,LARGE 52x52x4.5 mm.HOLE DIA. 18 MM. TIS.258 | 60
set51143 | 1010180101 | WASHER,PLAIN,SQUARE,LARGE 62X62X6 MM.HOLE DIA.22 MM. TIS.258 | 6
set51143 | 1010180301 | WASHER,LOCK,SPRING,SIZE 16 mm.,GENERAL PURPOSE,TIS.259 | 6
set51143 | 1010200007 | BRACE,ANGLE STEEL 50x50x6 mm. 1,800 mm.WIDE 450 mm.DROP | 6
set51143 | 1010230003 | CLAMP,TRIPLE BOLTS FOR STEEL STRANDED WIRE 35 SQ.MM. | 1
set51143 | 1010230203 | GROUND WIRE SUPPORT AND CLAMP,FOR BAYONET | 1
set51143 | 1020230001 | ARMOR-GRIP,PREFORMED,AL 400 SQ.MM. | 6
set51143 | 1030020001 | INSULATOR,SUSPENSION,TYPE C (CLASS 52-3) TIS.354 | 21
set51143 | 1030140000 | CLEVIS-EYE | 6
set51143 | 1030140006 | SOCKET-CLEVIS,ANSI TYPE B | 3
set51143 | 1030140012 | BRACKET,CORNER SUSPENSION | 3
set51143 | 1030140013 | SPACER,PLATE,FOR AL.400 SQ.MM. | 3
set51144 | 1010000103 | STEEL CHANNEL,100X50X5 MM.4,200 MM.LONG | 3
set51144 | 1010010004 | STEEL ANGLE,OVERHEAD GROUND WIRE BAYONET 65X65X6 MM. 2,500 MM.LONG | 1
set51144 | 1010100003 | WIRE,STEEL STRANDED 35 SQ.MM.TIS.404 | 2.5
set51144 | 1010110200 | BOLT,MACHINE M.16x130 mm. | 6
set51144 | 1010110204 | BOLT,MACHINE M.16x300 mm. | 2
set51144 | 1010110205 | BOLT,MACHINE M.16x350 mm. | 3
set51144 | 1010110300 | BOLT,MACHINE M.20X350 MM. | 3
set51144 | 1010150000 | BOLT,OVAL EYE M.16X150 MM. | 3
set51144 | 1010180100 | WASHER,PLAIN,SQUARE,LARGE 52x52x4.5 mm.HOLE DIA. 18 MM. TIS.258 | 17
set51144 | 1010180101 | WASHER,PLAIN,SQUARE,LARGE 62X62X6 MM.HOLE DIA.22 MM. TIS.258 | 6
set51144 | 1010180301 | WASHER,LOCK,SPRING,SIZE 16 mm.,GENERAL PURPOSE,TIS.259 | 3
set51144 | 1010200007 | BRACE,ANGLE STEEL 50x50x6 mm. 1,800 mm.WIDE 450 mm.DROP | 3
set51144 | 1010230003 | CLAMP,TRIPLE BOLTS FOR STEEL STRANDED WIRE 35 SQ.MM. | 1
set51144 | 1010230203 | GROUND WIRE SUPPORT AND CLAMP,FOR BAYONET | 1
set51144 | 1020230001 | ARMOR-GRIP,PREFORMED,AL 400 SQ.MM. | 6
set51144 | 1030020001 | INSULATOR,SUSPENSION,TYPE C (CLASS 52-3) TIS.354 | 21
set51144 | 1030140000 | CLEVIS-EYE | 6
set51144 | 1030140004 | Y-CLEVIS-BALL | 3
set51144 | 1030140006 | SOCKET-CLEVIS,ANSI TYPE B | 3
set51144 | 1030140013 | SPACER,PLATE,FOR AL.400 SQ.MM. | 3
set51145 | 1010000103 | STEEL CHANNEL,100X50X5 MM.4,200 MM.LONG | 6
set51145 | 1010010004 | STEEL ANGLE,OVERHEAD GROUND WIRE BAYONET 65X65X6 MM. 2,500 MM.LONG | 1
set51145 | 1010030002 | PLATE,STEEL 6X100X450 MM. | 12
set51145 | 1010050000 | ST. PIPE,SIZE 20, 100 MM.LONG W/O T.E. | 3
set51145 | 1010100003 | WIRE,STEEL STRANDED 35 SQ.MM.TIS.404 | 2.5
set51145 | 1010110200 | BOLT,MACHINE M.16x130 mm. | 12
set51145 | 1010110201 | BOLT,MACHINE M.16x170 mm. | 12
set51145 | 1010110204 | BOLT,MACHINE M.16x300 mm. | 2
set51145 | 1010110205 | BOLT,MACHINE M.16x350 mm. | 3
set51145 | 1010110300 | BOLT,MACHINE M.20X350 MM. | 3
set51145 | 1010150000 | BOLT,OVAL EYE M.16X150 MM. | 3
set51145 | 1010180100 | WASHER,PLAIN,SQUARE,LARGE 52x52x4.5 mm.HOLE DIA. 18 MM. TIS.258 | 47
set51145 | 1010180101 | WASHER,PLAIN,SQUARE,LARGE 62X62X6 MM.HOLE DIA.22 MM. TIS.258 | 6
set51145 | 1010180301 | WASHER,LOCK,SPRING,SIZE 16 mm.,GENERAL PURPOSE,TIS.259 | 3
set51145 | 1010200007 | BRACE,ANGLE STEEL 50x50x6 mm. 1,800 mm.WIDE 450 mm.DROP | 6
set51145 | 1010230003 | CLAMP,TRIPLE BOLTS FOR STEEL STRANDED WIRE 35 SQ.MM. | 1
set51145 | 1010230203 | GROUND WIRE SUPPORT AND CLAMP,FOR BAYONET | 1
set51145 | 1020230001 | ARMOR-GRIP,PREFORMED,AL 400 SQ.MM. | 6
set51145 | 1030020001 | INSULATOR,SUSPENSION,TYPE C (CLASS 52-3) TIS.354 | 21
set51145 | 1030140000 | CLEVIS-EYE | 6
set51145 | 1030140004 | Y-CLEVIS-BALL | 3
set51145 | 1030140006 | SOCKET-CLEVIS,ANSI TYPE B | 3
set51145 | 1030140013 | SPACER,PLATE,FOR AL.400 SQ.MM. | 3
set51146 | 1010010005 | STEEL ANGLE,OVERHEAD GROUND WIRE CORNER BAYONET 65X65X6 MM. 2,500 MM.LONG | 1
set51146 | 1010100003 | WIRE,STEEL STRANDED 35 SQ.MM.TIS.404 | 2.5
set51146 | 1010110205 | BOLT,MACHINE M.16x350 mm. | 3
set51146 | 1010110301 | BOLT,MACHINE M.20x400 mm. | 4
set51146 | 1010150100 | BOLT,OVAL M.20X350 MM. | 3
set51146 | 1010180002 | NET,EYE M.20 | 3
set51146 | 1010180101 | WASHER,PLAIN,SQUARE,LARGE 62X62X6 MM.HOLE DIA.22 MM. TIS.258 | 12
set51146 | 1010230003 | CLAMP,TRIPLE BOLTS FOR STEEL STRANDED WIRE 35 SQ.MM. | 1
set51146 | 1010230203 | GROUND WIRE SUPPORT AND CLAMP,FOR BAYONET | 1
set51146 | 1020240000 | SPACER,HELICAL ROD,PREFORMED,FOR AL.400 SQ.MM. | 7
set51146 | 1020300000 | CONNECTOR,PARALLEL GROOVE,SINGLE BOLT,CU 2.5-25 SQ.MM. | 4
set51146 | 1020420302 | TERMINAL,COMPRESSION,15 DEGREE PAD,NEMA,4-HOLE,FOR AL. 400 SQ.MM. | 6
set51146 | 1020430001 | CLAMP DEAD END,COMPRESSION,SINGLE LUG,FOR AL.CONDUCTOR 400 SQ.MM. | 6
set51146 | 1030010204 | INSULATOR, POST TYPE 115 KV. HORIZONTAL MOUNTING | 4
set51146 | 1030020003 | INSULATOR,SUSPENSION,TYPE E (CLASS 52-8)TIS.354 | 60
set51146 | 1030110103 | CLAMP,STRAIN,WITH CLAMPING KEEPER,FOR AL.CONDUCTOR 400 SQ.MM. | 6
set51146 | 1030140001 | BALL-CLEVIS,ANSI TYPE K | 6
set51146 | 1030140003 | SOCKET-EYE | 6
set51146 | 1030140005 | BALL-CLEVIS,ANSI TYPE B | 12
set51146 | 1030140006 | SOCKET-CLEVIS,ANSI TYPE B | 6
set51146 | 1030140007 | SOCKET-CLEVIS,ANSI TYPE K | 6
set51146 | 1030140013 | SPACER,PLATE,FOR AL.400 SQ.MM. | 6
set51147 | 1010000103 | STEEL CHANNEL,100X50X5 MM.4,200 MM.LONG | 6
set51147 | 1010010004 | STEEL ANGLE,OVERHEAD GROUND WIRE BAYONET 65X65X6 MM. 2,500 MM.LONG | 1
set51147 | 1010030002 | PLATE,STEEL 6X100X450 MM. | 12
set51147 | 1010030006 | PLATE,STEEL,FOR OVERHEAD GROUND WIRE BAYONET,ACCORDING TO DWG.NO.SA3-015/44004 | 1
set51147 | 1010050000 | ST. PIPE,SIZE 20, 100 MM.LONG W/O T.E. | 3
set51147 | 1010100003 | WIRE,STEEL STRANDED 35 SQ.MM.TIS.404 | 2.5
set51147 | 1010110101 | BOLE,MACHINE M. 12X50 MM. | 1
set51147 | 1010110201 | BOLT,MACHINE M.16x170 mm. | 18
set51147 | 1010110204 | BOLT,MACHINE M.16x300 mm. | 3
set51147 | 1010110205 | BOLT,MACHINE M.16x350 mm. | 2
set51147 | 1010110300 | BOLT,MACHINE M.20X350 MM. | 3
set51147 | 1010150000 | BOLT,OVAL EYE M.16X150 MM. | 3
set51147 | 1010180100 | WASHER,PLAIN,SQUARE,LARGE 52x52x4.5 mm.HOLE DIA. 18 MM. TIS.258 | 44
set51147 | 1010180101 | WASHER,PLAIN,SQUARE,LARGE 62X62X6 MM.HOLE DIA.22 MM. TIS.258 | 6
set51147 | 1010180301 | WASHER,LOCK,SPRING,SIZE 16 mm.,GENERAL PURPOSE,TIS.259 | 3
set51147 | 1010200007 | BRACE,ANGLE STEEL 50x50x6 mm. 1,800 mm.WIDE 450 mm.DROP | 6
set51147 | 1010230003 | CLAMP,TRIPLE BOLTS FOR STEEL STRANDED WIRE 35 SQ.MM. | 1
set51147 | 1010230203 | GROUND WIRE SUPPORT AND CLAMP,FOR BAYONET | 1
set51147 | 1020230001 | ARMOR-GRIP,PREFORMED,AL 400 SQ.MM. | 6
set51147 | 1030020001 | INSULATOR,SUSPENSION,TYPE C (CLASS 52-3) TIS.354 | 21
set51147 | 1030140000 | CLEVIS-EYE | 6
set51147 | 1030140004 | Y-CLEVIS-BALL | 3
set51147 | 1030140006 | SOCKET-CLEVIS,ANSI TYPE B | 3
set51147 | 1030140013 | SPACER,PLATE,FOR AL.400 SQ.MM. | 3
set51147 | 9090011007 | WELDING POWDER, ST. WIRE 50 SQ.MM. TO GD | 1
set51148 | 1010000100 | STEEL CHANNEL, 100x50x5 mm. 2,250 MM.LONG | 3
set51148 | 1010010005 | STEEL ANGLE,OVERHEAD GROUND WIRE CORNER BAYONET 65X65X6 MM. 2,500 MM.LONG | 1
set51148 | 1010030006 | PLATE,STEEL,FOR OVERHEAD GROUND WIRE BAYONET,ACCORDING TO DWG.NO.SA3-015/44004 | 1
set51148 | 1010100003 | WIRE,STEEL STRANDED 35 SQ.MM.TIS.404 | 2.5
set51148 | 1010110101 | BOLE,MACHINE M. 12X50 MM. | 1
set51148 | 1010110204 | BOLT,MACHINE M.16x300 mm. | 3
set51148 | 1010110205 | BOLT,MACHINE M.16x350 mm. | 2
set51148 | 1010110300 | BOLT,MACHINE M.20X350 MM. | 3
set51148 | 1010110400 | BOLT,MACHINE, HEXAGON, M.16X75 MM. | 3
set51148 | 1010150000 | BOLT,OVAL EYE M.16X150 MM. | 3
set51148 | 1010150100 | BOLT,OVAL M.20X350 MM. | 3
set51148 | 1010180002 | NET,EYE M.20 | 3
set51148 | 1010180100 | WASHER,PLAIN,SQUARE,LARGE 52x52x4.5 mm.HOLE DIA. 18 MM. TIS.258 | 12
set51148 | 1010180101 | WASHER,PLAIN,SQUARE,LARGE 62X62X6 MM.HOLE DIA.22 MM. TIS.258 | 9
set51148 | 1010180301 | WASHER,LOCK,SPRING,SIZE 16 mm.,GENERAL PURPOSE,TIS.259 | 3
set51148 | 1010200002 | BRACE,FLAT,FOR CROSSARM 40x6x1,000 mm. | 3
set51148 | 1010230003 | CLAMP,TRIPLE BOLTS FOR STEEL STRANDED WIRE 35 SQ.MM. | 1
set51148 | 1010230203 | GROUND WIRE SUPPORT AND CLAMP,FOR BAYONET | 1
set51148 | 1020230001 | ARMOR-GRIP,PREFORMED,AL 400 SQ.MM. | 6
set51148 | 1020420302 | TERMINAL,COMPRESSION,15 DEGREE PAD,NEMA,4-HOLE,FOR AL. 400 SQ.MM. | 6
set51148 | 1020430001 | CLAMP DEAD END,COMPRESSION,SINGLE LUG,FOR AL.CONDUCTOR 400 SQ.MM. | 6
set51148 | 1030020001 | INSULATOR,SUSPENSION,TYPE C (CLASS 52-3) TIS.354 | 21
set51148 | 1030020003 | INSULATOR,SUSPENSION,TYPE E (CLASS 52-8)TIS.354 | 60
set51148 | 1030110103 | CLAMP,STRAIN,WITH CLAMPING KEEPER,FOR AL.CONDUCTOR 400 SQ.MM. | 6
set51148 | 1030140000 | CLEVIS-EYE | 6
set51148 | 1030140001 | BALL-CLEVIS,ANSI TYPE K | 6
set51148 | 1030140003 | SOCKET-EYE | 6
set51148 | 1030140004 | Y-CLEVIS-BALL | 3
set51148 | 1030140005 | BALL-CLEVIS,ANSI TYPE B | 12
set51148 | 1030140006 | SOCKET-CLEVIS,ANSI TYPE B | 9
set51148 | 1030140007 | SOCKET-CLEVIS,ANSI TYPE K | 6
set51148 | 1030140013 | SPACER,PLATE,FOR AL.400 SQ.MM. | 9
set51148 | 9090011007 | WELDING POWDER, ST. WIRE 50 SQ.MM. TO GD | 1
set51149 | 1010000103 | STEEL CHANNEL,100X50X5 MM.4,200 MM.LONG | 2
set51149 | 1010010004 | STEEL ANGLE,OVERHEAD GROUND WIRE BAYONET 65X65X6 MM. 2,500 MM.LONG | 1
set51149 | 1010030006 | PLATE,STEEL,FOR OVERHEAD GROUND WIRE BAYONET,ACCORDING TO DWG.NO.SA3-015/44004 | 1
set51149 | 1010100003 | WIRE,STEEL STRANDED 35 SQ.MM.TIS.404 | 2.5
set51149 | 1010110101 | BOLE,MACHINE M. 12X50 MM. | 1
set51149 | 1010110200 | BOLT,MACHINE M.16x130 mm. | 4
set51149 | 1010110204 | BOLT,MACHINE M.16x300 mm. | 3
set51149 | 1010110205 | BOLT,MACHINE M.16x350 mm. | 5
set51149 | 1010110206 | BOLT,MACHINE M.16x400 mm. | 2
set51149 | 1010150000 | BOLT,OVAL EYE M.16X150 MM. | 3
set51149 | 1010180100 | WASHER,PLAIN,SQUARE,LARGE 52x52x4.5 mm.HOLE DIA. 18 MM. TIS.258 | 20
set51149 | 1010180101 | WASHER,PLAIN,SQUARE,LARGE 62X62X6 MM.HOLE DIA.22 MM. TIS.258 | 2
set51149 | 1010180301 | WASHER,LOCK,SPRING,SIZE 16 mm.,GENERAL PURPOSE,TIS.259 | 3
set51149 | 1010200007 | BRACE,ANGLE STEEL 50x50x6 mm. 1,800 mm.WIDE 450 mm.DROP | 2
set51149 | 1010230003 | CLAMP,TRIPLE BOLTS FOR STEEL STRANDED WIRE 35 SQ.MM. | 1
set51149 | 1010230203 | GROUND WIRE SUPPORT AND CLAMP,FOR BAYONET | 1
set51149 | 1020230001 | ARMOR-GRIP,PREFORMED,AL 400 SQ.MM. | 6
set51149 | 1030020001 | INSULATOR,SUSPENSION,TYPE C (CLASS 52-3) TIS.354 | 21
set51149 | 1030140000 | CLEVIS-EYE | 6
set51149 | 1030140004 | Y-CLEVIS-BALL | 3
set51149 | 1030140006 | SOCKET-CLEVIS,ANSI TYPE B | 3
set51149 | 1030140013 | SPACER,PLATE,FOR AL.400 SQ.MM. | 3
set51149 | 9090011007 | WELDING POWDER, ST. WIRE 50 SQ.MM. TO GD | 1
set51150 | 1010000400 | STEEL CHANNEL,200X80X7.5 MM.1,000 MM.LONG | 3
set51150 | 1010110201 | BOLT,MACHINE M.16x170 mm. | 3
set51150 | 1010150100 | BOLT,OVAL M.20X350 MM. | 3
set51150 | 1010180100 | WASHER,PLAIN,SQUARE,LARGE 52x52x4.5 mm.HOLE DIA. 18 MM. TIS.258 | 3
set51150 | 1010180101 | WASHER,PLAIN,SQUARE,LARGE 62X62X6 MM.HOLE DIA.22 MM. TIS.258 | 12
set51150 | 1010180302 | WASHER,LOCK,SPRING,SIZE 20 MM.,GENERAL PURPOSE,TIS.259 | 3
set51150 | 1010210304 | THIMBLE,GUY,FOR STEEL WIRE 50-95 sq.mm. | 1
set51150 | 1010230003 | CLAMP,TRIPLE BOLTS FOR STEEL STRANDED WIRE 35 SQ.MM. | 2
set51150 | 1020420302 | TERMINAL,COMPRESSION,15 DEGREE PAD,NEMA,4-HOLE,FOR AL. 400 SQ.MM. | 3
set51150 | 1020500100 | CONNECTOR,T-TYPE,COMPRESSION,FOR AL CONDUCTOR MAIN 400 SQ.MM. TO NEMA 4-HOLE PAD | 3
set51150 | 1030020001 | INSULATOR,SUSPENSION,TYPE C (CLASS 52-3) TIS.354 | 30
set51150 | 1030110103 | CLAMP,STRAIN,WITH CLAMPING KEEPER,FOR AL.CONDUCTOR 400 SQ.MM. | 3
set51150 | 1030140003 | SOCKET-EYE | 3
set51150 | 1030140005 | BALL-CLEVIS,ANSI TYPE B | 3
set51151 | 1000120002 | CROSSARM,STEEL ANGLE 150X150X12 MM.4,500 MM.LONG | 6
set51151 | 1010000303 | STEEL CHANNEL,150X75X6.5 MM.6,000 MM.LONG | 1
set51151 | 1010000400 | STEEL CHANNEL,200X80X7.5 MM.1,000 MM.LONG | 6
set51151 | 1010030004 | PLATE,STEEL 6X100X750 MM. | 2
set51151 | 1010030102 | PLATE,STEEL DOUBLE ARMING 12X100X760 MM. | 6
set51151 | 1010110201 | BOLT,MACHINE M.16x170 mm. | 12
set51151 | 1010110202 | BOLT,MACHINE M.16x200 mm. | 4
set51151 | 1010110205 | BOLT,MACHINE M.16x350 mm. | 9
set51151 | 1010110207 | BOLT,MACHINE M.16x450 mm. | 6
set51151 | 1010110300 | BOLT,MACHINE M.20X350 MM. | 3
set51151 | 1010110400 | BOLT,MACHINE, HEXAGON, M.16X75 MM. | 12
set51151 | 1010120000 | BOLT,DOUBLE ARMING,M.16x400 mm. | 12
set51151 | 1010150000 | BOLT,OVAL EYE M.16X150 MM. | 3
set51151 | 1010150100 | BOLT,OVAL M.20X350 MM. | 3
set51151 | 1010180100 | WASHER,PLAIN,SQUARE,LARGE 52x52x4.5 mm.HOLE DIA. 18 MM. TIS.258 | 70
set51151 | 1010180101 | WASHER,PLAIN,SQUARE,LARGE 62X62X6 MM.HOLE DIA.22 MM. TIS.258 | 12
set51151 | 1010180301 | WASHER,LOCK,SPRING,SIZE 16 mm.,GENERAL PURPOSE,TIS.259 | 15
set51151 | 1010180302 | WASHER,LOCK,SPRING,SIZE 20 MM.,GENERAL PURPOSE,TIS.259 | 6
set51151 | 1010200007 | BRACE,ANGLE STEEL 50x50x6 mm. 1,800 mm.WIDE 450 mm.DROP | 6
set51151 | 1010230000 | CLAMP,SINGLE U-BOLT,M.8 (WIRE ROPE CLIP) | 23
set51151 | 1020230001 | ARMOR-GRIP,PREFORMED,AL 400 SQ.MM. | 6
set51151 | 1020240000 | SPACER,HELICAL ROD,PREFORMED,FOR AL.400 SQ.MM. | 6
set51151 | 1020420302 | TERMINAL,COMPRESSION,15 DEGREE PAD,NEMA,4-HOLE,FOR AL. 400 SQ.MM. | 6
set51151 | 1020430101 | CLAMP,DEAD END,COMPRESSION,DOUBLE LUG,FOR AL.CONDUCTOR 400 SQ.MM. | 6
set51151 | 1030020001 | INSULATOR,SUSPENSION,TYPE C (CLASS 52-3) TIS.354 | 21
set51151 | 1030020003 | INSULATOR,SUSPENSION,TYPE E (CLASS 52-8)TIS.354 | 60
set51151 | 1030110103 | CLAMP,STRAIN,WITH CLAMPING KEEPER,FOR AL.CONDUCTOR 400 SQ.MM. | 6
set51151 | 1030140000 | CLEVIS-EYE | 6
set51151 | 1030140001 | BALL-CLEVIS,ANSI TYPE K | 6
set51151 | 1030140003 | SOCKET-EYE | 6
set51151 | 1030140004 | Y-CLEVIS-BALL | 3
set51151 | 1030140005 | BALL-CLEVIS,ANSI TYPE B | 12
set51151 | 1030140006 | SOCKET-CLEVIS,ANSI TYPE B | 9
set51151 | 1030140007 | SOCKET-CLEVIS,ANSI TYPE K | 6
set51151 | 1030140011 | CLEVIS,THIMBLE,FOR PREFORMED DEAD-END | 6
set51151 | 1030140013 | SPACER,PLATE,FOR AL.400 SQ.MM. | 9
set51151 | 9090010017 | VIBRATION DAMPER TYPE DUMBELL FOR BARE ALUMINUM CONDUCTOR 400 SQMM. | 6
set51151 | 9090010018 | VIBRATION DAMPER TYPE DUMBELL FOR STEEL STRAIN WIRE 35 SQMM. | 1
set51152 | 1010000100 | STEEL CHANNEL, 100x50x5 mm. 2,250 MM.LONG | 3
set51152 | 1010010004 | STEEL ANGLE,OVERHEAD GROUND WIRE BAYONET 65X65X6 MM. 2,500 MM.LONG | 1
set51152 | 1010100003 | WIRE,STEEL STRANDED 35 SQ.MM.TIS.404 | 2.5
set51152 | 1010110204 | BOLT,MACHINE M.16x300 mm. | 3
set51152 | 1010110205 | BOLT,MACHINE M.16x350 mm. | 2
set51152 | 1010110300 | BOLT,MACHINE M.20X350 MM. | 3
set51152 | 1010110400 | BOLT,MACHINE, HEXAGON, M.16X75 MM. | 3
set51152 | 1010150000 | BOLT,OVAL EYE M.16X150 MM. | 3
set51152 | 1010150100 | BOLT,OVAL M.20X350 MM. | 3
set51152 | 1010180100 | WASHER,PLAIN,SQUARE,LARGE 52x52x4.5 mm.HOLE DIA. 18 MM. TIS.258 | 9
set51152 | 1010180101 | WASHER,PLAIN,SQUARE,LARGE 62X62X6 MM.HOLE DIA.22 MM. TIS.258 | 3
set51152 | 1010180301 | WASHER,LOCK,SPRING,SIZE 16 mm.,GENERAL PURPOSE,TIS.259 | 3
set51152 | 1010180302 | WASHER,LOCK,SPRING,SIZE 20 MM.,GENERAL PURPOSE,TIS.259 | 3
set51152 | 1010200002 | BRACE,FLAT,FOR CROSSARM 40x6x1,000 mm. | 3
set51152 | 1010210304 | THIMBLE,GUY,FOR STEEL WIRE 50-95 sq.mm. | 2
set51152 | 1010230003 | CLAMP,TRIPLE BOLTS FOR STEEL STRANDED WIRE 35 SQ.MM. | 3
set51152 | 1010230203 | GROUND WIRE SUPPORT AND CLAMP,FOR BAYONET | 1
set51152 | 1020230001 | ARMOR-GRIP,PREFORMED,AL 400 SQ.MM. | 6
set51152 | 1020420302 | TERMINAL,COMPRESSION,15 DEGREE PAD,NEMA,4-HOLE,FOR AL. 400 SQ.MM. | 3
set51152 | 1020500100 | CONNECTOR,T-TYPE,COMPRESSION,FOR AL CONDUCTOR MAIN 400 SQ.MM. TO NEMA 4-HOLE PAD | 6
set51152 | 1020560200 | PAD COUPLER,AL-ALLOY, T-TYPE FOR ONE TO TWO TRMINAL PAD 4 HOLE NEMA | 3
set51152 | 1030020001 | INSULATOR,SUSPENSION,TYPE C (CLASS 52-3) TIS.354 | 21
set51152 | 1030020003 | INSULATOR,SUSPENSION,TYPE E (CLASS 52-8)TIS.354 | 30
set51152 | 1030110103 | CLAMP,STRAIN,WITH CLAMPING KEEPER,FOR AL.CONDUCTOR 400 SQ.MM. | 6
set51152 | 1030140000 | CLEVIS-EYE | 6
set51152 | 1030140001 | BALL-CLEVIS,ANSI TYPE K | 3
set51152 | 1030140003 | SOCKET-EYE | 6
set51152 | 1030140004 | Y-CLEVIS-BALL | 3
set51152 | 1030140005 | BALL-CLEVIS,ANSI TYPE B | 6
set51152 | 1030140006 | SOCKET-CLEVIS,ANSI TYPE B | 3
set51152 | 1030140007 | SOCKET-CLEVIS,ANSI TYPE K | 3
set51152 | 1030140013 | SPACER,PLATE,FOR AL.400 SQ.MM. | 6
set51153 | 1010000100 | STEEL CHANNEL, 100x50x5 mm. 2,250 MM.LONG | 3
set51153 | 1010010004 | STEEL ANGLE,OVERHEAD GROUND WIRE BAYONET 65X65X6 MM. 2,500 MM.LONG | 1
set51153 | 1010100003 | WIRE,STEEL STRANDED 35 SQ.MM.TIS.404 | 2.5
set51153 | 1010110204 | BOLT,MACHINE M.16x300 mm. | 1
set51153 | 1010110205 | BOLT,MACHINE M.16x350 mm. | 2
set51153 | 1010110300 | BOLT,MACHINE M.20X350 MM. | 3
set51153 | 1010110400 | BOLT,MACHINE, HEXAGON, M.16X75 MM. | 3
set51153 | 1010150000 | BOLT,OVAL EYE M.16X150 MM. | 3
set51153 | 1010180100 | WASHER,PLAIN,SQUARE,LARGE 52x52x4.5 mm.HOLE DIA. 18 MM. TIS.258 | 9
set51153 | 1010180101 | WASHER,PLAIN,SQUARE,LARGE 62X62X6 MM.HOLE DIA.22 MM. TIS.258 | 3
set51153 | 1010180301 | WASHER,LOCK,SPRING,SIZE 16 mm.,GENERAL PURPOSE,TIS.259 | 3
set51153 | 1010200002 | BRACE,FLAT,FOR CROSSARM 40x6x1,000 mm. | 3
set51153 | 1010230203 | GROUND WIRE SUPPORT AND CLAMP,FOR BAYONET | 1
set51153 | 1020230001 | ARMOR-GRIP,PREFORMED,AL 400 SQ.MM. | 6
set51153 | 1030020001 | INSULATOR,SUSPENSION,TYPE C (CLASS 52-3) TIS.354 | 21
set51153 | 1030140000 | CLEVIS-EYE | 6
set51153 | 1030140004 | Y-CLEVIS-BALL | 3
set51153 | 1030140006 | SOCKET-CLEVIS,ANSI TYPE B | 3
set51153 | 1030140013 | SPACER,PLATE,FOR AL.400 SQ.MM. | 3
set51154 | 1010000100 | STEEL CHANNEL, 100x50x5 mm. 2,250 MM.LONG | 3
set51154 | 1010110204 | BOLT,MACHINE M.16x300 mm. | 3
set51154 | 1010110205 | BOLT,MACHINE M.16x350 mm. | 2
set51154 | 1010110300 | BOLT,MACHINE M.20X350 MM. | 3
set51154 | 1010110400 | BOLT,MACHINE, HEXAGON, M.16X75 MM. | 3
set51154 | 1010150000 | BOLT,OVAL EYE M.16X150 MM. | 3
set51154 | 1010150100 | BOLT,OVAL M.20X350 MM. | 3
set51154 | 1010180003 | NUT,EYE,THIMBLE M.16 | 1
set51154 | 1010180100 | WASHER,PLAIN,SQUARE,LARGE 52x52x4.5 mm.HOLE DIA. 18 MM. TIS.258 | 9
set51154 | 1010180101 | WASHER,PLAIN,SQUARE,LARGE 62X62X6 MM.HOLE DIA.22 MM. TIS.258 | 3
set51154 | 1010180301 | WASHER,LOCK,SPRING,SIZE 16 mm.,GENERAL PURPOSE,TIS.259 | 3
set51154 | 1010180302 | WASHER,LOCK,SPRING,SIZE 20 MM.,GENERAL PURPOSE,TIS.259 | 3
set51154 | 1010200002 | BRACE,FLAT,FOR CROSSARM 40x6x1,000 mm. | 3
set51154 | 1010210304 | THIMBLE,GUY,FOR STEEL WIRE 50-95 sq.mm. | 2
set51154 | 1010230003 | CLAMP,TRIPLE BOLTS FOR STEEL STRANDED WIRE 35 SQ.MM. | 3
set51154 | 1010230203 | GROUND WIRE SUPPORT AND CLAMP,FOR BAYONET | 1
set51154 | 1020230001 | ARMOR-GRIP,PREFORMED,AL 400 SQ.MM. | 3
set51154 | 1020420201 | CABLE LUG, NEMA HOLE, COMPRESSION TYPE, AL. 400 SQ.MM. | 3
set51154 | 1020500100 | CONNECTOR,T-TYPE,COMPRESSION,FOR AL CONDUCTOR MAIN 400 SQ.MM. TO NEMA 4-HOLE PAD | 6
set51154 | 1020560200 | PAD COUPLER,AL-ALLOY, T-TYPE FOR ONE TO TWO TRMINAL PAD 4 HOLE NEMA | 3
set51154 | 1030020001 | INSULATOR,SUSPENSION,TYPE C (CLASS 52-3) TIS.354 | 51
set51154 | 1030110103 | CLAMP,STRAIN,WITH CLAMPING KEEPER,FOR AL.CONDUCTOR 400 SQ.MM. | 3
set51154 | 1030140003 | SOCKET-EYE | 6
set51154 | 1030140004 | Y-CLEVIS-BALL | 3
set51154 | 1030140005 | BALL-CLEVIS,ANSI TYPE B | 3
set51155 | 1010000100 | STEEL CHANNEL, 100x50x5 mm. 2,250 MM.LONG | 3
set51155 | 1010000400 | STEEL CHANNEL,200X80X7.5 MM.1,000 MM.LONG | 6
set51155 | 1010010000 | STEEL ANGLE,65X65X6 MM.1,000 MM.LONG | 2
set51155 | 1010110204 | BOLT,MACHINE M.16x300 mm. | 2
set51155 | 1010110205 | BOLT,MACHINE M.16x350 mm. | 3
set51155 | 1010110301 | BOLT,MACHINE M.20x400 mm. | 3
set51155 | 1010110302 | BOLT,MACHINE M.20X450 MM. | 6
set51155 | 1010110400 | BOLT,MACHINE, HEXAGON, M.16X75 MM. | 3
set51155 | 1010150000 | BOLT,OVAL EYE M.16X150 MM. | 3
set51155 | 1010150100 | BOLT,OVAL M.20X350 MM. | 6
set51155 | 1010150101 | BOLT,OVAL M.20X450 MM. | 3
set51155 | 1010180100 | WASHER,PLAIN,SQUARE,LARGE 52x52x4.5 mm.HOLE DIA. 18 MM. TIS.258 | 28
set51155 | 1010180101 | WASHER,PLAIN,SQUARE,LARGE 62X62X6 MM.HOLE DIA.22 MM. TIS.258 | 30
set51155 | 1010180301 | WASHER,LOCK,SPRING,SIZE 16 mm.,GENERAL PURPOSE,TIS.259 | 6
set51155 | 1010180302 | WASHER,LOCK,SPRING,SIZE 20 MM.,GENERAL PURPOSE,TIS.259 | 9
set51155 | 1010200002 | BRACE,FLAT,FOR CROSSARM 40x6x1,000 mm. | 3
set51155 | 1010210200 | BOLT,STRAND EYE,SINGLE M.16X350 MM. | 3
set51155 | 1010230003 | CLAMP,TRIPLE BOLTS FOR STEEL STRANDED WIRE 35 SQ.MM. | 7
set51155 | 1020230001 | ARMOR-GRIP,PREFORMED,AL 400 SQ.MM. | 6
set51155 | 1020240000 | SPACER,HELICAL ROD,PREFORMED,FOR AL.400 SQ.MM. | 9
set51155 | 1020420302 | TERMINAL,COMPRESSION,15 DEGREE PAD,NEMA,4-HOLE,FOR AL. 400 SQ.MM. | 12
set51155 | 1020430101 | CLAMP,DEAD END,COMPRESSION,DOUBLE LUG,FOR AL.CONDUCTOR 400 SQ.MM. | 6
set51155 | 1030020001 | INSULATOR,SUSPENSION,TYPE C (CLASS 52-3) TIS.354 | 51
set51155 | 1030020003 | INSULATOR,SUSPENSION,TYPE E (CLASS 52-8)TIS.354 | 60
set51155 | 1030110103 | CLAMP,STRAIN,WITH CLAMPING KEEPER,FOR AL.CONDUCTOR 400 SQ.MM. | 9
set51155 | 1030140000 | CLEVIS-EYE | 6
set51155 | 1030140001 | BALL-CLEVIS,ANSI TYPE K | 6
set51155 | 1030140003 | SOCKET-EYE | 9
set51155 | 1030140004 | Y-CLEVIS-BALL | 3
set51155 | 1030140005 | BALL-CLEVIS,ANSI TYPE B | 15
set51155 | 1030140006 | SOCKET-CLEVIS,ANSI TYPE B | 9
set51155 | 1030140007 | SOCKET-CLEVIS,ANSI TYPE K | 6
set51155 | 1030140013 | SPACER,PLATE,FOR AL.400 SQ.MM. | 9
set51156 | 1010000100 | STEEL CHANNEL, 100x50x5 mm. 2,250 MM.LONG | 3
set51156 | 1010000400 | STEEL CHANNEL,200X80X7.5 MM.1,000 MM.LONG | 9
set51156 | 1010010005 | STEEL ANGLE,OVERHEAD GROUND WIRE CORNER BAYONET 65X65X6 MM. 2,500 MM.LONG | 1
set51156 | 1010100003 | WIRE,STEEL STRANDED 35 SQ.MM.TIS.404 | 2.5
set51156 | 1010110203 | BOLT,MACHINE M.16x250 mm. | 3
set51156 | 1010110204 | BOLT,MACHINE M.16x300 mm. | 5
set51156 | 1010110205 | BOLT,MACHINE M.16x350 mm. | 4
set51156 | 1010110207 | BOLT,MACHINE M.16x450 mm. | 6
set51156 | 1010110300 | BOLT,MACHINE M.20X350 MM. | 3
set51156 | 1010110400 | BOLT,MACHINE, HEXAGON, M.16X75 MM. | 3
set51156 | 1010150000 | BOLT,OVAL EYE M.16X150 MM. | 3
set51156 | 1010150100 | BOLT,OVAL M.20X350 MM. | 3
set51156 | 1010180100 | WASHER,PLAIN,SQUARE,LARGE 52x52x4.5 mm.HOLE DIA. 18 MM. TIS.258 | 22
set51156 | 1010180101 | WASHER,PLAIN,SQUARE,LARGE 62X62X6 MM.HOLE DIA.22 MM. TIS.258 | 12
set51156 | 1010180301 | WASHER,LOCK,SPRING,SIZE 16 mm.,GENERAL PURPOSE,TIS.259 | 3
set51156 | 1010180302 | WASHER,LOCK,SPRING,SIZE 20 MM.,GENERAL PURPOSE,TIS.259 | 3
set51156 | 1010200002 | BRACE,FLAT,FOR CROSSARM 40x6x1,000 mm. | 3
set51156 | 1010210304 | THIMBLE,GUY,FOR STEEL WIRE 50-95 sq.mm. | 2
set51156 | 1010230003 | CLAMP,TRIPLE BOLTS FOR STEEL STRANDED WIRE 35 SQ.MM. | 3
set51156 | 1010230203 | GROUND WIRE SUPPORT AND CLAMP,FOR BAYONET | 1
set51156 | 1020230001 | ARMOR-GRIP,PREFORMED,AL 400 SQ.MM. | 6
set51156 | 1020420201 | CABLE LUG, NEMA HOLE, COMPRESSION TYPE, AL. 400 SQ.MM. | 6
set51156 | 1020500100 | CONNECTOR,T-TYPE,COMPRESSION,FOR AL CONDUCTOR MAIN 400 SQ.MM. TO NEMA 4-HOLE PAD | 6
set51156 | 1030020001 | INSULATOR,SUSPENSION,TYPE C (CLASS 52-3) TIS.354 | 21
set51156 | 1030020003 | INSULATOR,SUSPENSION,TYPE E (CLASS 52-8)TIS.354 | 30
set51156 | 1030110103 | CLAMP,STRAIN,WITH CLAMPING KEEPER,FOR AL.CONDUCTOR 400 SQ.MM. | 6
set51156 | 1030140000 | CLEVIS-EYE | 6
set51156 | 1030140001 | BALL-CLEVIS,ANSI TYPE K | 3
set51156 | 1030140003 | SOCKET-EYE | 6
set51156 | 1030140004 | Y-CLEVIS-BALL | 3
set51156 | 1030140005 | BALL-CLEVIS,ANSI TYPE B | 6
set51156 | 1030140006 | SOCKET-CLEVIS,ANSI TYPE B | 3
set51156 | 1030140007 | SOCKET-CLEVIS,ANSI TYPE K | 3
set51156 | 1030140013 | SPACER,PLATE,FOR AL.400 SQ.MM. | 6
set51157 | 1010000100 | STEEL CHANNEL, 100x50x5 mm. 2,250 MM.LONG | 3
set51157 | 1010000304 | STEEL CHANNEL150X75X6.5 MM.2,500MM. | 2
set51157 | 1010000400 | STEEL CHANNEL,200X80X7.5 MM.1,000 MM.LONG | 6
set51157 | 1010010000 | STEEL ANGLE,65X65X6 MM.1,000 MM.LONG | 2
set51157 | 1010030005 | PLATE,STEEL 6X100X900 MM. | 2
set51157 | 1010030006 | PLATE,STEEL,FOR OVERHEAD GROUND WIRE BAYONET,ACCORDING TO DWG.NO.SA3-015/44004 | 2
set51157 | 1010100003 | WIRE,STEEL STRANDED 35 SQ.MM.TIS.404 | 2.5
set51157 | 1010110101 | BOLE,MACHINE M. 12X50 MM. | 2
set51157 | 1010110200 | BOLT,MACHINE M.16x130 mm. | 4
set51157 | 1010110204 | BOLT,MACHINE M.16x300 mm. | 8
set51157 | 1010110205 | BOLT,MACHINE M.16x350 mm. | 3
set51157 | 1010110301 | BOLT,MACHINE M.20x400 mm. | 3
set51157 | 1010110302 | BOLT,MACHINE M.20X450 MM. | 6
set51157 | 1010110400 | BOLT,MACHINE, HEXAGON, M.16X75 MM. | 3
set51157 | 1010140001 | BOLT, ROUNG EYE M 16X200 MM. | 2
set51157 | 1010150000 | BOLT,OVAL EYE M.16X150 MM. | 3
set51157 | 1010150100 | BOLT,OVAL M.20X350 MM. | 6
set51157 | 1010150101 | BOLT,OVAL M.20X450 MM. | 3
set51157 | 1010180100 | WASHER,PLAIN,SQUARE,LARGE 52x52x4.5 mm.HOLE DIA. 18 MM. TIS.258 | 28
set51157 | 1010180101 | WASHER,PLAIN,SQUARE,LARGE 62X62X6 MM.HOLE DIA.22 MM. TIS.258 | 30
set51157 | 1010180301 | WASHER,LOCK,SPRING,SIZE 16 mm.,GENERAL PURPOSE,TIS.259 | 6
set51157 | 1010180302 | WASHER,LOCK,SPRING,SIZE 20 MM.,GENERAL PURPOSE,TIS.259 | 9
set51157 | 1010200009 | BRACE,ALLEY ARM 50x50x6 MM. 1,000 MM.LONG | 3
set51157 | 1010210200 | BOLT,STRAND EYE,SINGLE M.16X350 MM. | 3
set51157 | 1010210304 | THIMBLE,GUY,FOR STEEL WIRE 50-95 sq.mm. | 2
set51157 | 1010230000 | CLAMP,SINGLE U-BOLT,M.8 (WIRE ROPE CLIP) | 2
set51157 | 1010230003 | CLAMP,TRIPLE BOLTS FOR STEEL STRANDED WIRE 35 SQ.MM. | 7
set51157 | 1020230001 | ARMOR-GRIP,PREFORMED,AL 400 SQ.MM. | 6
set51157 | 1020240000 | SPACER,HELICAL ROD,PREFORMED,FOR AL.400 SQ.MM. | 9
set51157 | 1020420302 | TERMINAL,COMPRESSION,15 DEGREE PAD,NEMA,4-HOLE,FOR AL. 400 SQ.MM. | 12
set51157 | 1020430101 | CLAMP,DEAD END,COMPRESSION,DOUBLE LUG,FOR AL.CONDUCTOR 400 SQ.MM. | 6
set51157 | 1030020001 | INSULATOR,SUSPENSION,TYPE C (CLASS 52-3) TIS.354 | 21
set51157 | 1030020003 | INSULATOR,SUSPENSION,TYPE E (CLASS 52-8)TIS.354 | 60
set51157 | 1030110103 | CLAMP,STRAIN,WITH CLAMPING KEEPER,FOR AL.CONDUCTOR 400 SQ.MM. | 6
set51157 | 1030140000 | CLEVIS-EYE | 6
set51157 | 1030140001 | BALL-CLEVIS,ANSI TYPE K | 6
set51157 | 1030140003 | SOCKET-EYE | 6
set51157 | 1030140004 | Y-CLEVIS-BALL | 3
set51157 | 1030140005 | BALL-CLEVIS,ANSI TYPE B | 12
set51157 | 1030140006 | SOCKET-CLEVIS,ANSI TYPE B | 9
set51157 | 1030140007 | SOCKET-CLEVIS,ANSI TYPE K | 6
set51157 | 1030140013 | SPACER,PLATE,FOR AL.400 SQ.MM. | 9
set51157 | 9090011007 | WELDING POWDER, ST. WIRE 50 SQ.MM. TO GD | 2
set51158 | 1010000100 | STEEL CHANNEL, 100x50x5 mm. 2,250 MM.LONG | 3
set51158 | 1010010004 | STEEL ANGLE,OVERHEAD GROUND WIRE BAYONET 65X65X6 MM. 2,500 MM.LONG | 1
set51158 | 1010010005 | STEEL ANGLE,OVERHEAD GROUND WIRE CORNER BAYONET 65X65X6 MM. 2,500 MM.LONG | 0
set51158 | 1010030002 | PLATE,STEEL 6X100X450 MM. | 12
set51158 | 1010030006 | PLATE,STEEL,FOR OVERHEAD GROUND WIRE BAYONET,ACCORDING TO DWG.NO.SA3-015/44004 | 1
set51158 | 1010050000 | ST. PIPE,SIZE 20, 100 MM.LONG W/O T.E. | 6
set51158 | 1010100003 | WIRE,STEEL STRANDED 35 SQ.MM.TIS.404 | 2.5
set51158 | 1010110101 | BOLE,MACHINE M. 12X50 MM. | 1
set51158 | 1010110200 | BOLT,MACHINE M.16x130 mm. | 3
set51158 | 1010110204 | BOLT,MACHINE M.16x300 mm. | 4
set51158 | 1010110205 | BOLT,MACHINE M.16x350 mm. | 2
set51158 | 1010110300 | BOLT,MACHINE M.20X350 MM. | 3
set51158 | 1010150000 | BOLT,OVAL EYE M.16X150 MM. | 3
set51158 | 1010180100 | WASHER,PLAIN,SQUARE,LARGE 52x52x4.5 mm.HOLE DIA. 18 MM. TIS.258 | 18
set51158 | 1010180101 | WASHER,PLAIN,SQUARE,LARGE 62X62X6 MM.HOLE DIA.22 MM. TIS.258 | 6
set51158 | 1010180301 | WASHER,LOCK,SPRING,SIZE 16 mm.,GENERAL PURPOSE,TIS.259 | 3
set51158 | 1010200009 | BRACE,ALLEY ARM 50x50x6 MM. 1,000 MM.LONG | 3
set51158 | 1010230003 | CLAMP,TRIPLE BOLTS FOR STEEL STRANDED WIRE 35 SQ.MM. | 1
set51158 | 1010230203 | GROUND WIRE SUPPORT AND CLAMP,FOR BAYONET | 1
set51158 | 1020230001 | ARMOR-GRIP,PREFORMED,AL 400 SQ.MM. | 6
set51158 | 1030020001 | INSULATOR,SUSPENSION,TYPE C (CLASS 52-3) TIS.354 | 21
set51158 | 1030140000 | CLEVIS-EYE | 6
set51158 | 1030140004 | Y-CLEVIS-BALL | 3
set51158 | 1030140006 | SOCKET-CLEVIS,ANSI TYPE B | 3
set51158 | 1030140012 | BRACKET,CORNER SUSPENSION | 3
set51158 | 1030140013 | SPACER,PLATE,FOR AL.400 SQ.MM. | 3
set51158 | 9090011007 | WELDING POWDER, ST. WIRE 50 SQ.MM. TO GD | 1
set51166 | 1010000103 | STEEL CHANNEL,100X50X5 MM.4,200 MM.LONG | 4
set51166 | 1010010005 | STEEL ANGLE,OVERHEAD GROUND WIRE CORNER BAYONET 65X65X6 MM. 2,500 MM.LONG | 1
set51166 | 1010030002 | PLATE,STEEL 6X100X450 MM. | 8
set51166 | 1010030006 | PLATE,STEEL,FOR OVERHEAD GROUND WIRE BAYONET,ACCORDING TO DWG.NO.SA3-015/44004 | 1
set51166 | 1010050000 | ST. PIPE,SIZE 20, 100 MM.LONG W/O T.E. | 3
set51166 | 1010100003 | WIRE,STEEL STRANDED 35 SQ.MM.TIS.404 | 2.5
set51166 | 1010110101 | BOLE,MACHINE M. 12X50 MM. | 1
set51166 | 1010110200 | BOLT,MACHINE M.16x130 mm. | 16
set51166 | 1010110204 | BOLT,MACHINE M.16x300 mm. | 3
set51166 | 1010110205 | BOLT,MACHINE M.16x350 mm. | 5
set51166 | 1010110301 | BOLT,MACHINE M.20x400 mm. | 2
set51166 | 1010150000 | BOLT,OVAL EYE M.16X150 MM. | 3
set51166 | 1010180100 | WASHER,PLAIN,SQUARE,LARGE 52x52x4.5 mm.HOLE DIA. 18 MM. TIS.258 | 33
set51166 | 1010180101 | WASHER,PLAIN,SQUARE,LARGE 62X62X6 MM.HOLE DIA.22 MM. TIS.258 | 2
set51166 | 1010180301 | WASHER,LOCK,SPRING,SIZE 16 mm.,GENERAL PURPOSE,TIS.259 | 3
set51166 | 1010200007 | BRACE,ANGLE STEEL 50x50x6 mm. 1,800 mm.WIDE 450 mm.DROP | 4
set51166 | 1010230003 | CLAMP,TRIPLE BOLTS FOR STEEL STRANDED WIRE 35 SQ.MM. | 1
set51166 | 1010230203 | GROUND WIRE SUPPORT AND CLAMP,FOR BAYONET | 1
set51166 | 1020230001 | ARMOR-GRIP,PREFORMED,AL 400 SQ.MM. | 6
set51166 | 1030020001 | INSULATOR,SUSPENSION,TYPE C (CLASS 52-3) TIS.354 | 21
set51166 | 1030140000 | CLEVIS-EYE | 6
set51166 | 1030140004 | Y-CLEVIS-BALL | 3
set51166 | 1030140006 | SOCKET-CLEVIS,ANSI TYPE B | 3
set51166 | 1030140013 | SPACER,PLATE,FOR AL.400 SQ.MM. | 3
set51166 | 9090011007 | WELDING POWDER, ST. WIRE 50 SQ.MM. TO GD | 1
set51173 | 1000120004 | CROSSARM,CHANNEL STEEL,ALLEY ARM,150X75X9 MM.3,000 MM.LONG | 6
set51173 | 1010030002 | PLATE,STEEL 6X100X450 MM. | 6
set51173 | 1010030102 | PLATE,STEEL DOUBLE ARMING 12X100X760 MM. | 6
set51173 | 1010050002 | ST. PIPE,SIZE 20, 150 MM.LONG W/O T.E. | 3
set51173 | 1010110203 | BOLT,MACHINE M.16x250 mm. | 12
set51173 | 1010110204 | BOLT,MACHINE M.16x300 mm. | 1
set51173 | 1010110205 | BOLT,MACHINE M.16x350 mm. | 2
set51173 | 1010110300 | BOLT,MACHINE M.20X350 MM. | 2
set51173 | 1010110301 | BOLT,MACHINE M.20x400 mm. | 1
set51173 | 1010120000 | BOLT,DOUBLE ARMING,M.16x400 mm. | 3
set51173 | 1010150001 | BOLT,OVAL EYE M.16X200 MM. | 3
set51173 | 1010150002 | Bolt, Oval eye m.16x350 mm. | 1
set51173 | 1010180001 | NUT,EYE M.16 DIN 582 | 2
set51173 | 1010180100 | WASHER,PLAIN,SQUARE,LARGE 52x52x4.5 mm.HOLE DIA. 18 MM. TIS.258 | 44
set51173 | 1010180101 | WASHER,PLAIN,SQUARE,LARGE 62X62X6 MM.HOLE DIA.22 MM. TIS.258 | 6
set51173 | 1010180301 | WASHER,LOCK,SPRING,SIZE 16 mm.,GENERAL PURPOSE,TIS.259 | 3
set51173 | 1010200003 | BRACE,FLAT,FOR CROSSARM 50X10X1,950 MM. | 6
set51173 | 1010210304 | THIMBLE,GUY,FOR STEEL WIRE 50-95 sq.mm. | 3
set51173 | 1010230000 | CLAMP,SINGLE U-BOLT,M.8 (WIRE ROPE CLIP) | 12
set51173 | 1020230001 | ARMOR-GRIP,PREFORMED,AL 400 SQ.MM. | 6
set51173 | 1020240000 | SPACER,HELICAL ROD,PREFORMED,FOR AL.400 SQ.MM. | 6
set51173 | 1020420302 | TERMINAL,COMPRESSION,15 DEGREE PAD,NEMA,4-HOLE,FOR AL. 400 SQ.MM. | 6
set51173 | 1020430001 | CLAMP DEAD END,COMPRESSION,SINGLE LUG,FOR AL.CONDUCTOR 400 SQ.MM. | 6
set51173 | 1030020001 | INSULATOR,SUSPENSION,TYPE C (CLASS 52-3) TIS.354 | 21
set51173 | 1030020003 | INSULATOR,SUSPENSION,TYPE E (CLASS 52-8)TIS.354 | 60
set51173 | 1030110103 | CLAMP,STRAIN,WITH CLAMPING KEEPER,FOR AL.CONDUCTOR 400 SQ.MM. | 6
set51173 | 1030140000 | CLEVIS-EYE | 6
set51173 | 1030140001 | BALL-CLEVIS,ANSI TYPE K | 6
set51173 | 1030140003 | SOCKET-EYE | 6
set51173 | 1030140004 | Y-CLEVIS-BALL | 3
set51173 | 1030140005 | BALL-CLEVIS,ANSI TYPE B | 12
set51173 | 1030140006 | SOCKET-CLEVIS,ANSI TYPE B | 9
set51173 | 1030140007 | SOCKET-CLEVIS,ANSI TYPE K | 6
set51173 | 1030140011 | CLEVIS,THIMBLE,FOR PREFORMED DEAD-END | 3
set51173 | 1030140013 | SPACER,PLATE,FOR AL.400 SQ.MM. | 9
set51174 | 1000120001 | CROSSARM,STEEL 100X50X3.2 MM.4,200 MM.LONG | 4
set51174 | 1010000303 | STEEL CHANNEL,150X75X6.5 MM.6,000 MM.LONG | 2
set51174 | 1010030102 | PLATE,STEEL DOUBLE ARMING 12X100X760 MM. | 4
set51174 | 1010110205 | BOLT,MACHINE M.16x350 mm. | 4
set51174 | 1010110208 | BOLT,MACHINE M.16x500 mm. | 2
set51174 | 1010110400 | BOLT,MACHINE, HEXAGON, M.16X75 MM. | 8
set51174 | 1010120000 | BOLT,DOUBLE ARMING,M.16x400 mm. | 8
set51174 | 1010180100 | WASHER,PLAIN,SQUARE,LARGE 52x52x4.5 mm.HOLE DIA. 18 MM. TIS.258 | 40
set51174 | 1010180301 | WASHER,LOCK,SPRING,SIZE 16 mm.,GENERAL PURPOSE,TIS.259 | 12
set51174 | 1010200007 | BRACE,ANGLE STEEL 50x50x6 mm. 1,800 mm.WIDE 450 mm.DROP | 4
set51174 | 1020240000 | SPACER,HELICAL ROD,PREFORMED,FOR AL.400 SQ.MM. | 4
set51174 | 1020420302 | TERMINAL,COMPRESSION,15 DEGREE PAD,NEMA,4-HOLE,FOR AL. 400 SQ.MM. | 6
set51174 | 1020430001 | CLAMP DEAD END,COMPRESSION,SINGLE LUG,FOR AL.CONDUCTOR 400 SQ.MM. | 6
set51174 | 1030020001 | INSULATOR,SUSPENSION,TYPE C (CLASS 52-3) TIS.354 | 21
set51174 | 1030020003 | INSULATOR,SUSPENSION,TYPE E (CLASS 52-8)TIS.354 | 60
set51174 | 1030110103 | CLAMP,STRAIN,WITH CLAMPING KEEPER,FOR AL.CONDUCTOR 400 SQ.MM. | 6
set51174 | 1030120002 | CLAMP,SUSPENSION,FOR AL 400 SQ.MM. | 2
set51174 | 1030140000 | CLEVIS-EYE | 2
set51174 | 1030140001 | BALL-CLEVIS,ANSI TYPE K | 6
set51174 | 1030140002 | BALL-HOOK | 1
set51174 | 1030140003 | SOCKET-EYE | 6
set51174 | 1030140005 | BALL-CLEVIS,ANSI TYPE B | 12
set51174 | 1030140006 | SOCKET-CLEVIS,ANSI TYPE B | 7
set51174 | 1030140007 | SOCKET-CLEVIS,ANSI TYPE K | 6
set51174 | 1030140013 | SPACER,PLATE,FOR AL.400 SQ.MM. | 7
set51176 | 1000120001 | CROSSARM,STEEL 100X50X3.2 MM.4,200 MM.LONG | 2
set51176 | 1010000100 | STEEL CHANNEL, 100x50x5 mm. 2,250 MM.LONG | 1
set51176 | 1010000303 | STEEL CHANNEL,150X75X6.5 MM.6,000 MM.LONG | 1
set51176 | 1010010000 | STEEL ANGLE,65X65X6 MM.1,000 MM.LONG | 1
set51176 | 1010030002 | PLATE,STEEL 6X100X450 MM. | 4
set51176 | 1010030102 | PLATE,STEEL DOUBLE ARMING 12X100X760 MM. | 2
set51176 | 1010050002 | ST. PIPE,SIZE 20, 150 MM.LONG W/O T.E. | 1
set51176 | 1010100003 | WIRE,STEEL STRANDED 35 SQ.MM.TIS.404 | 5
set51176 | 1010110201 | BOLT,MACHINE M.16x170 mm. | 5
set51176 | 1010110202 | BOLT,MACHINE M.16x200 mm. | 4
set51176 | 1010110204 | BOLT,MACHINE M.16x300 mm. | 3
set51176 | 1010110205 | BOLT,MACHINE M.16x350 mm. | 2
set51176 | 1010110300 | BOLT,MACHINE M.20X350 MM. | 1
set51176 | 1010110400 | BOLT,MACHINE, HEXAGON, M.16X75 MM. | 4
set51176 | 1010120000 | BOLT,DOUBLE ARMING,M.16x400 mm. | 4
set51176 | 1010150000 | BOLT,OVAL EYE M.16X150 MM. | 1
set51176 | 1010150100 | BOLT,OVAL M.20X350 MM. | 1
set51176 | 1010180002 | NET,EYE M.20 | 1
set51176 | 1010180003 | NUT,EYE,THIMBLE M.16 | 1
set51176 | 1010180100 | WASHER,PLAIN,SQUARE,LARGE 52x52x4.5 mm.HOLE DIA. 18 MM. TIS.258 | 40
set51176 | 1010180101 | WASHER,PLAIN,SQUARE,LARGE 62X62X6 MM.HOLE DIA.22 MM. TIS.258 | 2
set51176 | 1010180301 | WASHER,LOCK,SPRING,SIZE 16 mm.,GENERAL PURPOSE,TIS.259 | 7
set51176 | 1010180302 | WASHER,LOCK,SPRING,SIZE 20 MM.,GENERAL PURPOSE,TIS.259 | 2
set51176 | 1010200007 | BRACE,ANGLE STEEL 50x50x6 mm. 1,800 mm.WIDE 450 mm.DROP | 2
set51176 | 1010210200 | BOLT,STRAND EYE,SINGLE M.16X350 MM. | 1
set51176 | 1010230000 | CLAMP,SINGLE U-BOLT,M.8 (WIRE ROPE CLIP) | 1
set51176 | 1010230003 | CLAMP,TRIPLE BOLTS FOR STEEL STRANDED WIRE 35 SQ.MM. | 5
set51176 | 1020230001 | ARMOR-GRIP,PREFORMED,AL 400 SQ.MM. | 2
set51176 | 1020240000 | SPACER,HELICAL ROD,PREFORMED,FOR AL.400 SQ.MM. | 4
set51176 | 1020420302 | TERMINAL,COMPRESSION,15 DEGREE PAD,NEMA,4-HOLE,FOR AL. 400 SQ.MM. | 6
set51176 | 1020430001 | CLAMP DEAD END,COMPRESSION,SINGLE LUG,FOR AL.CONDUCTOR 400 SQ.MM. | 6
set51176 | 1030020001 | INSULATOR,SUSPENSION,TYPE C (CLASS 52-3) TIS.354 | 7
set51176 | 1030020003 | INSULATOR,SUSPENSION,TYPE E (CLASS 52-8)TIS.354 | 60
set51176 | 1030110103 | CLAMP,STRAIN,WITH CLAMPING KEEPER,FOR AL.CONDUCTOR 400 SQ.MM. | 6
set51176 | 1030140000 | CLEVIS-EYE | 2
set51176 | 1030140001 | BALL-CLEVIS,ANSI TYPE K | 6
set51176 | 1030140003 | SOCKET-EYE | 6
set51176 | 1030140004 | Y-CLEVIS-BALL | 1
set51176 | 1030140005 | BALL-CLEVIS,ANSI TYPE B | 12
set51176 | 1030140006 | SOCKET-CLEVIS,ANSI TYPE B | 7
set51176 | 1030140007 | SOCKET-CLEVIS,ANSI TYPE K | 6
set51176 | 1030140013 | SPACER,PLATE,FOR AL.400 SQ.MM. | 7
set51185 | 1000120001 | CROSSARM,STEEL 100X50X3.2 MM.4,200 MM.LONG | 2
set51185 | 1010000303 | STEEL CHANNEL,150X75X6.5 MM.6,000 MM.LONG | 1
set51185 | 1010030102 | PLATE,STEEL DOUBLE ARMING 12X100X760 MM. | 2
set51185 | 1010110201 | BOLT,MACHINE M.16x170 mm. | 4
set51185 | 1010110205 | BOLT,MACHINE M.16x350 mm. | 4
set51185 | 1010110300 | BOLT,MACHINE M.20X350 MM. | 1
set51185 | 1010110400 | BOLT,MACHINE, HEXAGON, M.16X75 MM. | 4
set51185 | 1010120000 | BOLT,DOUBLE ARMING,M.16x400 mm. | 4
set51185 | 1010150001 | BOLT,OVAL EYE M.16X200 MM. | 1
set51185 | 1010150100 | BOLT,OVAL M.20X350 MM. | 1
set51185 | 1010180100 | WASHER,PLAIN,SQUARE,LARGE 52x52x4.5 mm.HOLE DIA. 18 MM. TIS.258 | 27
set51185 | 1010180101 | WASHER,PLAIN,SQUARE,LARGE 62X62X6 MM.HOLE DIA.22 MM. TIS.258 | 2
set51185 | 1010180301 | WASHER,LOCK,SPRING,SIZE 16 mm.,GENERAL PURPOSE,TIS.259 | 4
set51185 | 1010180302 | WASHER,LOCK,SPRING,SIZE 20 MM.,GENERAL PURPOSE,TIS.259 | 2
set51185 | 1010200007 | BRACE,ANGLE STEEL 50x50x6 mm. 1,800 mm.WIDE 450 mm.DROP | 2
set51185 | 1010210304 | THIMBLE,GUY,FOR STEEL WIRE 50-95 sq.mm. | 1
set51185 | 1010230003 | CLAMP,TRIPLE BOLTS FOR STEEL STRANDED WIRE 35 SQ.MM. | 2
set51185 | 1030020003 | INSULATOR,SUSPENSION,TYPE E (CLASS 52-8)TIS.354 | 30
set51185 | 1030110103 | CLAMP,STRAIN,WITH CLAMPING KEEPER,FOR AL.CONDUCTOR 400 SQ.MM. | 6
set51185 | 1030140000 | CLEVIS-EYE | 3
set51185 | 1030140003 | SOCKET-EYE | 6
set51185 | 1030140005 | BALL-CLEVIS,ANSI TYPE B | 6
set51185 | 1030140007 | SOCKET-CLEVIS,ANSI TYPE K | 3
set51185 | 1030140013 | SPACER,PLATE,FOR AL.400 SQ.MM. | 3
set51186 | 1000120002 | CROSSARM,STEEL ANGLE 150X150X12 MM.4,500 MM.LONG | 6
set51186 | 1010000400 | STEEL CHANNEL,200X80X7.5 MM.1,000 MM.LONG | 6
set51186 | 1010010000 | STEEL ANGLE,65X65X6 MM.1,000 MM.LONG | 3
set51186 | 1010030102 | PLATE,STEEL DOUBLE ARMING 12X100X760 MM. | 6
set51186 | 1010050200 | TUBE, RECTANGULAR STEEL 100X50X3.2 MM., 100 MM.LONG | 12
set51186 | 1010110201 | BOLT,MACHINE M.16x170 mm. | 12
set51186 | 1010110204 | BOLT,MACHINE M.16x300 mm. | 2
set51186 | 1010110205 | BOLT,MACHINE M.16x350 mm. | 3
set51186 | 1010110302 | BOLT,MACHINE M.20X450 MM. | 6
set51186 | 1010110400 | BOLT,MACHINE, HEXAGON, M.16X75 MM. | 12
set51186 | 1010120000 | BOLT,DOUBLE ARMING,M.16x400 mm. | 12
set51186 | 1010150000 | BOLT,OVAL EYE M.16X150 MM. | 3
set51186 | 1010150100 | BOLT,OVAL M.20X350 MM. | 7
set51186 | 1010150101 | BOLT,OVAL M.20X450 MM. | 2
set51186 | 1010180100 | WASHER,PLAIN,SQUARE,LARGE 52x52x4.5 mm.HOLE DIA. 18 MM. TIS.258 | 78
set51186 | 1010180101 | WASHER,PLAIN,SQUARE,LARGE 62X62X6 MM.HOLE DIA.22 MM. TIS.258 | 15
set51186 | 1010180301 | WASHER,LOCK,SPRING,SIZE 16 mm.,GENERAL PURPOSE,TIS.259 | 18
set51186 | 1010180302 | WASHER,LOCK,SPRING,SIZE 20 MM.,GENERAL PURPOSE,TIS.259 | 9
set51186 | 1010200007 | BRACE,ANGLE STEEL 50x50x6 mm. 1,800 mm.WIDE 450 mm.DROP | 6
set51186 | 1010210200 | BOLT,STRAND EYE,SINGLE M.16X350 MM. | 3
set51186 | 1010230000 | CLAMP,SINGLE U-BOLT,M.8 (WIRE ROPE CLIP) | 14
set51186 | 1020230001 | ARMOR-GRIP,PREFORMED,AL 400 SQ.MM. | 6
set51186 | 1020240000 | SPACER,HELICAL ROD,PREFORMED,FOR AL.400 SQ.MM. | 6
set51186 | 1020420302 | TERMINAL,COMPRESSION,15 DEGREE PAD,NEMA,4-HOLE,FOR AL. 400 SQ.MM. | 6
set51186 | 1020430001 | CLAMP DEAD END,COMPRESSION,SINGLE LUG,FOR AL.CONDUCTOR 400 SQ.MM. | 6
set51186 | 1030020001 | INSULATOR,SUSPENSION,TYPE C (CLASS 52-3) TIS.354 | 21
set51186 | 1030020003 | INSULATOR,SUSPENSION,TYPE E (CLASS 52-8)TIS.354 | 60
set51186 | 1030110103 | CLAMP,STRAIN,WITH CLAMPING KEEPER,FOR AL.CONDUCTOR 400 SQ.MM. | 6
set51186 | 1030140000 | CLEVIS-EYE | 6
set51186 | 1030140001 | BALL-CLEVIS,ANSI TYPE K | 6
set51186 | 1030140003 | SOCKET-EYE | 6
set51186 | 1030140004 | Y-CLEVIS-BALL | 3
set51186 | 1030140005 | BALL-CLEVIS,ANSI TYPE B | 12
set51186 | 1030140006 | SOCKET-CLEVIS,ANSI TYPE B | 9
set51186 | 1030140007 | SOCKET-CLEVIS,ANSI TYPE K | 6
set51186 | 1030140011 | CLEVIS,THIMBLE,FOR PREFORMED DEAD-END | 3
set51186 | 1030140013 | SPACER,PLATE,FOR AL.400 SQ.MM. | 9
set51188 | 1000120002 | CROSSARM,STEEL ANGLE 150X150X12 MM.4,500 MM.LONG | 4
set51188 | 1010010005 | STEEL ANGLE,OVERHEAD GROUND WIRE CORNER BAYONET 65X65X6 MM. 2,500 MM.LONG | 1
set51188 | 1010030102 | PLATE,STEEL DOUBLE ARMING 12X100X760 MM. | 4
set51188 | 1010100003 | WIRE,STEEL STRANDED 35 SQ.MM.TIS.404 | 2.5
set51188 | 1010110201 | BOLT,MACHINE M.16x170 mm. | 8
set51188 | 1010110204 | BOLT,MACHINE M.16x300 mm. | 4
set51188 | 1010110205 | BOLT,MACHINE M.16x350 mm. | 1
set51188 | 1010110301 | BOLT,MACHINE M.20x400 mm. | 2
set51188 | 1010110400 | BOLT,MACHINE, HEXAGON, M.16X75 MM. | 8
set51188 | 1010120000 | BOLT,DOUBLE ARMING,M.16x400 mm. | 8
set51188 | 1010180100 | WASHER,PLAIN,SQUARE,LARGE 52x52x4.5 mm.HOLE DIA. 18 MM. TIS.258 | 28
set51188 | 1010180101 | WASHER,PLAIN,SQUARE,LARGE 62X62X6 MM.HOLE DIA.22 MM. TIS.258 | 4
set51188 | 1010180301 | WASHER,LOCK,SPRING,SIZE 16 mm.,GENERAL PURPOSE,TIS.259 | 8
set51188 | 1010200007 | BRACE,ANGLE STEEL 50x50x6 mm. 1,800 mm.WIDE 450 mm.DROP | 4
set51188 | 1010230000 | CLAMP,SINGLE U-BOLT,M.8 (WIRE ROPE CLIP) | 3
set51188 | 1010230203 | GROUND WIRE SUPPORT AND CLAMP,FOR BAYONET | 1
set51188 | 1020240000 | SPACER,HELICAL ROD,PREFORMED,FOR AL.400 SQ.MM. | 3
set51188 | 1020420302 | TERMINAL,COMPRESSION,15 DEGREE PAD,NEMA,4-HOLE,FOR AL. 400 SQ.MM. | 6
set51188 | 1020430001 | CLAMP DEAD END,COMPRESSION,SINGLE LUG,FOR AL.CONDUCTOR 400 SQ.MM. | 6
set51188 | 1030020003 | INSULATOR,SUSPENSION,TYPE E (CLASS 52-8)TIS.354 | 60
set51188 | 1030110103 | CLAMP,STRAIN,WITH CLAMPING KEEPER,FOR AL.CONDUCTOR 400 SQ.MM. | 6
set51188 | 1030140001 | BALL-CLEVIS,ANSI TYPE K | 6
set51188 | 1030140003 | SOCKET-EYE | 6
set51188 | 1030140005 | BALL-CLEVIS,ANSI TYPE B | 12
set51188 | 1030140006 | SOCKET-CLEVIS,ANSI TYPE B | 6
set51188 | 1030140007 | SOCKET-CLEVIS,ANSI TYPE K | 6
set51188 | 1030140011 | CLEVIS,THIMBLE,FOR PREFORMED DEAD-END | 1
set51188 | 1030140013 | SPACER,PLATE,FOR AL.400 SQ.MM. | 6
set51191 | 1010010004 | STEEL ANGLE,OVERHEAD GROUND WIRE BAYONET 65X65X6 MM. 2,500 MM.LONG | 1
set51191 | 1010100003 | WIRE,STEEL STRANDED 35 SQ.MM.TIS.404 | 2.5
set51191 | 1010110207 | BOLT,MACHINE M.16x450 mm. | 7
set51191 | 1010110208 | BOLT,MACHINE M.16x500 mm. | 2
set51191 | 1010120001 | BOLT,DOUBLE ARMING,M.16x450 mm. | 2
set51191 | 1010180100 | WASHER,PLAIN,SQUARE,LARGE 52x52x4.5 mm.HOLE DIA. 18 MM. TIS.258 | 11
set51191 | 1010220007 | ROD,GROUND,COPPER COVERED STEEL,16 MM.DIA., 3 M. LONG | 1
set51191 | 1010230000 | CLAMP,SINGLE U-BOLT,M.8 (WIRE ROPE CLIP) | 3
set51191 | 1010230203 | GROUND WIRE SUPPORT AND CLAMP,FOR BAYONET | 1
set51191 | 1020000005 | COND.,CU,BARE 50 SQ.MM.TIS.64 | 10
set51191 | 1030020003 | INSULATOR,SUSPENSION,TYPE E (CLASS 52-8)TIS.354 | 60
set51191 | 1030110103 | CLAMP,STRAIN,WITH CLAMPING KEEPER,FOR AL.CONDUCTOR 400 SQ.MM. | 12
set51191 | 1030140001 | BALL-CLEVIS,ANSI TYPE K | 6
set51191 | 1030140003 | SOCKET-EYE | 0
set51191 | 1030140005 | BALL-CLEVIS,ANSI TYPE B | 0
set51191 | 1030140007 | SOCKET-CLEVIS,ANSI TYPE K | 6
set51191 | 1030140013 | SPACER,PLATE,FOR AL.400 SQ.MM. | 6
set51191 | 1040060200 | SWITCH,AIR BREAK,TRIPLE POLE,115 KV.1,200 A.61 KA.HORIZONTAL OPENING | 1
set51191 | 1080040001 | CONDUIT,PVC,RIGID,DIA. 20x2500 mm.TIS.216 | 1
set51192 | 1010000100 | STEEL CHANNEL, 100x50x5 mm. 2,250 MM.LONG | 3
set51192 | 1010010004 | STEEL ANGLE,OVERHEAD GROUND WIRE BAYONET 65X65X6 MM. 2,500 MM.LONG | 1
set51192 | 1010100003 | WIRE,STEEL STRANDED 35 SQ.MM.TIS.404 | 2.5
set51192 | 1010110204 | BOLT,MACHINE M.16x300 mm. | 3
set51192 | 1010110205 | BOLT,MACHINE M.16x350 mm. | 2
set51192 | 1010110301 | BOLT,MACHINE M.20x400 mm. | 3
set51192 | 1010110400 | BOLT,MACHINE, HEXAGON, M.16X75 MM. | 3
set51192 | 1010120001 | BOLT,DOUBLE ARMING,M.16x450 mm. | 7
set51192 | 1010120002 | BOLT,DOUBLE ARMING,M.16x500 mm. | 2
set51192 | 1010180100 | WASHER,PLAIN,SQUARE,LARGE 52x52x4.5 mm.HOLE DIA. 18 MM. TIS.258 | 14
set51192 | 1010180101 | WASHER,PLAIN,SQUARE,LARGE 62X62X6 MM.HOLE DIA.22 MM. TIS.258 | 3
set51192 | 1010200002 | BRACE,FLAT,FOR CROSSARM 40x6x1,000 mm. | 3
set51192 | 1010220007 | ROD,GROUND,COPPER COVERED STEEL,16 MM.DIA., 3 M. LONG | 1
set51192 | 1010230000 | CLAMP,SINGLE U-BOLT,M.8 (WIRE ROPE CLIP) | 3
set51192 | 1010230203 | GROUND WIRE SUPPORT AND CLAMP,FOR BAYONET | 1
set51192 | 1020000005 | COND.,CU,BARE 50 SQ.MM.TIS.64 | 11
set51192 | 1020230001 | ARMOR-GRIP,PREFORMED,AL 400 SQ.MM. | 6
set51192 | 1030020001 | INSULATOR,SUSPENSION,TYPE C (CLASS 52-3) TIS.354 | 21
set51192 | 1030020003 | INSULATOR,SUSPENSION,TYPE E (CLASS 52-8)TIS.354 | 60
set51192 | 1030110103 | CLAMP,STRAIN,WITH CLAMPING KEEPER,FOR AL.CONDUCTOR 400 SQ.MM. | 12
set51192 | 1030140001 | BALL-CLEVIS,ANSI TYPE K | 6
set51192 | 1030140003 | SOCKET-EYE | 12
set51192 | 1030140004 | Y-CLEVIS-BALL | 3
set51192 | 1030140005 | BALL-CLEVIS,ANSI TYPE B | 12
set51192 | 1030140006 | SOCKET-CLEVIS,ANSI TYPE B | 3
set51192 | 1030140007 | SOCKET-CLEVIS,ANSI TYPE K | 6
set51192 | 1030140013 | SPACER,PLATE,FOR AL.400 SQ.MM. | 9
set51192 | 1040060200 | SWITCH,AIR BREAK,TRIPLE POLE,115 KV.1,200 A.61 KA.HORIZONTAL OPENING | 1
set51192 | 1080040001 | CONDUIT,PVC,RIGID,DIA. 20x2500 mm.TIS.216 | 1
set51195 | 1010000303 | STEEL CHANNEL,150X75X6.5 MM.6,000 MM.LONG | 6
set51195 | 1010050009 | ST. PIPE,SIZE 20, 75 MM.LONG W/O T.E. | 5
set51195 | 1010060021 | SUPPORTING STRUCTURE FOR MOUNTING UNDERGROUND CABLE TERMINATOR,LIGHTNING ARRESTER COMPLETE WITH BOLD | 1
set51195 | 1010100006 | WIRE,STEEL STRANDED 95 sq.mm.TIS.404 | 22
set51195 | 1010110208 | BOLT,MACHINE M.16x500 mm. | 6
set51195 | 1010110209 | BOLT MACHINE M.16X600 MM. | 2
set51195 | 1010150002 | Bolt, Oval eye m.16x350 mm. | 1
set51195 | 1010150100 | BOLT,OVAL M.20X350 MM. | 6
set51195 | 1010180001 | NUT,EYE M.16 DIN 582 | 1
set51195 | 1010180003 | NUT,EYE,THIMBLE M.16 | 2
set51195 | 1010180100 | WASHER,PLAIN,SQUARE,LARGE 52x52x4.5 mm.HOLE DIA. 18 MM. TIS.258 | 20
set51195 | 1010180101 | WASHER,PLAIN,SQUARE,LARGE 62X62X6 MM.HOLE DIA.22 MM. TIS.258 | 12
set51195 | 1010180301 | WASHER,LOCK,SPRING,SIZE 16 mm.,GENERAL PURPOSE,TIS.259 | 6
set51195 | 1010180302 | WASHER,LOCK,SPRING,SIZE 20 MM.,GENERAL PURPOSE,TIS.259 | 6
set51195 | 1010210200 | BOLT,STRAND EYE,SINGLE M.16X350 MM. | 1
set51195 | 1010210202 | BOLT,STRAND EYE,SINGLE 45 DEGREE M.16X350 MM. | 1
set51195 | 1010210304 | THIMBLE,GUY,FOR STEEL WIRE 50-95 sq.mm. | 4
set51195 | 1010220007 | ROD,GROUND,COPPER COVERED STEEL,16 MM.DIA., 3 M. LONG | 2
set51195 | 1010230003 | CLAMP,TRIPLE BOLTS FOR STEEL STRANDED WIRE 35 SQ.MM. | 6
set51195 | 1010230016 | CLAMP,CABLE STRAP FOR UG 1X800 SQ.MM. | 6
set51195 | 1020000007 | COND.,CU,BARE 95 SQ.MM.TIS 64 | 62
set51195 | 1020010007 | CONDUCTOR,AL,BARE 185 sq.mm.TIS.85 | 9
set51195 | 1020010009 | CONDUCTOR,AL,BARE,400 SQ.MM.TIS.85 | 65
set51195 | 1020150201 | CABLE TERMINATION KITS, FOR OUTDOOR, 115 KV. 1X800 SQ.MM. | 6
set51195 | 1020240000 | SPACER,HELICAL ROD,PREFORMED,FOR AL.400 SQ.MM. | 5
set51195 | 1020300103 | CONNECTOR,PARALLEL GROOVE,TRIPLE BOLT,AL,AL-ALLOY AND ACSR 70-185 SQ.MM. | 6
set51195 | 1020420106 | CABLE LUG,NEMA HOLE,COMPRESSION TYPE,AL 185 SQ.MM. | 3
set51195 | 1020420302 | TERMINAL,COMPRESSION,15 DEGREE PAD,NEMA,4-HOLE,FOR AL. 400 SQ.MM. | 6
set51195 | 1020430001 | CLAMP DEAD END,COMPRESSION,SINGLE LUG,FOR AL.CONDUCTOR 400 SQ.MM. | 6
set51195 | 1020500005 | CONNECTOR,T-TYPE,FOR CONDUCTOR MAIN 400 SQ.MM. TO CONDUCTOR TAP 185-240 SQ.MM. | 6
set51195 | 1020570106 | CLIMP,TOP TYPE DOUBLE CONDUCTOR, AL 400 SQ.MM.FOR HORIZONTAL MOUNTING POST TYPE INSULATOR 115 KV. | 8
set51195 | 1030010204 | INSULATOR, POST TYPE 115 KV. HORIZONTAL MOUNTING | 8
set51195 | 1030020003 | INSULATOR,SUSPENSION,TYPE E (CLASS 52-8)TIS.354 | 30
set51195 | 1030140001 | BALL-CLEVIS,ANSI TYPE K | 3
set51195 | 1030140005 | BALL-CLEVIS,ANSI TYPE B | 6
set51195 | 1030140006 | SOCKET-CLEVIS,ANSI TYPE B | 6
set51195 | 1030140007 | SOCKET-CLEVIS,ANSI TYPE K | 3
set51195 | 1030140013 | SPACER,PLATE,FOR AL.400 SQ.MM. | 6
set51195 | 1040000201 | LIGHTNING ARRESTER 96 KV. 10 KA. | 3
set51195 | 1080040001 | CONDUIT,PVC,RIGID,DIA. 20x2500 mm.TIS.216 | 4
set51196 | 1010000303 | STEEL CHANNEL,150X75X6.5 MM.6,000 MM.LONG | 4
set51196 | 1010050009 | ST. PIPE,SIZE 20, 75 MM.LONG W/O T.E. | 6
set51196 | 1010060021 | SUPPORTING STRUCTURE FOR MOUNTING UNDERGROUND CABLE TERMINATOR,LIGHTNING ARRESTER COMPLETE WITH BOLD | 1
set51196 | 1010110208 | BOLT,MACHINE M.16x500 mm. | 6
set51196 | 1010110209 | BOLT MACHINE M.16X600 MM. | 2
set51196 | 1010150002 | Bolt, Oval eye m.16x350 mm. | 3
set51196 | 1010180001 | NUT,EYE M.16 DIN 582 | 2
set51196 | 1010180003 | NUT,EYE,THIMBLE M.16 | 2
set51196 | 1010180100 | WASHER,PLAIN,SQUARE,LARGE 52x52x4.5 mm.HOLE DIA. 18 MM. TIS.258 | 14
set51196 | 1010180101 | WASHER,PLAIN,SQUARE,LARGE 62X62X6 MM.HOLE DIA.22 MM. TIS.258 | 6
set51196 | 1010180301 | WASHER,LOCK,SPRING,SIZE 16 mm.,GENERAL PURPOSE,TIS.259 | 6
set51196 | 1010180302 | WASHER,LOCK,SPRING,SIZE 20 MM.,GENERAL PURPOSE,TIS.259 | 3
set51196 | 1010210202 | BOLT,STRAND EYE,SINGLE 45 DEGREE M.16X350 MM. | 2
set51196 | 1010220007 | ROD,GROUND,COPPER COVERED STEEL,16 MM.DIA., 3 M. LONG | 2
set51196 | 1010230003 | CLAMP,TRIPLE BOLTS FOR STEEL STRANDED WIRE 35 SQ.MM. | 4
set51196 | 1010230016 | CLAMP,CABLE STRAP FOR UG 1X800 SQ.MM. | 6
set51196 | 1020000007 | COND.,CU,BARE 95 SQ.MM.TIS 64 | 62
set51196 | 1020010007 | CONDUCTOR,AL,BARE 185 sq.mm.TIS.85 | 10
set51196 | 1020010009 | CONDUCTOR,AL,BARE,400 SQ.MM.TIS.85 | 72
set51196 | 1020150201 | CABLE TERMINATION KITS, FOR OUTDOOR, 115 KV. 1X800 SQ.MM. | 6
set51196 | 1020240000 | SPACER,HELICAL ROD,PREFORMED,FOR AL.400 SQ.MM. | 3
set51196 | 1020300103 | CONNECTOR,PARALLEL GROOVE,TRIPLE BOLT,AL,AL-ALLOY AND ACSR 70-185 SQ.MM. | 6
set51196 | 1020420106 | CABLE LUG,NEMA HOLE,COMPRESSION TYPE,AL 185 SQ.MM. | 3
set51196 | 1020420302 | TERMINAL,COMPRESSION,15 DEGREE PAD,NEMA,4-HOLE,FOR AL. 400 SQ.MM. | 6
set51196 | 1020430001 | CLAMP DEAD END,COMPRESSION,SINGLE LUG,FOR AL.CONDUCTOR 400 SQ.MM. | 6
set51196 | 1020500005 | CONNECTOR,T-TYPE,FOR CONDUCTOR MAIN 400 SQ.MM. TO CONDUCTOR TAP 185-240 SQ.MM. | 6
set51196 | 1020570106 | CLIMP,TOP TYPE DOUBLE CONDUCTOR, AL 400 SQ.MM.FOR HORIZONTAL MOUNTING POST TYPE INSULATOR 115 KV. | 6
set51196 | 1030010204 | INSULATOR, POST TYPE 115 KV. HORIZONTAL MOUNTING | 6
set51196 | 1030020003 | INSULATOR,SUSPENSION,TYPE E (CLASS 52-8)TIS.354 | 30
set51196 | 1030140001 | BALL-CLEVIS,ANSI TYPE K | 3
set51196 | 1030140005 | BALL-CLEVIS,ANSI TYPE B | 6
set51196 | 1030140006 | SOCKET-CLEVIS,ANSI TYPE B | 6
set51196 | 1030140007 | SOCKET-CLEVIS,ANSI TYPE K | 3
set51196 | 1030140013 | SPACER,PLATE,FOR AL.400 SQ.MM. | 3
set51196 | 1040000201 | LIGHTNING ARRESTER 96 KV. 10 KA. | 3
set51196 | 1080040001 | CONDUIT,PVC,RIGID,DIA. 20x2500 mm.TIS.216 | 2
set51198 | 1010000103 | STEEL CHANNEL,100X50X5 MM.4,200 MM.LONG | 6
set51198 | 1010010004 | STEEL ANGLE,OVERHEAD GROUND WIRE BAYONET 65X65X6 MM. 2,500 MM.LONG | 2
set51198 | 1010100003 | WIRE,STEEL STRANDED 35 SQ.MM.TIS.404 | 2.5
set51198 | 1010110200 | BOLT,MACHINE M.16x130 mm. | 12
set51198 | 1010110204 | BOLT,MACHINE M.16x300 mm. | 4
set51198 | 1010110205 | BOLT,MACHINE M.16x350 mm. | 6
set51198 | 1010110209 | BOLT MACHINE M.16X600 MM. | 2
set51198 | 1010110300 | BOLT,MACHINE M.20X350 MM. | 6
set51198 | 1010110404 | BOLT,MACHINE,HEXAGON, M.16X50 MM. | 24
set51198 | 1010150000 | BOLT,OVAL EYE M.16X150 MM. | 12
set51198 | 1010180100 | WASHER,PLAIN,SQUARE,LARGE 52x52x4.5 mm.HOLE DIA. 18 MM. TIS.258 | 48
set51198 | 1010180101 | WASHER,PLAIN,SQUARE,LARGE 62X62X6 MM.HOLE DIA.22 MM. TIS.258 | 6
set51198 | 1010180301 | WASHER,LOCK,SPRING,SIZE 16 mm.,GENERAL PURPOSE,TIS.259 | 12
set51198 | 1010200007 | BRACE,ANGLE STEEL 50x50x6 mm. 1,800 mm.WIDE 450 mm.DROP | 6
set51198 | 1010220007 | ROD,GROUND,COPPER COVERED STEEL,16 MM.DIA., 3 M. LONG | 2
set51198 | 1010230003 | CLAMP,TRIPLE BOLTS FOR STEEL STRANDED WIRE 35 SQ.MM. | 1
set51198 | 1010230016 | CLAMP,CABLE STRAP FOR UG 1X800 SQ.MM. | 6
set51198 | 1010230203 | GROUND WIRE SUPPORT AND CLAMP,FOR BAYONET | 1
set51198 | 1020000007 | COND.,CU,BARE 95 SQ.MM.TIS 64 | 62
set51198 | 1020010007 | CONDUCTOR,AL,BARE 185 sq.mm.TIS.85 | 9
set51198 | 1020010009 | CONDUCTOR,AL,BARE,400 SQ.MM.TIS.85 | 52
set51198 | 1020220109 | ARMOR ROD,PREFORMED,FOR AL.OR AL-ALLOY CONDUCTOR 400 SQ.MM. | 12
set51198 | 1020300103 | CONNECTOR,PARALLEL GROOVE,TRIPLE BOLT,AL,AL-ALLOY AND ACSR 70-185 SQ.MM. | 6
set51198 | 1020420106 | CABLE LUG,NEMA HOLE,COMPRESSION TYPE,AL 185 SQ.MM. | 9
set51198 | 1020500005 | CONNECTOR,T-TYPE,FOR CONDUCTOR MAIN 400 SQ.MM. TO CONDUCTOR TAP 185-240 SQ.MM. | 6
set51198 | 1020500100 | CONNECTOR,T-TYPE,COMPRESSION,FOR AL CONDUCTOR MAIN 400 SQ.MM. TO NEMA 4-HOLE PAD | 6
set51198 | 1030010204 | INSULATOR, POST TYPE 115 KV. HORIZONTAL MOUNTING | 3
set51198 | 1030020001 | INSULATOR,SUSPENSION,TYPE C (CLASS 52-3) TIS.354 | 42
set51198 | 1030120002 | CLAMP,SUSPENSION,FOR AL 400 SQ.MM. | 12
set51198 | 1030140000 | CLEVIS-EYE | 12
set51198 | 1030140002 | BALL-HOOK | 6
set51198 | 1030140006 | SOCKET-CLEVIS,ANSI TYPE B | 6
set51198 | 1030140013 | SPACER,PLATE,FOR AL.400 SQ.MM. | 6
set51198 | 1080040002 | CONDUIT,PVC,RIGID,DIA. 20x4000 mm.TIS.216 | 2
set51198 | 9090010015 | TERMINATOR FOR 115 KV XLPE CU CABLE | 0
set51198 | 9090010021 | LIGHTNING ARRESTER 96 KV 5 KA | 0
set51199 | 1010110204 | BOLT,MACHINE M.16x300 mm. | 2
set51199 | 1010110207 | BOLT,MACHINE M.16x450 mm. | 7
set51199 | 1010110208 | BOLT,MACHINE M.16x500 mm. | 2
set51199 | 1010180100 | WASHER,PLAIN,SQUARE,LARGE 52x52x4.5 mm.HOLE DIA. 18 MM. TIS.258 | 11
set51199 | 1010220007 | ROD,GROUND,COPPER COVERED STEEL,16 MM.DIA., 3 M. LONG | 1
set51199 | 1010230003 | CLAMP,TRIPLE BOLTS FOR STEEL STRANDED WIRE 35 SQ.MM. | 1
set51199 | 1010230203 | GROUND WIRE SUPPORT AND CLAMP,FOR BAYONET | 1
set51199 | 1020000005 | COND.,CU,BARE 50 SQ.MM.TIS.64 | 10
set51199 | 1030020001 | INSULATOR,SUSPENSION,TYPE C (CLASS 52-3) TIS.354 | 60
set51199 | 1030110103 | CLAMP,STRAIN,WITH CLAMPING KEEPER,FOR AL.CONDUCTOR 400 SQ.MM. | 6
set51199 | 1030140001 | BALL-CLEVIS,ANSI TYPE K | 0
set51199 | 1030140003 | SOCKET-EYE | 6
set51199 | 1030140005 | BALL-CLEVIS,ANSI TYPE B | 6
set51199 | 1030140007 | SOCKET-CLEVIS,ANSI TYPE K | 0
set51199 | 1030140013 | SPACER,PLATE,FOR AL.400 SQ.MM. | 0
set51199 | 1040060200 | SWITCH,AIR BREAK,TRIPLE POLE,115 KV.1,200 A.61 KA.HORIZONTAL OPENING | 1
set51199 | 1080040001 | CONDUIT,PVC,RIGID,DIA. 20x2500 mm.TIS.216 | 1
set51200 | 1010110204 | BOLT,MACHINE M.16x300 mm. | 2
set51200 | 1010110207 | BOLT,MACHINE M.16x450 mm. | 7
set51200 | 1010110208 | BOLT,MACHINE M.16x500 mm. | 2
set51200 | 1010180100 | WASHER,PLAIN,SQUARE,LARGE 52x52x4.5 mm.HOLE DIA. 18 MM. TIS.258 | 11
set51200 | 1010220007 | ROD,GROUND,COPPER COVERED STEEL,16 MM.DIA., 3 M. LONG | 1
set51200 | 1010230003 | CLAMP,TRIPLE BOLTS FOR STEEL STRANDED WIRE 35 SQ.MM. | 1
set51200 | 1010230203 | GROUND WIRE SUPPORT AND CLAMP,FOR BAYONET | 1
set51200 | 1020000005 | COND.,CU,BARE 50 SQ.MM.TIS.64 | 10
set51200 | 1030020003 | INSULATOR,SUSPENSION,TYPE E (CLASS 52-8)TIS.354 | 60
set51200 | 1030110103 | CLAMP,STRAIN,WITH CLAMPING KEEPER,FOR AL.CONDUCTOR 400 SQ.MM. | 12
set51200 | 1030140001 | BALL-CLEVIS,ANSI TYPE K | 6
set51200 | 1030140003 | SOCKET-EYE | 12
set51200 | 1030140005 | BALL-CLEVIS,ANSI TYPE B | 12
set51200 | 1030140007 | SOCKET-CLEVIS,ANSI TYPE K | 6
set51200 | 1030140013 | SPACER,PLATE,FOR AL.400 SQ.MM. | 6
set51200 | 1040060200 | SWITCH,AIR BREAK,TRIPLE POLE,115 KV.1,200 A.61 KA.HORIZONTAL OPENING | 1
set51200 | 1080040001 | CONDUIT,PVC,RIGID,DIA. 20x2500 mm.TIS.216 | 1
set51237 | 1000120002 | CROSSARM,STEEL ANGLE 150X150X12 MM.4,500 MM.LONG | 2
set51237 | 1010000103 | STEEL CHANNEL,100X50X5 MM.4,200 MM.LONG | 1
set51237 | 1010000303 | STEEL CHANNEL,150X75X6.5 MM.6,000 MM.LONG | 1
set51237 | 1010000400 | STEEL CHANNEL,200X80X7.5 MM.1,000 MM.LONG | 6
set51237 | 1010030005 | PLATE,STEEL 6X100X900 MM. | 4
set51237 | 1010030102 | PLATE,STEEL DOUBLE ARMING 12X100X760 MM. | 2
set51237 | 1010110200 | BOLT,MACHINE M.16x130 mm. | 2
set51237 | 1010110201 | BOLT,MACHINE M.16x170 mm. | 4
set51237 | 1010110202 | BOLT,MACHINE M.16x200 mm. | 4
set51237 | 1010110204 | BOLT,MACHINE M.16x300 mm. | 3
set51237 | 1010110205 | BOLT,MACHINE M.16x350 mm. | 3
set51237 | 1010110206 | BOLT,MACHINE M.16x400 mm. | 4
set51237 | 1010110207 | BOLT,MACHINE M.16x450 mm. | 6
set51237 | 1010110300 | BOLT,MACHINE M.20X350 MM. | 1
set51237 | 1010110400 | BOLT,MACHINE, HEXAGON, M.16X75 MM. | 4
set51237 | 1010120000 | BOLT,DOUBLE ARMING,M.16x400 mm. | 4
set51237 | 1010150000 | BOLT,OVAL EYE M.16X150 MM. | 3
set51237 | 1010150100 | BOLT,OVAL M.20X350 MM. | 2
set51237 | 1010180100 | WASHER,PLAIN,SQUARE,LARGE 52x52x4.5 mm.HOLE DIA. 18 MM. TIS.258 | 55
set51237 | 1010180101 | WASHER,PLAIN,SQUARE,LARGE 62X62X6 MM.HOLE DIA.22 MM. TIS.258 | 6
set51237 | 1010180301 | WASHER,LOCK,SPRING,SIZE 16 mm.,GENERAL PURPOSE,TIS.259 | 6
set51237 | 1010180302 | WASHER,LOCK,SPRING,SIZE 20 MM.,GENERAL PURPOSE,TIS.259 | 2
set51237 | 1010200007 | BRACE,ANGLE STEEL 50x50x6 mm. 1,800 mm.WIDE 450 mm.DROP | 3
set51237 | 1010230000 | CLAMP,SINGLE U-BOLT,M.8 (WIRE ROPE CLIP) | 23
set51237 | 1020230001 | ARMOR-GRIP,PREFORMED,AL 400 SQ.MM. | 2
set51237 | 1020240000 | SPACER,HELICAL ROD,PREFORMED,FOR AL.400 SQ.MM. | 5
set51237 | 1020420302 | TERMINAL,COMPRESSION,15 DEGREE PAD,NEMA,4-HOLE,FOR AL. 400 SQ.MM. | 6
set51237 | 1020430001 | CLAMP DEAD END,COMPRESSION,SINGLE LUG,FOR AL.CONDUCTOR 400 SQ.MM. | 6
set51237 | 1030020001 | INSULATOR,SUSPENSION,TYPE C (CLASS 52-3) TIS.354 | 14
set51237 | 1030020003 | INSULATOR,SUSPENSION,TYPE E (CLASS 52-8)TIS.354 | 60
set51237 | 1030110103 | CLAMP,STRAIN,WITH CLAMPING KEEPER,FOR AL.CONDUCTOR 400 SQ.MM. | 6
set51237 | 1030140000 | CLEVIS-EYE | 2
set51237 | 1030140001 | BALL-CLEVIS,ANSI TYPE K | 6
set51237 | 1030140003 | SOCKET-EYE | 6
set51237 | 1030140004 | Y-CLEVIS-BALL | 2
set51237 | 1030140005 | BALL-CLEVIS,ANSI TYPE B | 12
set51237 | 1030140006 | SOCKET-CLEVIS,ANSI TYPE B | 8
set51237 | 1030140007 | SOCKET-CLEVIS,ANSI TYPE K | 6
set51237 | 1030140011 | CLEVIS,THIMBLE,FOR PREFORMED DEAD-END | 2
set51237 | 1030140013 | SPACER,PLATE,FOR AL.400 SQ.MM. | 8
set5124 | 1010000304 | STEEL CHANNEL150X75X6.5 MM.2,500MM. | 1
set5124 | 1010030006 | PLATE,STEEL,FOR OVERHEAD GROUND WIRE BAYONET,ACCORDING TO DWG.NO.SA3-015/44004 | 1
set5124 | 1010100003 | WIRE,STEEL STRANDED 35 SQ.MM.TIS.404 | 2.5
set5124 | 1010110101 | BOLE,MACHINE M. 12X50 MM. | 1
set5124 | 1010110204 | BOLT,MACHINE M.16x300 mm. | 3
set5124 | 1010140001 | BOLT, ROUNG EYE M 16X200 MM. | 1
set5124 | 1010150100 | BOLT,OVAL M.20X350 MM. | 3
set5124 | 1010180100 | WASHER,PLAIN,SQUARE,LARGE 52x52x4.5 mm.HOLE DIA. 18 MM. TIS.258 | 10
set5124 | 1010180101 | WASHER,PLAIN,SQUARE,LARGE 62X62X6 MM.HOLE DIA.22 MM. TIS.258 | 6
set5124 | 1010180301 | WASHER,LOCK,SPRING,SIZE 16 mm.,GENERAL PURPOSE,TIS.259 | 1
set5124 | 1010180302 | WASHER,LOCK,SPRING,SIZE 20 MM.,GENERAL PURPOSE,TIS.259 | 3
set5124 | 1010210202 | BOLT,STRAND EYE,SINGLE 45 DEGREE M.16X350 MM. | 1
set5124 | 1010210304 | THIMBLE,GUY,FOR STEEL WIRE 50-95 sq.mm. | 1
set5124 | 1010230000 | CLAMP,SINGLE U-BOLT,M.8 (WIRE ROPE CLIP) | 1
set5124 | 1010230003 | CLAMP,TRIPLE BOLTS FOR STEEL STRANDED WIRE 35 SQ.MM. | 2
set5124 | 1030020003 | INSULATOR,SUSPENSION,TYPE E (CLASS 52-8)TIS.354 | 30
set5124 | 1030110103 | CLAMP,STRAIN,WITH CLAMPING KEEPER,FOR AL.CONDUCTOR 400 SQ.MM. | 6
set5124 | 1030140001 | BALL-CLEVIS,ANSI TYPE K | 3
set5124 | 1030140003 | SOCKET-EYE | 6
set5124 | 1030140005 | BALL-CLEVIS,ANSI TYPE B | 6
set5124 | 1030140007 | SOCKET-CLEVIS,ANSI TYPE K | 3
set5124 | 1030140013 | SPACER,PLATE,FOR AL.400 SQ.MM. | 3
set5124 | 9090011007 | WELDING POWDER, ST. WIRE 50 SQ.MM. TO GD | 1
set51241 | 1010010004 | STEEL ANGLE,OVERHEAD GROUND WIRE BAYONET 65X65X6 MM. 2,500 MM.LONG | 2
set51241 | 1010050005 | PIPE,STEEL,SIZE 20, 230 MM.LONG TIS.277 BUT WITHOUT THREADED END | 1
set51241 | 1010100003 | WIRE,STEEL STRANDED 35 SQ.MM.TIS.404 | 2.5
set51241 | 1010100004 | WIRE,STEEL STRANDED 50/7 sq.mm.TIS.404 | 0
set51241 | 1010110203 | BOLT,MACHINE M.16x250 mm. | 6
set51241 | 1010110204 | BOLT,MACHINE M.16x300 mm. | 2
set51241 | 1010110300 | BOLT,MACHINE M.20X350 MM. | 2
set51241 | 1010120000 | BOLT,DOUBLE ARMING,M.16x400 mm. | 1
set51241 | 1010150001 | BOLT,OVAL EYE M.16X200 MM. | 3
set51241 | 1010180100 | WASHER,PLAIN,SQUARE,LARGE 52x52x4.5 mm.HOLE DIA. 18 MM. TIS.258 | 22
set51241 | 1010180101 | WASHER,PLAIN,SQUARE,LARGE 62X62X6 MM.HOLE DIA.22 MM. TIS.258 | 4
set51241 | 1010180301 | WASHER,LOCK,SPRING,SIZE 16 mm.,GENERAL PURPOSE,TIS.259 | 3
set51241 | 1010180302 | WASHER,LOCK,SPRING,SIZE 20 MM.,GENERAL PURPOSE,TIS.259 | 2
set51241 | 1010230000 | CLAMP,SINGLE U-BOLT,M.8 (WIRE ROPE CLIP) | 12
set51241 | 1010230003 | CLAMP,TRIPLE BOLTS FOR STEEL STRANDED WIRE 35 SQ.MM. | 2
set51241 | 1010230203 | GROUND WIRE SUPPORT AND CLAMP,FOR BAYONET | 2
set51241 | 1020230001 | ARMOR-GRIP,PREFORMED,AL 400 SQ.MM. | 6
set51241 | 1030020001 | INSULATOR,SUSPENSION,TYPE C (CLASS 52-3) TIS.354 | 21
set51241 | 1030140000 | CLEVIS-EYE | 6
set51241 | 1030140004 | Y-CLEVIS-BALL | 3
set51241 | 1030140006 | SOCKET-CLEVIS,ANSI TYPE B | 3
set51241 | 1030140013 | SPACER,PLATE,FOR AL.400 SQ.MM. | 3
set51241 | 9090010006 | STEEL CHANNEL 150X75X6.5 MM, 7.40 M LONG | 1
set51241 | 9090010020 | STEEL ANGLE 75X75X6 MM, 4.83 M LONG | 2
set51242 | 1010000304 | STEEL CHANNEL150X75X6.5 MM.2,500MM. | 2
set51242 | 1010030002 | PLATE,STEEL 6X100X450 MM. | 4
set51242 | 1010030006 | PLATE,STEEL,FOR OVERHEAD GROUND WIRE BAYONET,ACCORDING TO DWG.NO.SA3-015/44004 | 1
set51242 | 1010050002 | ST. PIPE,SIZE 20, 150 MM.LONG W/O T.E. | 1
set51242 | 1010050010 | PIPE,STEEL,SIZE 20,TYPE 2, 250 mm LONG TIS.277 BUT WITHOUT THREADED END | 1
set51242 | 1010100003 | WIRE,STEEL STRANDED 35 SQ.MM.TIS.404 | 2.5
set51242 | 1010110101 | BOLE,MACHINE M. 12X50 MM. | 1
set51242 | 1010110202 | BOLT,MACHINE M.16x200 mm. | 4
set51242 | 1010110204 | BOLT,MACHINE M.16x300 mm. | 3
set51242 | 1010140001 | BOLT, ROUNG EYE M 16X200 MM. | 1
set51242 | 1010150100 | BOLT,OVAL M.20X350 MM. | 6
set51242 | 1010180100 | WASHER,PLAIN,SQUARE,LARGE 52x52x4.5 mm.HOLE DIA. 18 MM. TIS.258 | 20
set51242 | 1010180101 | WASHER,PLAIN,SQUARE,LARGE 62X62X6 MM.HOLE DIA.22 MM. TIS.258 | 12
set51242 | 1010180301 | WASHER,LOCK,SPRING,SIZE 16 mm.,GENERAL PURPOSE,TIS.259 | 2
set51242 | 1010180302 | WASHER,LOCK,SPRING,SIZE 20 MM.,GENERAL PURPOSE,TIS.259 | 6
set51242 | 1010210200 | BOLT,STRAND EYE,SINGLE M.16X350 MM. | 1
set51242 | 1010210202 | BOLT,STRAND EYE,SINGLE 45 DEGREE M.16X350 MM. | 1
set51242 | 1010210304 | THIMBLE,GUY,FOR STEEL WIRE 50-95 sq.mm. | 1
set51242 | 1010230000 | CLAMP,SINGLE U-BOLT,M.8 (WIRE ROPE CLIP) | 1
set51242 | 1010230003 | CLAMP,TRIPLE BOLTS FOR STEEL STRANDED WIRE 35 SQ.MM. | 4
set51242 | 1020420302 | TERMINAL,COMPRESSION,15 DEGREE PAD,NEMA,4-HOLE,FOR AL. 400 SQ.MM. | 3
set51242 | 1020430001 | CLAMP DEAD END,COMPRESSION,SINGLE LUG,FOR AL.CONDUCTOR 400 SQ.MM. | 3
set51242 | 1020500006 | CONNECTOR,T-TYPE FOR AL,MAIN 400 sq.mm.,TAP OFF 400 | 3
set51242 | 1030020001 | INSULATOR,SUSPENSION,TYPE C (CLASS 52-3) TIS.354 | 30
set51242 | 1030020003 | INSULATOR,SUSPENSION,TYPE E (CLASS 52-8)TIS.354 | 30
set51242 | 1030110103 | CLAMP,STRAIN,WITH CLAMPING KEEPER,FOR AL.CONDUCTOR 400 SQ.MM. | 6
set51242 | 1030140001 | BALL-CLEVIS,ANSI TYPE K | 3
set51242 | 1030140003 | SOCKET-EYE | 6
set51242 | 1030140005 | BALL-CLEVIS,ANSI TYPE B | 9
set51242 | 1030140006 | SOCKET-CLEVIS,ANSI TYPE B | 3
set51242 | 1030140007 | SOCKET-CLEVIS,ANSI TYPE K | 3
set51242 | 1030140013 | SPACER,PLATE,FOR AL.400 SQ.MM. | 3
set51242 | 9090011007 | WELDING POWDER, ST. WIRE 50 SQ.MM. TO GD | 1
set51243 | 1010000304 | STEEL CHANNEL150X75X6.5 MM.2,500MM. | 2
set51243 | 1010030002 | PLATE,STEEL 6X100X450 MM. | 4
set51243 | 1010030006 | PLATE,STEEL,FOR OVERHEAD GROUND WIRE BAYONET,ACCORDING TO DWG.NO.SA3-015/44004 | 1
set51243 | 1010050002 | ST. PIPE,SIZE 20, 150 MM.LONG W/O T.E. | 1
set51243 | 1010050010 | PIPE,STEEL,SIZE 20,TYPE 2, 250 mm LONG TIS.277 BUT WITHOUT THREADED END | 1
set51243 | 1010100003 | WIRE,STEEL STRANDED 35 SQ.MM.TIS.404 | 2.5
set51243 | 1010110101 | BOLE,MACHINE M. 12X50 MM. | 1
set51243 | 1010110202 | BOLT,MACHINE M.16x200 mm. | 4
set51243 | 1010110204 | BOLT,MACHINE M.16x300 mm. | 3
set51243 | 1010140001 | BOLT, ROUNG EYE M 16X200 MM. | 1
set51243 | 1010150100 | BOLT,OVAL M.20X350 MM. | 6
set51243 | 1010180100 | WASHER,PLAIN,SQUARE,LARGE 52x52x4.5 mm.HOLE DIA. 18 MM. TIS.258 | 18
set51243 | 1010180101 | WASHER,PLAIN,SQUARE,LARGE 62X62X6 MM.HOLE DIA.22 MM. TIS.258 | 12
set51243 | 1010180301 | WASHER,LOCK,SPRING,SIZE 16 mm.,GENERAL PURPOSE,TIS.259 | 2
set51243 | 1010180302 | WASHER,LOCK,SPRING,SIZE 20 MM.,GENERAL PURPOSE,TIS.259 | 6
set51243 | 1010210200 | BOLT,STRAND EYE,SINGLE M.16X350 MM. | 1
set51243 | 1010210304 | THIMBLE,GUY,FOR STEEL WIRE 50-95 sq.mm. | 1
set51243 | 1010230000 | CLAMP,SINGLE U-BOLT,M.8 (WIRE ROPE CLIP) | 1
set51243 | 1010230003 | CLAMP,TRIPLE BOLTS FOR STEEL STRANDED WIRE 35 SQ.MM. | 4
set51243 | 1020420302 | TERMINAL,COMPRESSION,15 DEGREE PAD,NEMA,4-HOLE,FOR AL. 400 SQ.MM. | 3
set51243 | 1020430001 | CLAMP DEAD END,COMPRESSION,SINGLE LUG,FOR AL.CONDUCTOR 400 SQ.MM. | 3
set51243 | 1020500006 | CONNECTOR,T-TYPE FOR AL,MAIN 400 sq.mm.,TAP OFF 400 | 3
set51243 | 1030020001 | INSULATOR,SUSPENSION,TYPE C (CLASS 52-3) TIS.354 | 30
set51243 | 1030020003 | INSULATOR,SUSPENSION,TYPE E (CLASS 52-8)TIS.354 | 30
set51243 | 1030110103 | CLAMP,STRAIN,WITH CLAMPING KEEPER,FOR AL.CONDUCTOR 400 SQ.MM. | 6
set51243 | 1030140001 | BALL-CLEVIS,ANSI TYPE K | 3
set51243 | 1030140003 | SOCKET-EYE | 6
set51243 | 1030140005 | BALL-CLEVIS,ANSI TYPE B | 9
set51243 | 1030140006 | SOCKET-CLEVIS,ANSI TYPE B | 3
set51243 | 1030140007 | SOCKET-CLEVIS,ANSI TYPE K | 3
set51243 | 1030140013 | SPACER,PLATE,FOR AL.400 SQ.MM. | 3
set51243 | 9090011007 | WELDING POWDER, ST. WIRE 50 SQ.MM. TO GD | 1
set51244 | 1010000304 | STEEL CHANNEL150X75X6.5 MM.2,500MM. | 2
set51244 | 1010000400 | STEEL CHANNEL,200X80X7.5 MM.1,000 MM.LONG | 6
set51244 | 1010010000 | STEEL ANGLE,65X65X6 MM.1,000 MM.LONG | 2
set51244 | 1010030005 | PLATE,STEEL 6X100X900 MM. | 2
set51244 | 1010030006 | PLATE,STEEL,FOR OVERHEAD GROUND WIRE BAYONET,ACCORDING TO DWG.NO.SA3-015/44004 | 2
set51244 | 1010050009 | ST. PIPE,SIZE 20, 75 MM.LONG W/O T.E. | 1
set51244 | 1010100003 | WIRE,STEEL STRANDED 35 SQ.MM.TIS.404 | 5.5
set51244 | 1010110101 | BOLE,MACHINE M. 12X50 MM. | 2
set51244 | 1010110200 | BOLT,MACHINE M.16x130 mm. | 4
set51244 | 1010110204 | BOLT,MACHINE M.16x300 mm. | 6
set51244 | 1010110302 | BOLT,MACHINE M.20X450 MM. | 6
set51244 | 1010140001 | BOLT, ROUNG EYE M 16X200 MM. | 2
set51244 | 1010150100 | BOLT,OVAL M.20X350 MM. | 3
set51244 | 1010150101 | BOLT,OVAL M.20X450 MM. | 3
set51244 | 1010180100 | WASHER,PLAIN,SQUARE,LARGE 52x52x4.5 mm.HOLE DIA. 18 MM. TIS.258 | 26
set51244 | 1010180101 | WASHER,PLAIN,SQUARE,LARGE 62X62X6 MM.HOLE DIA.22 MM. TIS.258 | 24
set51244 | 1010180301 | WASHER,LOCK,SPRING,SIZE 16 mm.,GENERAL PURPOSE,TIS.259 | 6
set51244 | 1010180302 | WASHER,LOCK,SPRING,SIZE 20 MM.,GENERAL PURPOSE,TIS.259 | 6
set51244 | 1010210202 | BOLT,STRAND EYE,SINGLE 45 DEGREE M.16X350 MM. | 1
set51244 | 1010210304 | THIMBLE,GUY,FOR STEEL WIRE 50-95 sq.mm. | 2
set51244 | 1010230000 | CLAMP,SINGLE U-BOLT,M.8 (WIRE ROPE CLIP) | 2
set51244 | 1010230003 | CLAMP,TRIPLE BOLTS FOR STEEL STRANDED WIRE 35 SQ.MM. | 5
set51244 | 1020240000 | SPACER,HELICAL ROD,PREFORMED,FOR AL.400 SQ.MM. | 3
set51244 | 1020420302 | TERMINAL,COMPRESSION,15 DEGREE PAD,NEMA,4-HOLE,FOR AL. 400 SQ.MM. | 6
set51244 | 1020430101 | CLAMP,DEAD END,COMPRESSION,DOUBLE LUG,FOR AL.CONDUCTOR 400 SQ.MM. | 6
set51244 | 1030020003 | INSULATOR,SUSPENSION,TYPE E (CLASS 52-8)TIS.354 | 60
set51244 | 1030110103 | CLAMP,STRAIN,WITH CLAMPING KEEPER,FOR AL.CONDUCTOR 400 SQ.MM. | 6
set51244 | 1030140001 | BALL-CLEVIS,ANSI TYPE K | 6
set51244 | 1030140003 | SOCKET-EYE | 6
set51244 | 1030140005 | BALL-CLEVIS,ANSI TYPE B | 12
set51244 | 1030140006 | SOCKET-CLEVIS,ANSI TYPE B | 6
set51244 | 1030140007 | SOCKET-CLEVIS,ANSI TYPE K | 6
set51244 | 1030140013 | SPACER,PLATE,FOR AL.400 SQ.MM. | 6
set51244 | 9090011007 | WELDING POWDER, ST. WIRE 50 SQ.MM. TO GD | 2
set51245 | 1010000304 | STEEL CHANNEL150X75X6.5 MM.2,500MM. | 2
set51245 | 1010000400 | STEEL CHANNEL,200X80X7.5 MM.1,000 MM.LONG | 6
set51245 | 1010010000 | STEEL ANGLE,65X65X6 MM.1,000 MM.LONG | 2
set51245 | 1010030005 | PLATE,STEEL 6X100X900 MM. | 2
set51245 | 1010030006 | PLATE,STEEL,FOR OVERHEAD GROUND WIRE BAYONET,ACCORDING TO DWG.NO.SA3-015/44004 | 2
set51245 | 1010050009 | ST. PIPE,SIZE 20, 75 MM.LONG W/O T.E. | 1
set51245 | 1010100003 | WIRE,STEEL STRANDED 35 SQ.MM.TIS.404 | 5.5
set51245 | 1010110101 | BOLE,MACHINE M. 12X50 MM. | 2
set51245 | 1010110200 | BOLT,MACHINE M.16x130 mm. | 4
set51245 | 1010110204 | BOLT,MACHINE M.16x300 mm. | 6
set51245 | 1010110302 | BOLT,MACHINE M.20X450 MM. | 6
set51245 | 1010140001 | BOLT, ROUNG EYE M 16X200 MM. | 2
set51245 | 1010150100 | BOLT,OVAL M.20X350 MM. | 3
set51245 | 1010150101 | BOLT,OVAL M.20X450 MM. | 3
set51245 | 1010180100 | WASHER,PLAIN,SQUARE,LARGE 52x52x4.5 mm.HOLE DIA. 18 MM. TIS.258 | 24
set51245 | 1010180101 | WASHER,PLAIN,SQUARE,LARGE 62X62X6 MM.HOLE DIA.22 MM. TIS.258 | 24
set51245 | 1010180301 | WASHER,LOCK,SPRING,SIZE 16 mm.,GENERAL PURPOSE,TIS.259 | 6
set51245 | 1010180302 | WASHER,LOCK,SPRING,SIZE 20 MM.,GENERAL PURPOSE,TIS.259 | 6
set51245 | 1010210304 | THIMBLE,GUY,FOR STEEL WIRE 50-95 sq.mm. | 2
set51245 | 1010230000 | CLAMP,SINGLE U-BOLT,M.8 (WIRE ROPE CLIP) | 2
set51245 | 1010230003 | CLAMP,TRIPLE BOLTS FOR STEEL STRANDED WIRE 35 SQ.MM. | 5
set51245 | 1020240000 | SPACER,HELICAL ROD,PREFORMED,FOR AL.400 SQ.MM. | 3
set51245 | 1020420302 | TERMINAL,COMPRESSION,15 DEGREE PAD,NEMA,4-HOLE,FOR AL. 400 SQ.MM. | 6
set51245 | 1020430101 | CLAMP,DEAD END,COMPRESSION,DOUBLE LUG,FOR AL.CONDUCTOR 400 SQ.MM. | 6
set51245 | 1030020003 | INSULATOR,SUSPENSION,TYPE E (CLASS 52-8)TIS.354 | 60
set51245 | 1030110103 | CLAMP,STRAIN,WITH CLAMPING KEEPER,FOR AL.CONDUCTOR 400 SQ.MM. | 6
set51245 | 1030140001 | BALL-CLEVIS,ANSI TYPE K | 6
set51245 | 1030140003 | SOCKET-EYE | 6
set51245 | 1030140005 | BALL-CLEVIS,ANSI TYPE B | 12
set51245 | 1030140006 | SOCKET-CLEVIS,ANSI TYPE B | 6
set51245 | 1030140007 | SOCKET-CLEVIS,ANSI TYPE K | 6
set51245 | 1030140013 | SPACER,PLATE,FOR AL.400 SQ.MM. | 6
set51245 | 9090011007 | WELDING POWDER, ST. WIRE 50 SQ.MM. TO GD | 2
set51247 | 1010000304 | STEEL CHANNEL150X75X6.5 MM.2,500MM. | 2
set51247 | 1010030002 | PLATE,STEEL 6X100X450 MM. | 4
set51247 | 1010030006 | PLATE,STEEL,FOR OVERHEAD GROUND WIRE BAYONET,ACCORDING TO DWG.NO.SA3-015/44004 | 1
set51247 | 1010050002 | ST. PIPE,SIZE 20, 150 MM.LONG W/O T.E. | 1
set51247 | 1010050010 | PIPE,STEEL,SIZE 20,TYPE 2, 250 mm LONG TIS.277 BUT WITHOUT THREADED END | 1
set51247 | 1010100003 | WIRE,STEEL STRANDED 35 SQ.MM.TIS.404 | 2.5
set51247 | 1010110101 | BOLE,MACHINE M. 12X50 MM. | 1
set51247 | 1010110202 | BOLT,MACHINE M.16x200 mm. | 4
set51247 | 1010110204 | BOLT,MACHINE M.16x300 mm. | 3
set51247 | 1010140001 | BOLT, ROUNG EYE M 16X200 MM. | 1
set51247 | 1010150100 | BOLT,OVAL M.20X350 MM. | 6
set51247 | 1010180001 | NUT,EYE M.16 DIN 582 | 1
set51247 | 1010180002 | NET,EYE M.20 | 3
set51247 | 1010180100 | WASHER,PLAIN,SQUARE,LARGE 52x52x4.5 mm.HOLE DIA. 18 MM. TIS.258 | 18
set51247 | 1010180101 | WASHER,PLAIN,SQUARE,LARGE 62X62X6 MM.HOLE DIA.22 MM. TIS.258 | 12
set51247 | 1010180301 | WASHER,LOCK,SPRING,SIZE 16 mm.,GENERAL PURPOSE,TIS.259 | 1
set51247 | 1010180302 | WASHER,LOCK,SPRING,SIZE 20 MM.,GENERAL PURPOSE,TIS.259 | 3
set51247 | 1010210200 | BOLT,STRAND EYE,SINGLE M.16X350 MM. | 1
set51247 | 1010210304 | THIMBLE,GUY,FOR STEEL WIRE 50-95 sq.mm. | 2
set51247 | 1010230000 | CLAMP,SINGLE U-BOLT,M.8 (WIRE ROPE CLIP) | 1
set51247 | 1010230003 | CLAMP,TRIPLE BOLTS FOR STEEL STRANDED WIRE 35 SQ.MM. | 6
set51247 | 1020240000 | SPACER,HELICAL ROD,PREFORMED,FOR AL.400 SQ.MM. | 6
set51247 | 1020420302 | TERMINAL,COMPRESSION,15 DEGREE PAD,NEMA,4-HOLE,FOR AL. 400 SQ.MM. | 18
set51247 | 1020430001 | CLAMP DEAD END,COMPRESSION,SINGLE LUG,FOR AL.CONDUCTOR 400 SQ.MM. | 6
set51247 | 1020430101 | CLAMP,DEAD END,COMPRESSION,DOUBLE LUG,FOR AL.CONDUCTOR 400 SQ.MM. | 3
set51247 | 1020560201 | PAD COUPLER,AL-ALLOY,STRAIGHT-TYPE,FOR ONE TO TWO TERMINAL PAD, 4 HOLE NEMA | 6
set51247 | 1030020001 | INSULATOR,SUSPENSION,TYPE C (CLASS 52-3) TIS.354 | 30
set51247 | 1030020003 | INSULATOR,SUSPENSION,TYPE E (CLASS 52-8)TIS.354 | 60
set51247 | 1030110103 | CLAMP,STRAIN,WITH CLAMPING KEEPER,FOR AL.CONDUCTOR 400 SQ.MM. | 6
set51247 | 1030140001 | BALL-CLEVIS,ANSI TYPE K | 6
set51247 | 1030140003 | SOCKET-EYE | 6
set51247 | 1030140005 | BALL-CLEVIS,ANSI TYPE B | 15
set51247 | 1030140006 | SOCKET-CLEVIS,ANSI TYPE B | 9
set51247 | 1030140007 | SOCKET-CLEVIS,ANSI TYPE K | 6
set51247 | 1030140013 | SPACER,PLATE,FOR AL.400 SQ.MM. | 6
set51247 | 9090011007 | WELDING POWDER, ST. WIRE 50 SQ.MM. TO GD | 1
set51248 | 1010000304 | STEEL CHANNEL150X75X6.5 MM.2,500MM. | 2
set51248 | 1010000400 | STEEL CHANNEL,200X80X7.5 MM.1,000 MM.LONG | 6
set51248 | 1010010000 | STEEL ANGLE,65X65X6 MM.1,000 MM.LONG | 2
set51248 | 1010030005 | PLATE,STEEL 6X100X900 MM. | 2
set51248 | 1010030006 | PLATE,STEEL,FOR OVERHEAD GROUND WIRE BAYONET,ACCORDING TO DWG.NO.SA3-015/44004 | 2
set51248 | 1010050009 | ST. PIPE,SIZE 20, 75 MM.LONG W/O T.E. | 1
set51248 | 1010100003 | WIRE,STEEL STRANDED 35 SQ.MM.TIS.404 | 5
set51248 | 1010110101 | BOLE,MACHINE M. 12X50 MM. | 2
set51248 | 1010110200 | BOLT,MACHINE M.16x130 mm. | 4
set51248 | 1010110204 | BOLT,MACHINE M.16x300 mm. | 6
set51248 | 1010110302 | BOLT,MACHINE M.20X450 MM. | 6
set51248 | 1010140001 | BOLT, ROUNG EYE M 16X200 MM. | 3
set51248 | 1010150100 | BOLT,OVAL M.20X350 MM. | 6
set51248 | 1010150101 | BOLT,OVAL M.20X450 MM. | 3
set51248 | 1010180100 | WASHER,PLAIN,SQUARE,LARGE 52x52x4.5 mm.HOLE DIA. 18 MM. TIS.258 | 26
set51248 | 1010180101 | WASHER,PLAIN,SQUARE,LARGE 62X62X6 MM.HOLE DIA.22 MM. TIS.258 | 30
set51248 | 1010180301 | WASHER,LOCK,SPRING,SIZE 16 mm.,GENERAL PURPOSE,TIS.259 | 7
set51248 | 1010180302 | WASHER,LOCK,SPRING,SIZE 20 MM.,GENERAL PURPOSE,TIS.259 | 9
set51248 | 1010210304 | THIMBLE,GUY,FOR STEEL WIRE 50-95 sq.mm. | 3
set51248 | 1010230000 | CLAMP,SINGLE U-BOLT,M.8 (WIRE ROPE CLIP) | 2
set51248 | 1010230003 | CLAMP,TRIPLE BOLTS FOR STEEL STRANDED WIRE 35 SQ.MM. | 7
set51248 | 1020240000 | SPACER,HELICAL ROD,PREFORMED,FOR AL.400 SQ.MM. | 6
set51248 | 1020420302 | TERMINAL,COMPRESSION,15 DEGREE PAD,NEMA,4-HOLE,FOR AL. 400 SQ.MM. | 18
set51248 | 1020430001 | CLAMP DEAD END,COMPRESSION,SINGLE LUG,FOR AL.CONDUCTOR 400 SQ.MM. | 6
set51248 | 1020430101 | CLAMP,DEAD END,COMPRESSION,DOUBLE LUG,FOR AL.CONDUCTOR 400 SQ.MM. | 3
set51248 | 1020560201 | PAD COUPLER,AL-ALLOY,STRAIGHT-TYPE,FOR ONE TO TWO TERMINAL PAD, 4 HOLE NEMA | 6
set51248 | 1030020001 | INSULATOR,SUSPENSION,TYPE C (CLASS 52-3) TIS.354 | 30
set51248 | 1030020003 | INSULATOR,SUSPENSION,TYPE E (CLASS 52-8)TIS.354 | 60
set51248 | 1030110103 | CLAMP,STRAIN,WITH CLAMPING KEEPER,FOR AL.CONDUCTOR 400 SQ.MM. | 6
set51248 | 1030140001 | BALL-CLEVIS,ANSI TYPE K | 6
set51248 | 1030140003 | SOCKET-EYE | 6
set51248 | 1030140005 | BALL-CLEVIS,ANSI TYPE B | 15
set51248 | 1030140006 | SOCKET-CLEVIS,ANSI TYPE B | 9
set51248 | 1030140007 | SOCKET-CLEVIS,ANSI TYPE K | 6
set51248 | 1030140013 | SPACER,PLATE,FOR AL.400 SQ.MM. | 6
set51248 | 9090011007 | WELDING POWDER, ST. WIRE 50 SQ.MM. TO GD | 2
set51249 | 1010000304 | STEEL CHANNEL150X75X6.5 MM.2,500MM. | 2
set51249 | 1010000400 | STEEL CHANNEL,200X80X7.5 MM.1,000 MM.LONG | 6
set51249 | 1010010000 | STEEL ANGLE,65X65X6 MM.1,000 MM.LONG | 2
set51249 | 1010030005 | PLATE,STEEL 6X100X900 MM. | 2
set51249 | 1010030006 | PLATE,STEEL,FOR OVERHEAD GROUND WIRE BAYONET,ACCORDING TO DWG.NO.SA3-015/44004 | 2
set51249 | 1010050009 | ST. PIPE,SIZE 20, 75 MM.LONG W/O T.E. | 1
set51249 | 1010100003 | WIRE,STEEL STRANDED 35 SQ.MM.TIS.404 | 5
set51249 | 1010110101 | BOLE,MACHINE M. 12X50 MM. | 2
set51249 | 1010110200 | BOLT,MACHINE M.16x130 mm. | 4
set51249 | 1010110204 | BOLT,MACHINE M.16x300 mm. | 6
set51249 | 1010110302 | BOLT,MACHINE M.20X450 MM. | 6
set51249 | 1010140001 | BOLT, ROUNG EYE M 16X200 MM. | 3
set51249 | 1010150100 | BOLT,OVAL M.20X350 MM. | 6
set51249 | 1010150101 | BOLT,OVAL M.20X450 MM. | 3
set51249 | 1010180100 | WASHER,PLAIN,SQUARE,LARGE 52x52x4.5 mm.HOLE DIA. 18 MM. TIS.258 | 26
set51249 | 1010180101 | WASHER,PLAIN,SQUARE,LARGE 62X62X6 MM.HOLE DIA.22 MM. TIS.258 | 30
set51249 | 1010180301 | WASHER,LOCK,SPRING,SIZE 16 mm.,GENERAL PURPOSE,TIS.259 | 7
set51249 | 1010180302 | WASHER,LOCK,SPRING,SIZE 20 MM.,GENERAL PURPOSE,TIS.259 | 9
set51249 | 1010210304 | THIMBLE,GUY,FOR STEEL WIRE 50-95 sq.mm. | 3
set51249 | 1010230000 | CLAMP,SINGLE U-BOLT,M.8 (WIRE ROPE CLIP) | 2
set51249 | 1010230003 | CLAMP,TRIPLE BOLTS FOR STEEL STRANDED WIRE 35 SQ.MM. | 7
set51249 | 1020240000 | SPACER,HELICAL ROD,PREFORMED,FOR AL.400 SQ.MM. | 6
set51249 | 1020420302 | TERMINAL,COMPRESSION,15 DEGREE PAD,NEMA,4-HOLE,FOR AL. 400 SQ.MM. | 18
set51249 | 1020430001 | CLAMP DEAD END,COMPRESSION,SINGLE LUG,FOR AL.CONDUCTOR 400 SQ.MM. | 6
set51249 | 1020430101 | CLAMP,DEAD END,COMPRESSION,DOUBLE LUG,FOR AL.CONDUCTOR 400 SQ.MM. | 6
set51249 | 1030020003 | INSULATOR,SUSPENSION,TYPE E (CLASS 52-8)TIS.354 | 90
set51249 | 1030110103 | CLAMP,STRAIN,WITH CLAMPING KEEPER,FOR AL.CONDUCTOR 400 SQ.MM. | 6
set51249 | 1030140001 | BALL-CLEVIS,ANSI TYPE K | 9
set51249 | 1030140003 | SOCKET-EYE | 6
set51249 | 1030140005 | BALL-CLEVIS,ANSI TYPE B | 18
set51249 | 1030140006 | SOCKET-CLEVIS,ANSI TYPE B | 12
set51249 | 1030140007 | SOCKET-CLEVIS,ANSI TYPE K | 9
set51249 | 1030140013 | SPACER,PLATE,FOR AL.400 SQ.MM. | 9
set51249 | 9090011007 | WELDING POWDER, ST. WIRE 50 SQ.MM. TO GD | 2
set51250 | 1010000100 | STEEL CHANNEL, 100x50x5 mm. 2,250 MM.LONG | 3
set51250 | 1010010004 | STEEL ANGLE,OVERHEAD GROUND WIRE BAYONET 65X65X6 MM. 2,500 MM.LONG | 1
set51250 | 1010030006 | PLATE,STEEL,FOR OVERHEAD GROUND WIRE BAYONET,ACCORDING TO DWG.NO.SA3-015/44004 | 1
set51250 | 1010100003 | WIRE,STEEL STRANDED 35 SQ.MM.TIS.404 | 2.5
set51250 | 1010110101 | BOLE,MACHINE M. 12X50 MM. | 1
set51250 | 1010110200 | BOLT,MACHINE M.16x130 mm. | 3
set51250 | 1010110204 | BOLT,MACHINE M.16x300 mm. | 4
set51250 | 1010110205 | BOLT,MACHINE M.16x350 mm. | 2
set51250 | 1010110300 | BOLT,MACHINE M.20X350 MM. | 3
set51250 | 1010150000 | BOLT,OVAL EYE M.16X150 MM. | 3
set51250 | 1010180100 | WASHER,PLAIN,SQUARE,LARGE 52x52x4.5 mm.HOLE DIA. 18 MM. TIS.258 | 18
set51250 | 1010180101 | WASHER,PLAIN,SQUARE,LARGE 62X62X6 MM.HOLE DIA.22 MM. TIS.258 | 6
set51250 | 1010180301 | WASHER,LOCK,SPRING,SIZE 16 mm.,GENERAL PURPOSE,TIS.259 | 3
set51250 | 1010200009 | BRACE,ALLEY ARM 50x50x6 MM. 1,000 MM.LONG | 3
set51250 | 1010230003 | CLAMP,TRIPLE BOLTS FOR STEEL STRANDED WIRE 35 SQ.MM. | 1
set51250 | 1010230203 | GROUND WIRE SUPPORT AND CLAMP,FOR BAYONET | 1
set51250 | 1020230001 | ARMOR-GRIP,PREFORMED,AL 400 SQ.MM. | 3
set51250 | 1030020001 | INSULATOR,SUSPENSION,TYPE C (CLASS 52-3) TIS.354 | 21
set51250 | 1030140003 | SOCKET-EYE | 3
set51250 | 1030140004 | Y-CLEVIS-BALL | 3
set51250 | 9090011007 | WELDING POWDER, ST. WIRE 50 SQ.MM. TO GD | 1
set51251 | 1010000100 | STEEL CHANNEL, 100x50x5 mm. 2,250 MM.LONG | 6
set51251 | 1010010005 | STEEL ANGLE,OVERHEAD GROUND WIRE CORNER BAYONET 65X65X6 MM. 2,500 MM.LONG | 1
set51251 | 1010030002 | PLATE,STEEL 6X100X450 MM. | 12
set51251 | 1010030006 | PLATE,STEEL,FOR OVERHEAD GROUND WIRE BAYONET,ACCORDING TO DWG.NO.SA3-015/44004 | 1
set51251 | 1010050000 | ST. PIPE,SIZE 20, 100 MM.LONG W/O T.E. | 6
set51251 | 1010100003 | WIRE,STEEL STRANDED 35 SQ.MM.TIS.404 | 2.5
set51251 | 1010110101 | BOLE,MACHINE M. 12X50 MM. | 1
set51251 | 1010110200 | BOLT,MACHINE M.16x130 mm. | 6
set51251 | 1010110201 | BOLT,MACHINE M.16x170 mm. | 18
set51251 | 1010110204 | BOLT,MACHINE M.16x300 mm. | 4
set51251 | 1010110205 | BOLT,MACHINE M.16x350 mm. | 2
set51251 | 1010110300 | BOLT,MACHINE M.20X350 MM. | 3
set51251 | 1010180100 | WASHER,PLAIN,SQUARE,LARGE 52x52x4.5 mm.HOLE DIA. 18 MM. TIS.258 | 48
set51251 | 1010180101 | WASHER,PLAIN,SQUARE,LARGE 62X62X6 MM.HOLE DIA.22 MM. TIS.258 | 6
set51251 | 1010180301 | WASHER,LOCK,SPRING,SIZE 16 mm.,GENERAL PURPOSE,TIS.259 | 6
set51251 | 1010200009 | BRACE,ALLEY ARM 50x50x6 MM. 1,000 MM.LONG | 6
set51251 | 1010230003 | CLAMP,TRIPLE BOLTS FOR STEEL STRANDED WIRE 35 SQ.MM. | 1
set51251 | 1010230203 | GROUND WIRE SUPPORT AND CLAMP,FOR BAYONET | 1
set51251 | 1020230001 | ARMOR-GRIP,PREFORMED,AL 400 SQ.MM. | 3
set51251 | 1030020001 | INSULATOR,SUSPENSION,TYPE C (CLASS 52-3) TIS.354 | 21
set51251 | 1030140003 | SOCKET-EYE | 3
set51251 | 1030140004 | Y-CLEVIS-BALL | 3
set51251 | 1030140012 | BRACKET,CORNER SUSPENSION | 3
set51251 | 9090011007 | WELDING POWDER, ST. WIRE 50 SQ.MM. TO GD | 1
set51252 | 1010000100 | STEEL CHANNEL, 100x50x5 mm. 2,250 MM.LONG | 6
set51252 | 1010010004 | STEEL ANGLE,OVERHEAD GROUND WIRE BAYONET 65X65X6 MM. 2,500 MM.LONG | 1
set51252 | 1010030002 | PLATE,STEEL 6X100X450 MM. | 6
set51252 | 1010030006 | PLATE,STEEL,FOR OVERHEAD GROUND WIRE BAYONET,ACCORDING TO DWG.NO.SA3-015/44004 | 1
set51252 | 1010050000 | ST. PIPE,SIZE 20, 100 MM.LONG W/O T.E. | 3
set51252 | 1010100003 | WIRE,STEEL STRANDED 35 SQ.MM.TIS.404 | 2.5
set51252 | 1010110101 | BOLE,MACHINE M. 12X50 MM. | 1
set51252 | 1010110200 | BOLT,MACHINE M.16x130 mm. | 6
set51252 | 1010110201 | BOLT,MACHINE M.16x170 mm. | 6
set51252 | 1010110204 | BOLT,MACHINE M.16x300 mm. | 4
set51252 | 1010110205 | BOLT,MACHINE M.16x350 mm. | 2
set51252 | 1010110300 | BOLT,MACHINE M.20X350 MM. | 3
set51252 | 1010150000 | BOLT,OVAL EYE M.16X150 MM. | 3
set51252 | 1010180100 | WASHER,PLAIN,SQUARE,LARGE 52x52x4.5 mm.HOLE DIA. 18 MM. TIS.258 | 30
set51252 | 1010180101 | WASHER,PLAIN,SQUARE,LARGE 62X62X6 MM.HOLE DIA.22 MM. TIS.258 | 6
set51252 | 1010180301 | WASHER,LOCK,SPRING,SIZE 16 mm.,GENERAL PURPOSE,TIS.259 | 3
set51252 | 1010200009 | BRACE,ALLEY ARM 50x50x6 MM. 1,000 MM.LONG | 6
set51252 | 1010230003 | CLAMP,TRIPLE BOLTS FOR STEEL STRANDED WIRE 35 SQ.MM. | 1
set51252 | 1010230203 | GROUND WIRE SUPPORT AND CLAMP,FOR BAYONET | 1
set51252 | 1020230001 | ARMOR-GRIP,PREFORMED,AL 400 SQ.MM. | 3
set51252 | 1030020001 | INSULATOR,SUSPENSION,TYPE C (CLASS 52-3) TIS.354 | 21
set51252 | 1030140003 | SOCKET-EYE | 3
set51252 | 1030140004 | Y-CLEVIS-BALL | 3
set51252 | 9090011007 | WELDING POWDER, ST. WIRE 50 SQ.MM. TO GD | 1
set51253 | 1010000100 | STEEL CHANNEL, 100x50x5 mm. 2,250 MM.LONG | 3
set51253 | 1010010004 | STEEL ANGLE,OVERHEAD GROUND WIRE BAYONET 65X65X6 MM. 2,500 MM.LONG | 1
set51253 | 1010030006 | PLATE,STEEL,FOR OVERHEAD GROUND WIRE BAYONET,ACCORDING TO DWG.NO.SA3-015/44004 | 1
set51253 | 1010100003 | WIRE,STEEL STRANDED 35 SQ.MM.TIS.404 | 2.5
set51253 | 1010110101 | BOLE,MACHINE M. 12X50 MM. | 1
set51253 | 1010110200 | BOLT,MACHINE M.16x130 mm. | 3
set51253 | 1010110204 | BOLT,MACHINE M.16x300 mm. | 4
set51253 | 1010110205 | BOLT,MACHINE M.16x350 mm. | 2
set51253 | 1010110300 | BOLT,MACHINE M.20X350 MM. | 3
set51253 | 1010150000 | BOLT,OVAL EYE M.16X150 MM. | 3
set51253 | 1010180100 | WASHER,PLAIN,SQUARE,LARGE 52x52x4.5 mm.HOLE DIA. 18 MM. TIS.258 | 18
set51253 | 1010180101 | WASHER,PLAIN,SQUARE,LARGE 62X62X6 MM.HOLE DIA.22 MM. TIS.258 | 6
set51253 | 1010180301 | WASHER,LOCK,SPRING,SIZE 16 mm.,GENERAL PURPOSE,TIS.259 | 3
set51253 | 1010200009 | BRACE,ALLEY ARM 50x50x6 MM. 1,000 MM.LONG | 3
set51253 | 1010230003 | CLAMP,TRIPLE BOLTS FOR STEEL STRANDED WIRE 35 SQ.MM. | 1
set51253 | 1010230203 | GROUND WIRE SUPPORT AND CLAMP,FOR BAYONET | 1
set51253 | 1020230001 | ARMOR-GRIP,PREFORMED,AL 400 SQ.MM. | 6
set51253 | 1030020001 | INSULATOR,SUSPENSION,TYPE C (CLASS 52-3) TIS.354 | 21
set51253 | 1030140000 | CLEVIS-EYE | 6
set51253 | 1030140004 | Y-CLEVIS-BALL | 3
set51253 | 1030140006 | SOCKET-CLEVIS,ANSI TYPE B | 3
set51253 | 1030140013 | SPACER,PLATE,FOR AL.400 SQ.MM. | 3
set51253 | 9090011007 | WELDING POWDER, ST. WIRE 50 SQ.MM. TO GD | 1
set51254 | 1010000100 | STEEL CHANNEL, 100x50x5 mm. 2,250 MM.LONG | 6
set51254 | 1010010005 | STEEL ANGLE,OVERHEAD GROUND WIRE CORNER BAYONET 65X65X6 MM. 2,500 MM.LONG | 1
set51254 | 1010030002 | PLATE,STEEL 6X100X450 MM. | 12
set51254 | 1010030006 | PLATE,STEEL,FOR OVERHEAD GROUND WIRE BAYONET,ACCORDING TO DWG.NO.SA3-015/44004 | 1
set51254 | 1010050000 | ST. PIPE,SIZE 20, 100 MM.LONG W/O T.E. | 6
set51254 | 1010100003 | WIRE,STEEL STRANDED 35 SQ.MM.TIS.404 | 2.5
set51254 | 1010110101 | BOLE,MACHINE M. 12X50 MM. | 1
set51254 | 1010110200 | BOLT,MACHINE M.16x130 mm. | 6
set51254 | 1010110201 | BOLT,MACHINE M.16x170 mm. | 18
set51254 | 1010110204 | BOLT,MACHINE M.16x300 mm. | 4
set51254 | 1010110300 | BOLT,MACHINE M.20X350 MM. | 3
set51254 | 1010180100 | WASHER,PLAIN,SQUARE,LARGE 52x52x4.5 mm.HOLE DIA. 18 MM. TIS.258 | 48
set51254 | 1010180101 | WASHER,PLAIN,SQUARE,LARGE 62X62X6 MM.HOLE DIA.22 MM. TIS.258 | 6
set51254 | 1010180301 | WASHER,LOCK,SPRING,SIZE 16 mm.,GENERAL PURPOSE,TIS.259 | 6
set51254 | 1010230003 | CLAMP,TRIPLE BOLTS FOR STEEL STRANDED WIRE 35 SQ.MM. | 1
set51254 | 1010230203 | GROUND WIRE SUPPORT AND CLAMP,FOR BAYONET | 1
set51254 | 1020230001 | ARMOR-GRIP,PREFORMED,AL 400 SQ.MM. | 6
set51254 | 1030020001 | INSULATOR,SUSPENSION,TYPE C (CLASS 52-3) TIS.354 | 21
set51254 | 1030140000 | CLEVIS-EYE | 6
set51254 | 1030140004 | Y-CLEVIS-BALL | 3
set51254 | 1030140006 | SOCKET-CLEVIS,ANSI TYPE B | 3
set51254 | 1030140012 | BRACKET,CORNER SUSPENSION | 3
set51254 | 1030140013 | SPACER,PLATE,FOR AL.400 SQ.MM. | 3
set51254 | 9090011007 | WELDING POWDER, ST. WIRE 50 SQ.MM. TO GD | 1
set51255 | 1010000100 | STEEL CHANNEL, 100x50x5 mm. 2,250 MM.LONG | 6
set51255 | 1010010004 | STEEL ANGLE,OVERHEAD GROUND WIRE BAYONET 65X65X6 MM. 2,500 MM.LONG | 1
set51255 | 1010030002 | PLATE,STEEL 6X100X450 MM. | 6
set51255 | 1010030006 | PLATE,STEEL,FOR OVERHEAD GROUND WIRE BAYONET,ACCORDING TO DWG.NO.SA3-015/44004 | 1
set51255 | 1010050000 | ST. PIPE,SIZE 20, 100 MM.LONG W/O T.E. | 3
set51255 | 1010100003 | WIRE,STEEL STRANDED 35 SQ.MM.TIS.404 | 2.5
set51255 | 1010110101 | BOLE,MACHINE M. 12X50 MM. | 1
set51255 | 1010110200 | BOLT,MACHINE M.16x130 mm. | 6
set51255 | 1010110201 | BOLT,MACHINE M.16x170 mm. | 6
set51255 | 1010110204 | BOLT,MACHINE M.16x300 mm. | 4
set51255 | 1010110205 | BOLT,MACHINE M.16x350 mm. | 2
set51255 | 1010110300 | BOLT,MACHINE M.20X350 MM. | 3
set51255 | 1010150000 | BOLT,OVAL EYE M.16X150 MM. | 3
set51255 | 1010180100 | WASHER,PLAIN,SQUARE,LARGE 52x52x4.5 mm.HOLE DIA. 18 MM. TIS.258 | 30
set51255 | 1010180101 | WASHER,PLAIN,SQUARE,LARGE 62X62X6 MM.HOLE DIA.22 MM. TIS.258 | 6
set51255 | 1010180301 | WASHER,LOCK,SPRING,SIZE 16 mm.,GENERAL PURPOSE,TIS.259 | 3
set51255 | 1010200009 | BRACE,ALLEY ARM 50x50x6 MM. 1,000 MM.LONG | 6
set51255 | 1010230003 | CLAMP,TRIPLE BOLTS FOR STEEL STRANDED WIRE 35 SQ.MM. | 1
set51255 | 1010230203 | GROUND WIRE SUPPORT AND CLAMP,FOR BAYONET | 1
set51255 | 1020230001 | ARMOR-GRIP,PREFORMED,AL 400 SQ.MM. | 6
set51255 | 1030020001 | INSULATOR,SUSPENSION,TYPE C (CLASS 52-3) TIS.354 | 21
set51255 | 1030140000 | CLEVIS-EYE | 6
set51255 | 1030140004 | Y-CLEVIS-BALL | 3
set51255 | 1030140006 | SOCKET-CLEVIS,ANSI TYPE B | 3
set51255 | 1030140013 | SPACER,PLATE,FOR AL.400 SQ.MM. | 3
set51255 | 9090011007 | WELDING POWDER, ST. WIRE 50 SQ.MM. TO GD | 1
set51256 | 1000120004 | CROSSARM,CHANNEL STEEL,ALLEY ARM,150X75X9 MM.3,000 MM.LONG | 6
set51256 | 1010000304 | STEEL CHANNEL150X75X6.5 MM.2,500MM. | 1
set51256 | 1010030002 | PLATE,STEEL 6X100X450 MM. | 6
set51256 | 1010030006 | PLATE,STEEL,FOR OVERHEAD GROUND WIRE BAYONET,ACCORDING TO DWG.NO.SA3-015/44004 | 1
set51256 | 1010030102 | PLATE,STEEL DOUBLE ARMING 12X100X760 MM. | 6
set51256 | 1010050002 | ST. PIPE,SIZE 20, 150 MM.LONG W/O T.E. | 2
set51256 | 1010100003 | WIRE,STEEL STRANDED 35 SQ.MM.TIS.404 | 2.5
set51256 | 1010110101 | BOLE,MACHINE M. 12X50 MM. | 1
set51256 | 1010110203 | BOLT,MACHINE M.16x250 mm. | 12
set51256 | 1010110204 | BOLT,MACHINE M.16x300 mm. | 4
set51256 | 1010110205 | BOLT,MACHINE M.16x350 mm. | 2
set51256 | 1010110300 | BOLT,MACHINE M.20X350 MM. | 2
set51256 | 1010110301 | BOLT,MACHINE M.20x400 mm. | 1
set51256 | 1010120000 | BOLT,DOUBLE ARMING,M.16x400 mm. | 3
set51256 | 1010140001 | BOLT, ROUNG EYE M 16X200 MM. | 1
set51256 | 1010150001 | BOLT,OVAL EYE M.16X200 MM. | 2
set51256 | 1010180001 | NUT,EYE M.16 DIN 582 | 1
set51256 | 1010180100 | WASHER,PLAIN,SQUARE,LARGE 52x52x4.5 mm.HOLE DIA. 18 MM. TIS.258 | 46
set51256 | 1010180101 | WASHER,PLAIN,SQUARE,LARGE 62X62X6 MM.HOLE DIA.22 MM. TIS.258 | 6
set51256 | 1010180301 | WASHER,LOCK,SPRING,SIZE 16 mm.,GENERAL PURPOSE,TIS.259 | 2
set51256 | 1010200003 | BRACE,FLAT,FOR CROSSARM 50X10X1,950 MM. | 6
set51256 | 1010210202 | BOLT,STRAND EYE,SINGLE 45 DEGREE M.16X350 MM. | 1
set51256 | 1010210304 | THIMBLE,GUY,FOR STEEL WIRE 50-95 sq.mm. | 2
set51256 | 1010230000 | CLAMP,SINGLE U-BOLT,M.8 (WIRE ROPE CLIP) | 1
set51256 | 1010230003 | CLAMP,TRIPLE BOLTS FOR STEEL STRANDED WIRE 35 SQ.MM. | 4
set51256 | 1020210109 | LINE GUARD,PREFORMED,AL 400MM. | 1
set51256 | 1020230001 | ARMOR-GRIP,PREFORMED,AL 400 SQ.MM. | 2
set51256 | 1020420302 | TERMINAL,COMPRESSION,15 DEGREE PAD,NEMA,4-HOLE,FOR AL. 400 SQ.MM. | 3
set51256 | 1020430001 | CLAMP DEAD END,COMPRESSION,SINGLE LUG,FOR AL.CONDUCTOR 400 SQ.MM. | 3
set51256 | 1020570106 | CLIMP,TOP TYPE DOUBLE CONDUCTOR, AL 400 SQ.MM.FOR HORIZONTAL MOUNTING POST TYPE INSULATOR 115 KV. | 1
set51256 | 1030010204 | INSULATOR, POST TYPE 115 KV. HORIZONTAL MOUNTING | 1
set51256 | 1030020001 | INSULATOR,SUSPENSION,TYPE C (CLASS 52-3) TIS.354 | 74
set51256 | 1030110103 | CLAMP,STRAIN,WITH CLAMPING KEEPER,FOR AL.CONDUCTOR 400 SQ.MM. | 3
set51256 | 1030140003 | SOCKET-EYE | 5
set51256 | 1030140004 | Y-CLEVIS-BALL | 2
set51256 | 1030140005 | BALL-CLEVIS,ANSI TYPE B | 6
set51256 | 1030140006 | SOCKET-CLEVIS,ANSI TYPE B | 3
set51256 | 1030140011 | CLEVIS,THIMBLE,FOR PREFORMED DEAD-END | 3
set51256 | 9090011007 | WELDING POWDER, ST. WIRE 50 SQ.MM. TO GD | 1
set51257 | 1000120004 | CROSSARM,CHANNEL STEEL,ALLEY ARM,150X75X9 MM.3,000 MM.LONG | 6
set51257 | 1010000304 | STEEL CHANNEL150X75X6.5 MM.2,500MM. | 1
set51257 | 1010030002 | PLATE,STEEL 6X100X450 MM. | 6
set51257 | 1010030006 | PLATE,STEEL,FOR OVERHEAD GROUND WIRE BAYONET,ACCORDING TO DWG.NO.SA3-015/44004 | 1
set51257 | 1010030102 | PLATE,STEEL DOUBLE ARMING 12X100X760 MM. | 6
set51257 | 1010050002 | ST. PIPE,SIZE 20, 150 MM.LONG W/O T.E. | 2
set51257 | 1010100003 | WIRE,STEEL STRANDED 35 SQ.MM.TIS.404 | 2.5
set51257 | 1010110101 | BOLE,MACHINE M. 12X50 MM. | 1
set51257 | 1010110203 | BOLT,MACHINE M.16x250 mm. | 12
set51257 | 1010110204 | BOLT,MACHINE M.16x300 mm. | 3
set51257 | 1010110205 | BOLT,MACHINE M.16x350 mm. | 2
set51257 | 1010110300 | BOLT,MACHINE M.20X350 MM. | 2
set51257 | 1010110301 | BOLT,MACHINE M.20x400 mm. | 1
set51257 | 1010120000 | BOLT,DOUBLE ARMING,M.16x400 mm. | 3
set51257 | 1010140001 | BOLT, ROUNG EYE M 16X200 MM. | 1
set51257 | 1010150001 | BOLT,OVAL EYE M.16X200 MM. | 2
set51257 | 1010180001 | NUT,EYE M.16 DIN 582 | 1
set51257 | 1010180100 | WASHER,PLAIN,SQUARE,LARGE 52x52x4.5 mm.HOLE DIA. 18 MM. TIS.258 | 44
set51257 | 1010180101 | WASHER,PLAIN,SQUARE,LARGE 62X62X6 MM.HOLE DIA.22 MM. TIS.258 | 6
set51257 | 1010180301 | WASHER,LOCK,SPRING,SIZE 16 mm.,GENERAL PURPOSE,TIS.259 | 2
set51257 | 1010200003 | BRACE,FLAT,FOR CROSSARM 50X10X1,950 MM. | 6
set51257 | 1010210202 | BOLT,STRAND EYE,SINGLE 45 DEGREE M.16X350 MM. | 1
set51257 | 1010210304 | THIMBLE,GUY,FOR STEEL WIRE 50-95 sq.mm. | 2
set51257 | 1010230000 | CLAMP,SINGLE U-BOLT,M.8 (WIRE ROPE CLIP) | 1
set51257 | 1010230003 | CLAMP,TRIPLE BOLTS FOR STEEL STRANDED WIRE 35 SQ.MM. | 4
set51257 | 1020210109 | LINE GUARD,PREFORMED,AL 400MM. | 2
set51257 | 1020230001 | ARMOR-GRIP,PREFORMED,AL 400 SQ.MM. | 4
set51257 | 1020240000 | SPACER,HELICAL ROD,PREFORMED,FOR AL.400 SQ.MM. | 6
set51257 | 1020420302 | TERMINAL,COMPRESSION,15 DEGREE PAD,NEMA,4-HOLE,FOR AL. 400 SQ.MM. | 6
set51257 | 1020430001 | CLAMP DEAD END,COMPRESSION,SINGLE LUG,FOR AL.CONDUCTOR 400 SQ.MM. | 6
set51257 | 1020570106 | CLIMP,TOP TYPE DOUBLE CONDUCTOR, AL 400 SQ.MM.FOR HORIZONTAL MOUNTING POST TYPE INSULATOR 115 KV. | 1
set51257 | 1030010204 | INSULATOR, POST TYPE 115 KV. HORIZONTAL MOUNTING | 1
set51257 | 1030020001 | INSULATOR,SUSPENSION,TYPE C (CLASS 52-3) TIS.354 | 14
set51257 | 1030020003 | INSULATOR,SUSPENSION,TYPE E (CLASS 52-8)TIS.354 | 60
set51257 | 1030110103 | CLAMP,STRAIN,WITH CLAMPING KEEPER,FOR AL.CONDUCTOR 400 SQ.MM. | 6
set51257 | 1030140001 | BALL-CLEVIS,ANSI TYPE K | 6
set51257 | 1030140003 | SOCKET-EYE | 6
set51257 | 1030140004 | Y-CLEVIS-BALL | 2
set51257 | 1030140005 | BALL-CLEVIS,ANSI TYPE B | 12
set51257 | 1030140006 | SOCKET-CLEVIS,ANSI TYPE B | 8
set51257 | 1030140007 | SOCKET-CLEVIS,ANSI TYPE K | 6
set51257 | 1030140011 | CLEVIS,THIMBLE,FOR PREFORMED DEAD-END | 3
set51257 | 1030140013 | SPACER,PLATE,FOR AL.400 SQ.MM. | 8
set51257 | 9090011007 | WELDING POWDER, ST. WIRE 50 SQ.MM. TO GD | 1
set51258 | 1010000103 | STEEL CHANNEL,100X50X5 MM.4,200 MM.LONG | 3
set51258 | 1010110200 | BOLT,MACHINE M.16x130 mm. | 6
set51258 | 1010110204 | BOLT,MACHINE M.16x300 mm. | 3
set51258 | 1010110205 | BOLT,MACHINE M.16x350 mm. | 2
set51258 | 1010110300 | BOLT,MACHINE M.20X350 MM. | 3
set51258 | 1010150000 | BOLT,OVAL EYE M.16X150 MM. | 3
set51258 | 1010180100 | WASHER,PLAIN,SQUARE,LARGE 52x52x4.5 mm.HOLE DIA. 18 MM. TIS.258 | 17
set51258 | 1010180101 | WASHER,PLAIN,SQUARE,LARGE 62X62X6 MM.HOLE DIA.22 MM. TIS.258 | 6
set51258 | 1010180301 | WASHER,LOCK,SPRING,SIZE 16 mm.,GENERAL PURPOSE,TIS.259 | 3
set51258 | 1010200007 | BRACE,ANGLE STEEL 50x50x6 mm. 1,800 mm.WIDE 450 mm.DROP | 3
set51259 | 1010000103 | STEEL CHANNEL,100X50X5 MM.4,200 MM.LONG | 6
set51259 | 1010030002 | PLATE,STEEL 6X100X450 MM. | 12
set51259 | 1010050000 | ST. PIPE,SIZE 20, 100 MM.LONG W/O T.E. | 3
set51259 | 1010110200 | BOLT,MACHINE M.16x130 mm. | 12
set51259 | 1010110201 | BOLT,MACHINE M.16x170 mm. | 12
set51259 | 1010110204 | BOLT,MACHINE M.16x300 mm. | 2
set51259 | 1010110205 | BOLT,MACHINE M.16x350 mm. | 3
set51259 | 1010110300 | BOLT,MACHINE M.20X350 MM. | 3
set51259 | 1010150000 | BOLT,OVAL EYE M.16X150 MM. | 3
set51259 | 1010180100 | WASHER,PLAIN,SQUARE,LARGE 52x52x4.5 mm.HOLE DIA. 18 MM. TIS.258 | 47
set51259 | 1010180101 | WASHER,PLAIN,SQUARE,LARGE 62X62X6 MM.HOLE DIA.22 MM. TIS.258 | 6
set51259 | 1010180301 | WASHER,LOCK,SPRING,SIZE 16 mm.,GENERAL PURPOSE,TIS.259 | 3
set51259 | 1010200007 | BRACE,ANGLE STEEL 50x50x6 mm. 1,800 mm.WIDE 450 mm.DROP | 6
set51260 | 1010000103 | STEEL CHANNEL,100X50X5 MM.4,200 MM.LONG | 6
set51260 | 1010030002 | PLATE,STEEL 6X100X450 MM. | 12
set51260 | 1010050000 | ST. PIPE,SIZE 20, 100 MM.LONG W/O T.E. | 1
set51260 | 1010110201 | BOLT,MACHINE M.16x170 mm. | 18
set51260 | 1010110204 | BOLT,MACHINE M.16x300 mm. | 3
set51260 | 1010110205 | BOLT,MACHINE M.16x350 mm. | 2
set51260 | 1010110300 | BOLT,MACHINE M.20X350 MM. | 3
set51260 | 1010150000 | BOLT,OVAL EYE M.16X150 MM. | 3
set51260 | 1010180100 | WASHER,PLAIN,SQUARE,LARGE 52x52x4.5 mm.HOLE DIA. 18 MM. TIS.258 | 44
set51260 | 1010180101 | WASHER,PLAIN,SQUARE,LARGE 62X62X6 MM.HOLE DIA.22 MM. TIS.258 | 6
set51260 | 1010180301 | WASHER,LOCK,SPRING,SIZE 16 mm.,GENERAL PURPOSE,TIS.259 | 3
set51260 | 1010200007 | BRACE,ANGLE STEEL 50x50x6 mm. 1,800 mm.WIDE 450 mm.DROP | 6
set51261 | 1010000103 | STEEL CHANNEL,100X50X5 MM.4,200 MM.LONG | 4
set51261 | 1010030002 | PLATE,STEEL 6X100X450 MM. | 8
set51261 | 1010050000 | ST. PIPE,SIZE 20, 100 MM.LONG W/O T.E. | 3
set51261 | 1010110200 | BOLT,MACHINE M.16x130 mm. | 16
set51261 | 1010110205 | BOLT,MACHINE M.16x350 mm. | 5
set51261 | 1010110301 | BOLT,MACHINE M.20x400 mm. | 2
set51261 | 1010150000 | BOLT,OVAL EYE M.16X150 MM. | 3
set51261 | 1010180100 | WASHER,PLAIN,SQUARE,LARGE 52x52x4.5 mm.HOLE DIA. 18 MM. TIS.258 | 33
set51261 | 1010180101 | WASHER,PLAIN,SQUARE,LARGE 62X62X6 MM.HOLE DIA.22 MM. TIS.258 | 2
set51261 | 1010180301 | WASHER,LOCK,SPRING,SIZE 16 mm.,GENERAL PURPOSE,TIS.259 | 3
set51261 | 1010200007 | BRACE,ANGLE STEEL 50x50x6 mm. 1,800 mm.WIDE 450 mm.DROP | 4
set51262 | 1000120001 | CROSSARM,STEEL 100X50X3.2 MM.4,200 MM.LONG | 6
set51262 | 1010030002 | PLATE,STEEL 6X100X450 MM. | 6
set51262 | 1010030100 | PLATE,STEEL DOUBLE ARMING 12X100X650 MM. | 6
set51262 | 1010050000 | ST. PIPE,SIZE 20, 100 MM.LONG W/O T.E. | 3
set51262 | 1010110201 | BOLT,MACHINE M.16x170 mm. | 24
set51262 | 1010110205 | BOLT,MACHINE M.16x350 mm. | 6
set51262 | 1010150000 | BOLT,OVAL EYE M.16X150 MM. | 3
set51262 | 1010150101 | BOLT,OVAL M.20X450 MM. | 3
set51262 | 1010180100 | WASHER,PLAIN,SQUARE,LARGE 52x52x4.5 mm.HOLE DIA. 18 MM. TIS.258 | 42
set51262 | 1010180101 | WASHER,PLAIN,SQUARE,LARGE 62X62X6 MM.HOLE DIA.22 MM. TIS.258 | 6
set51262 | 1010180301 | WASHER,LOCK,SPRING,SIZE 16 mm.,GENERAL PURPOSE,TIS.259 | 3
set51262 | 1010180302 | WASHER,LOCK,SPRING,SIZE 20 MM.,GENERAL PURPOSE,TIS.259 | 3
set51262 | 1010200007 | BRACE,ANGLE STEEL 50x50x6 mm. 1,800 mm.WIDE 450 mm.DROP | 6
set51262 | 1020240000 | SPACER,HELICAL ROD,PREFORMED,FOR AL.400 SQ.MM. | 6
set51263 | 1000120002 | CROSSARM,STEEL ANGLE 150X150X12 MM.4,500 MM.LONG | 6
set51263 | 1010030102 | PLATE,STEEL DOUBLE ARMING 12X100X760 MM. | 6
set51263 | 1010050200 | TUBE, RECTANGULAR STEEL 100X50X3.2 MM., 100 MM.LONG | 12
set51263 | 1010110201 | BOLT,MACHINE M.16x170 mm. | 12
set51263 | 1010110205 | BOLT,MACHINE M.16x350 mm. | 3
set51263 | 1010110400 | BOLT,MACHINE, HEXAGON, M.16X75 MM. | 12
set51263 | 1010120000 | BOLT,DOUBLE ARMING,M.16x400 mm. | 12
set51263 | 1010150000 | BOLT,OVAL EYE M.16X150 MM. | 3
set51263 | 1010150100 | BOLT,OVAL M.20X350 MM. | 2
set51263 | 1010150101 | BOLT,OVAL M.20X450 MM. | 1
set51263 | 1010180100 | WASHER,PLAIN,SQUARE,LARGE 52x52x4.5 mm.HOLE DIA. 18 MM. TIS.258 | 66
set51263 | 1010180101 | WASHER,PLAIN,SQUARE,LARGE 62X62X6 MM.HOLE DIA.22 MM. TIS.258 | 6
set51263 | 1010180301 | WASHER,LOCK,SPRING,SIZE 16 mm.,GENERAL PURPOSE,TIS.259 | 15
set51263 | 1010180302 | WASHER,LOCK,SPRING,SIZE 20 MM.,GENERAL PURPOSE,TIS.259 | 3
set51263 | 1010200007 | BRACE,ANGLE STEEL 50x50x6 mm. 1,800 mm.WIDE 450 mm.DROP | 6
set51263 | 1020240000 | SPACER,HELICAL ROD,PREFORMED,FOR AL.400 SQ.MM. | 6
set51263 | 1030140011 | CLEVIS,THIMBLE,FOR PREFORMED DEAD-END | 3
set51264 | 1000120004 | CROSSARM,CHANNEL STEEL,ALLEY ARM,150X75X9 MM.3,000 MM.LONG | 6
set51264 | 1010030002 | PLATE,STEEL 6X100X450 MM. | 6
set51264 | 1010030102 | PLATE,STEEL DOUBLE ARMING 12X100X760 MM. | 6
set51264 | 1010050002 | ST. PIPE,SIZE 20, 150 MM.LONG W/O T.E. | 3
set51264 | 1010110203 | BOLT,MACHINE M.16x250 mm. | 12
set51264 | 1010110204 | BOLT,MACHINE M.16x300 mm. | 4
set51264 | 1010110205 | BOLT,MACHINE M.16x350 mm. | 2
set51264 | 1010110300 | BOLT,MACHINE M.20X350 MM. | 2
set51264 | 1010110301 | BOLT,MACHINE M.20x400 mm. | 1
set51264 | 1010120000 | BOLT,DOUBLE ARMING,M.16x400 mm. | 3
set51264 | 1010150001 | BOLT,OVAL EYE M.16X200 MM. | 3
set51264 | 1010180001 | NUT,EYE M.16 DIN 582 | 1
set51264 | 1010180100 | WASHER,PLAIN,SQUARE,LARGE 52x52x4.5 mm.HOLE DIA. 18 MM. TIS.258 | 42
set51264 | 1010180101 | WASHER,PLAIN,SQUARE,LARGE 62X62X6 MM.HOLE DIA.22 MM. TIS.258 | 6
set51264 | 1010180301 | WASHER,LOCK,SPRING,SIZE 16 mm.,GENERAL PURPOSE,TIS.259 | 3
set51264 | 1010200003 | BRACE,FLAT,FOR CROSSARM 50X10X1,950 MM. | 6
set51264 | 1020240000 | SPACER,HELICAL ROD,PREFORMED,FOR AL.400 SQ.MM. | 6
set51264 | 1030140011 | CLEVIS,THIMBLE,FOR PREFORMED DEAD-END | 3
set51265 | 1000120002 | CROSSARM,STEEL ANGLE 150X150X12 MM.4,500 MM.LONG | 6
set51265 | 1010000400 | STEEL CHANNEL,200X80X7.5 MM.1,000 MM.LONG | 6
set51265 | 1010030005 | PLATE,STEEL 6X100X900 MM. | 2
set51265 | 1010030102 | PLATE,STEEL DOUBLE ARMING 12X100X760 MM. | 6
set51265 | 1010110201 | BOLT,MACHINE M.16x170 mm. | 12
set51265 | 1010110202 | BOLT,MACHINE M.16x200 mm. | 4
set51265 | 1010110205 | BOLT,MACHINE M.16x350 mm. | 9
set51265 | 1010110207 | BOLT,MACHINE M.16x450 mm. | 6
set51265 | 1010110300 | BOLT,MACHINE M.20X350 MM. | 3
set51265 | 1010110400 | BOLT,MACHINE, HEXAGON, M.16X75 MM. | 12
set51265 | 1010120000 | BOLT,DOUBLE ARMING,M.16x400 mm. | 12
set51265 | 1010150000 | BOLT,OVAL EYE M.16X150 MM. | 3
set51265 | 1010150100 | BOLT,OVAL M.20X350 MM. | 3
set51265 | 1010180100 | WASHER,PLAIN,SQUARE,LARGE 52x52x4.5 mm.HOLE DIA. 18 MM. TIS.258 | 70
set51265 | 1010180101 | WASHER,PLAIN,SQUARE,LARGE 62X62X6 MM.HOLE DIA.22 MM. TIS.258 | 12
set51265 | 1010180301 | WASHER,LOCK,SPRING,SIZE 16 mm.,GENERAL PURPOSE,TIS.259 | 15
set51265 | 1010180302 | WASHER,LOCK,SPRING,SIZE 20 MM.,GENERAL PURPOSE,TIS.259 | 6
set51265 | 1010200007 | BRACE,ANGLE STEEL 50x50x6 mm. 1,800 mm.WIDE 450 mm.DROP | 6
set51265 | 1010230000 | CLAMP,SINGLE U-BOLT,M.8 (WIRE ROPE CLIP) | 23
set51265 | 1020240000 | SPACER,HELICAL ROD,PREFORMED,FOR AL.400 SQ.MM. | 6
set51265 | 1030140011 | CLEVIS,THIMBLE,FOR PREFORMED DEAD-END | 6
set51265 | 9090010017 | VIBRATION DAMPER TYPE DUMBELL FOR BARE ALUMINUM CONDUCTOR 400 SQMM. | 6
set51265 | 9090010018 | VIBRATION DAMPER TYPE DUMBELL FOR STEEL STRAIN WIRE 35 SQMM. | 1
set51266 | 1010150100 | BOLT,OVAL M.20X350 MM. | 6
set51266 | 1010180101 | WASHER,PLAIN,SQUARE,LARGE 62X62X6 MM.HOLE DIA.22 MM. TIS.258 | 12
set51266 | 1010180302 | WASHER,LOCK,SPRING,SIZE 20 MM.,GENERAL PURPOSE,TIS.259 | 6
set51266 | 1020500006 | CONNECTOR,T-TYPE FOR AL,MAIN 400 sq.mm.,TAP OFF 400 | 3
set51267 | 1000120004 | CROSSARM,CHANNEL STEEL,ALLEY ARM,150X75X9 MM.3,000 MM.LONG | 12
set51267 | 1010000400 | STEEL CHANNEL,200X80X7.5 MM.1,000 MM.LONG | 6
set51267 | 1010030002 | PLATE,STEEL 6X100X450 MM. | 10
set51267 | 1010030102 | PLATE,STEEL DOUBLE ARMING 12X100X760 MM. | 6
set51267 | 1010050002 | ST. PIPE,SIZE 20, 150 MM.LONG W/O T.E. | 7
set51267 | 1010050006 | PIPE STEEL,SIZE 20 TYPE 2, 300 MM.LONG TIS.277 BUT WITHOUT THREADED END | 1
set51267 | 1010100003 | WIRE,STEEL STRANDED 35 SQ.MM.TIS.404 | 3
set51267 | 1010100006 | WIRE,STEEL STRANDED 95 sq.mm.TIS.404 | 16
set51267 | 1010110202 | BOLT,MACHINE M.16x200 mm. | 16
set51267 | 1010110204 | BOLT,MACHINE M.16x300 mm. | 6
set51267 | 1010110205 | BOLT,MACHINE M.16x350 mm. | 8
set51267 | 1010110300 | BOLT,MACHINE M.20X350 MM. | 6
set51267 | 1010110400 | BOLT,MACHINE, HEXAGON, M.16X75 MM. | 12
set51267 | 1010120000 | BOLT,DOUBLE ARMING,M.16x400 mm. | 6
set51267 | 1010150001 | BOLT,OVAL EYE M.16X200 MM. | 6
set51267 | 1010180100 | WASHER,PLAIN,SQUARE,LARGE 52x52x4.5 mm.HOLE DIA. 18 MM. TIS.258 | 70
set51267 | 1010180101 | WASHER,PLAIN,SQUARE,LARGE 62X62X6 MM.HOLE DIA.22 MM. TIS.258 | 6
set51267 | 1010180301 | WASHER,LOCK,SPRING,SIZE 16 mm.,GENERAL PURPOSE,TIS.259 | 8
set51267 | 1010200002 | BRACE,FLAT,FOR CROSSARM 40x6x1,000 mm. | 10
set51267 | 1010200003 | BRACE,FLAT,FOR CROSSARM 50X10X1,950 MM. | 2
set51267 | 1010210200 | BOLT,STRAND EYE,SINGLE M.16X350 MM. | 2
set51267 | 1010230000 | CLAMP,SINGLE U-BOLT,M.8 (WIRE ROPE CLIP) | 36
set51267 | 1020240000 | SPACER,HELICAL ROD,PREFORMED,FOR AL.400 SQ.MM. | 6
set51267 | 1030140011 | CLEVIS,THIMBLE,FOR PREFORMED DEAD-END | 6
set51268 | 1010150100 | BOLT,OVAL M.20X350 MM. | 6
set51268 | 1010180002 | NET,EYE M.20 | 3
set51268 | 1010180101 | WASHER,PLAIN,SQUARE,LARGE 62X62X6 MM.HOLE DIA.22 MM. TIS.258 | 12
set51268 | 1010180302 | WASHER,LOCK,SPRING,SIZE 20 MM.,GENERAL PURPOSE,TIS.259 | 3
set51268 | 1020240000 | SPACER,HELICAL ROD,PREFORMED,FOR AL.400 SQ.MM. | 6
set51269 | 1010000400 | STEEL CHANNEL,200X80X7.5 MM.1,000 MM.LONG | 6
set51269 | 1010110302 | BOLT,MACHINE M.20X450 MM. | 6
set51269 | 1010150100 | BOLT,OVAL M.20X350 MM. | 6
set51269 | 1010150101 | BOLT,OVAL M.20X450 MM. | 3
set51269 | 1010180101 | WASHER,PLAIN,SQUARE,LARGE 62X62X6 MM.HOLE DIA.22 MM. TIS.258 | 30
set51269 | 1010180302 | WASHER,LOCK,SPRING,SIZE 20 MM.,GENERAL PURPOSE,TIS.259 | 9
set51269 | 1020240000 | SPACER,HELICAL ROD,PREFORMED,FOR AL.400 SQ.MM. | 6
set51270 | 1010000100 | STEEL CHANNEL, 100x50x5 mm. 2,250 MM.LONG | 3
set51270 | 1010000400 | STEEL CHANNEL,200X80X7.5 MM.1,000 MM.LONG | 6
set51270 | 1010110204 | BOLT,MACHINE M.16x300 mm. | 1
set51270 | 1010110205 | BOLT,MACHINE M.16x350 mm. | 2
set51270 | 1010110300 | BOLT,MACHINE M.20X350 MM. | 3
set51270 | 1010110302 | BOLT,MACHINE M.20X450 MM. | 6
set51270 | 1010110400 | BOLT,MACHINE, HEXAGON, M.16X75 MM. | 3
set51270 | 1010150000 | BOLT,OVAL EYE M.16X150 MM. | 3
set51270 | 1010150100 | BOLT,OVAL M.20X350 MM. | 6
set51270 | 1010150101 | BOLT,OVAL M.20X450 MM. | 3
set51270 | 1010180100 | WASHER,PLAIN,SQUARE,LARGE 52x52x4.5 mm.HOLE DIA. 18 MM. TIS.258 | 9
set51270 | 1010180101 | WASHER,PLAIN,SQUARE,LARGE 62X62X6 MM.HOLE DIA.22 MM. TIS.258 | 3
set51270 | 1010180301 | WASHER,LOCK,SPRING,SIZE 16 mm.,GENERAL PURPOSE,TIS.259 | 3
set51270 | 1010180302 | WASHER,LOCK,SPRING,SIZE 20 MM.,GENERAL PURPOSE,TIS.259 | 9
set51270 | 1010200002 | BRACE,FLAT,FOR CROSSARM 40x6x1,000 mm. | 3
set51270 | 1020240000 | SPACER,HELICAL ROD,PREFORMED,FOR AL.400 SQ.MM. | 6
set51271 | 1010000100 | STEEL CHANNEL, 100x50x5 mm. 2,250 MM.LONG | 3
set51271 | 1010110204 | BOLT,MACHINE M.16x300 mm. | 1
set51271 | 1010110205 | BOLT,MACHINE M.16x350 mm. | 2
set51271 | 1010110300 | BOLT,MACHINE M.20X350 MM. | 3
set51271 | 1010110400 | BOLT,MACHINE, HEXAGON, M.16X75 MM. | 3
set51271 | 1010150000 | BOLT,OVAL EYE M.16X150 MM. | 3
set51271 | 1010180100 | WASHER,PLAIN,SQUARE,LARGE 52x52x4.5 mm.HOLE DIA. 18 MM. TIS.258 | 9
set51271 | 1010180101 | WASHER,PLAIN,SQUARE,LARGE 62X62X6 MM.HOLE DIA.22 MM. TIS.258 | 3
set51271 | 1010180301 | WASHER,LOCK,SPRING,SIZE 16 mm.,GENERAL PURPOSE,TIS.259 | 3
set51271 | 1010200002 | BRACE,FLAT,FOR CROSSARM 40x6x1,000 mm. | 3
set51272 | 1010000100 | STEEL CHANNEL, 100x50x5 mm. 2,250 MM.LONG | 3
set51272 | 1010110204 | BOLT,MACHINE M.16x300 mm. | 3
set51272 | 1010110205 | BOLT,MACHINE M.16x350 mm. | 2
set51272 | 1010110300 | BOLT,MACHINE M.20X350 MM. | 3
set51272 | 1010110400 | BOLT,MACHINE, HEXAGON, M.16X75 MM. | 3
set51272 | 1010150000 | BOLT,OVAL EYE M.16X150 MM. | 3
set51272 | 1010150100 | BOLT,OVAL M.20X350 MM. | 3
set51272 | 1010180100 | WASHER,PLAIN,SQUARE,LARGE 52x52x4.5 mm.HOLE DIA. 18 MM. TIS.258 | 9
set51272 | 1010180101 | WASHER,PLAIN,SQUARE,LARGE 62X62X6 MM.HOLE DIA.22 MM. TIS.258 | 3
set51272 | 1010180301 | WASHER,LOCK,SPRING,SIZE 16 mm.,GENERAL PURPOSE,TIS.259 | 3
set51272 | 1010180302 | WASHER,LOCK,SPRING,SIZE 20 MM.,GENERAL PURPOSE,TIS.259 | 3
set51272 | 1010200002 | BRACE,FLAT,FOR CROSSARM 40x6x1,000 mm. | 3
set51272 | 1010210304 | THIMBLE,GUY,FOR STEEL WIRE 50-95 sq.mm. | 2
set51272 | 1010230003 | CLAMP,TRIPLE BOLTS FOR STEEL STRANDED WIRE 35 SQ.MM. | 2
set51272 | 1020420201 | CABLE LUG, NEMA HOLE, COMPRESSION TYPE, AL. 400 SQ.MM. | 3
set51272 | 1020500100 | CONNECTOR,T-TYPE,COMPRESSION,FOR AL CONDUCTOR MAIN 400 SQ.MM. TO NEMA 4-HOLE PAD | 6
set51272 | 1020560200 | PAD COUPLER,AL-ALLOY, T-TYPE FOR ONE TO TWO TRMINAL PAD 4 HOLE NEMA | 3
set51273 | 1010000100 | STEEL CHANNEL, 100x50x5 mm. 2,250 MM.LONG | 3
set51273 | 1010110204 | BOLT,MACHINE M.16x300 mm. | 3
set51273 | 1010110205 | BOLT,MACHINE M.16x350 mm. | 2
set51273 | 1010110300 | BOLT,MACHINE M.20X350 MM. | 3
set51273 | 1010110400 | BOLT,MACHINE, HEXAGON, M.16X75 MM. | 3
set51273 | 1010150000 | BOLT,OVAL EYE M.16X150 MM. | 3
set51273 | 1010150100 | BOLT,OVAL M.20X350 MM. | 3
set51273 | 1010180100 | WASHER,PLAIN,SQUARE,LARGE 52x52x4.5 mm.HOLE DIA. 18 MM. TIS.258 | 9
set51273 | 1010180101 | WASHER,PLAIN,SQUARE,LARGE 62X62X6 MM.HOLE DIA.22 MM. TIS.258 | 3
set51273 | 1010180301 | WASHER,LOCK,SPRING,SIZE 16 mm.,GENERAL PURPOSE,TIS.259 | 3
set51273 | 1010180302 | WASHER,LOCK,SPRING,SIZE 20 MM.,GENERAL PURPOSE,TIS.259 | 3
set51273 | 1010200002 | BRACE,FLAT,FOR CROSSARM 40x6x1,000 mm. | 3
set51273 | 1010210304 | THIMBLE,GUY,FOR STEEL WIRE 50-95 sq.mm. | 2
set51273 | 1010230003 | CLAMP,TRIPLE BOLTS FOR STEEL STRANDED WIRE 35 SQ.MM. | 2
set51273 | 1020420201 | CABLE LUG, NEMA HOLE, COMPRESSION TYPE, AL. 400 SQ.MM. | 6
set51273 | 1020500100 | CONNECTOR,T-TYPE,COMPRESSION,FOR AL CONDUCTOR MAIN 400 SQ.MM. TO NEMA 4-HOLE PAD | 6
set51274 | 1010000100 | STEEL CHANNEL, 100x50x5 mm. 2,250 MM.LONG | 3
set51274 | 1010000400 | STEEL CHANNEL,200X80X7.5 MM.1,000 MM.LONG | 9
set51274 | 1010110201 | BOLT,MACHINE M.16x170 mm. | 3
set51274 | 1010110204 | BOLT,MACHINE M.16x300 mm. | 5
set51274 | 1010110205 | BOLT,MACHINE M.16x350 mm. | 4
set51274 | 1010110207 | BOLT,MACHINE M.16x450 mm. | 6
set51274 | 1010110300 | BOLT,MACHINE M.20X350 MM. | 3
set51274 | 1010110400 | BOLT,MACHINE, HEXAGON, M.16X75 MM. | 3
set51274 | 1010150000 | BOLT,OVAL EYE M.16X150 MM. | 3
set51274 | 1010150100 | BOLT,OVAL M.20X350 MM. | 3
set51274 | 1010180100 | WASHER,PLAIN,SQUARE,LARGE 52x52x4.5 mm.HOLE DIA. 18 MM. TIS.258 | 22
set51274 | 1010180101 | WASHER,PLAIN,SQUARE,LARGE 62X62X6 MM.HOLE DIA.22 MM. TIS.258 | 12
set51274 | 1010180301 | WASHER,LOCK,SPRING,SIZE 16 mm.,GENERAL PURPOSE,TIS.259 | 3
set51274 | 1010180302 | WASHER,LOCK,SPRING,SIZE 20 MM.,GENERAL PURPOSE,TIS.259 | 3
set51274 | 1010200002 | BRACE,FLAT,FOR CROSSARM 40x6x1,000 mm. | 3
set51274 | 1010210304 | THIMBLE,GUY,FOR STEEL WIRE 50-95 sq.mm. | 2
set51274 | 1010230003 | CLAMP,TRIPLE BOLTS FOR STEEL STRANDED WIRE 35 SQ.MM. | 2
set51274 | 1020420201 | CABLE LUG, NEMA HOLE, COMPRESSION TYPE, AL. 400 SQ.MM. | 3
set51274 | 1020500100 | CONNECTOR,T-TYPE,COMPRESSION,FOR AL CONDUCTOR MAIN 400 SQ.MM. TO NEMA 4-HOLE PAD | 6
set51274 | 1020560200 | PAD COUPLER,AL-ALLOY, T-TYPE FOR ONE TO TWO TRMINAL PAD 4 HOLE NEMA | 3
set51275 | 1010000100 | STEEL CHANNEL, 100x50x5 mm. 2,250 MM.LONG | 3
set51275 | 1010000400 | STEEL CHANNEL,200X80X7.5 MM.1,000 MM.LONG | 9
set51275 | 1010110201 | BOLT,MACHINE M.16x170 mm. | 3
set51275 | 1010110204 | BOLT,MACHINE M.16x300 mm. | 5
set51275 | 1010110205 | BOLT,MACHINE M.16x350 mm. | 4
set51275 | 1010110207 | BOLT,MACHINE M.16x450 mm. | 6
set51275 | 1010110300 | BOLT,MACHINE M.20X350 MM. | 3
set51275 | 1010110400 | BOLT,MACHINE, HEXAGON, M.16X75 MM. | 3
set51275 | 1010150000 | BOLT,OVAL EYE M.16X150 MM. | 3
set51275 | 1010150100 | BOLT,OVAL M.20X350 MM. | 3
set51275 | 1010180100 | WASHER,PLAIN,SQUARE,LARGE 52x52x4.5 mm.HOLE DIA. 18 MM. TIS.258 | 22
set51275 | 1010180101 | WASHER,PLAIN,SQUARE,LARGE 62X62X6 MM.HOLE DIA.22 MM. TIS.258 | 12
set51275 | 1010180301 | WASHER,LOCK,SPRING,SIZE 16 mm.,GENERAL PURPOSE,TIS.259 | 3
set51275 | 1010180302 | WASHER,LOCK,SPRING,SIZE 20 MM.,GENERAL PURPOSE,TIS.259 | 3
set51275 | 1010200002 | BRACE,FLAT,FOR CROSSARM 40x6x1,000 mm. | 3
set51275 | 1010210304 | THIMBLE,GUY,FOR STEEL WIRE 50-95 sq.mm. | 2
set51275 | 1010230003 | CLAMP,TRIPLE BOLTS FOR STEEL STRANDED WIRE 35 SQ.MM. | 2
set51275 | 1020420201 | CABLE LUG, NEMA HOLE, COMPRESSION TYPE, AL. 400 SQ.MM. | 6
set51275 | 1020500100 | CONNECTOR,T-TYPE,COMPRESSION,FOR AL CONDUCTOR MAIN 400 SQ.MM. TO NEMA 4-HOLE PAD | 6
set51276 | 1010000303 | STEEL CHANNEL,150X75X6.5 MM.6,000 MM.LONG | 6
set51276 | 1010050101 | ST. PIPE,SIZE 25, 470 MM.LONG W/O T.E. | 5
set51276 | 1010060021 | SUPPORTING STRUCTURE FOR MOUNTING UNDERGROUND CABLE TERMINATOR,LIGHTNING ARRESTER COMPLETE WITH BOLD | 1
set51276 | 1010100004 | WIRE,STEEL STRANDED 50/7 sq.mm.TIS.404 | 6
set51276 | 1010100006 | WIRE,STEEL STRANDED 95 sq.mm.TIS.404 | 18
set51276 | 1010110103 | BOLT,MACHINE,M.12X50 MM., NUT,R.W.&S.W. | 36
set51276 | 1010110208 | BOLT,MACHINE M.16x500 mm. | 10
set51276 | 1010110209 | BOLT MACHINE M.16X600 MM. | 2
set51276 | 1010120002 | BOLT,DOUBLE ARMING,M.16x500 mm. | 16
set51276 | 1010120004 | BOLT,DOUBLE ARMING,M.16x600 mm. | 4
set51276 | 1010150100 | BOLT,OVAL M.20X350 MM. | 7
set51276 | 1010180100 | WASHER,PLAIN,SQUARE,LARGE 52x52x4.5 mm.HOLE DIA. 18 MM. TIS.258 | 16
set51276 | 1010180101 | WASHER,PLAIN,SQUARE,LARGE 62X62X6 MM.HOLE DIA.22 MM. TIS.258 | 14
set51276 | 1010180301 | WASHER,LOCK,SPRING,SIZE 16 mm.,GENERAL PURPOSE,TIS.259 | 6
set51276 | 1010180302 | WASHER,LOCK,SPRING,SIZE 20 MM.,GENERAL PURPOSE,TIS.259 | 7
set51276 | 1010210304 | THIMBLE,GUY,FOR STEEL WIRE 50-95 sq.mm. | 4
set51276 | 1010230016 | CLAMP,CABLE STRAP FOR UG 1X800 SQ.MM. | 12
set51276 | 1010230017 | CLAMP,CABLE STRAP (MADE OF WOOD) FOR UG CABLE 4X800 SQ.MM | 2
set51276 | 1020010006 | COND.,AL,BARE 150 SQ.MM.TIS.85 | 9
set51276 | 1020010009 | CONDUCTOR,AL,BARE,400 SQ.MM.TIS.85 | 65
set51276 | 1020150201 | CABLE TERMINATION KITS, FOR OUTDOOR, 115 KV. 1X800 SQ.MM. | 3
set51276 | 1020210109 | LINE GUARD,PREFORMED,AL 400MM. | 8
set51276 | 1020420106 | CABLE LUG,NEMA HOLE,COMPRESSION TYPE,AL 185 SQ.MM. | 3
set51276 | 1020420201 | CABLE LUG, NEMA HOLE, COMPRESSION TYPE, AL. 400 SQ.MM. | 3
set51276 | 1020450001 | PLATE,AL,1mm THICK,PAINT COMP,4 SCREWS | 3
set51276 | 1020500005 | CONNECTOR,T-TYPE,FOR CONDUCTOR MAIN 400 SQ.MM. TO CONDUCTOR TAP 185-240 SQ.MM. | 3
set51276 | 1020560201 | PAD COUPLER,AL-ALLOY,STRAIGHT-TYPE,FOR ONE TO TWO TERMINAL PAD, 4 HOLE NEMA | 3
set51276 | 1020570106 | CLIMP,TOP TYPE DOUBLE CONDUCTOR, AL 400 SQ.MM.FOR HORIZONTAL MOUNTING POST TYPE INSULATOR 115 KV. | 8
set51276 | 1030010204 | INSULATOR, POST TYPE 115 KV. HORIZONTAL MOUNTING | 8
set51276 | 1040000201 | LIGHTNING ARRESTER 96 KV. 10 KA. | 3
set51276 | 1080050013 | CONDUIT,HDPE PN 6.3 SIZE 160 MM. TIS.982 | 32
set51277 | 1010000303 | STEEL CHANNEL,150X75X6.5 MM.6,000 MM.LONG | 6
set51277 | 1010050101 | ST. PIPE,SIZE 25, 470 MM.LONG W/O T.E. | 5
set51277 | 1010060021 | SUPPORTING STRUCTURE FOR MOUNTING UNDERGROUND CABLE TERMINATOR,LIGHTNING ARRESTER COMPLETE WITH BOLD | 1
set51277 | 1010100004 | WIRE,STEEL STRANDED 50/7 sq.mm.TIS.404 | 6
set51277 | 1010100006 | WIRE,STEEL STRANDED 95 sq.mm.TIS.404 | 18
set51277 | 1010110208 | BOLT,MACHINE M.16x500 mm. | 10
set51277 | 1010110209 | BOLT MACHINE M.16X600 MM. | 2
set51277 | 1010120002 | BOLT,DOUBLE ARMING,M.16x500 mm. | 16
set51277 | 1010120004 | BOLT,DOUBLE ARMING,M.16x600 mm. | 4
set51277 | 1010150100 | BOLT,OVAL M.20X350 MM. | 7
set51277 | 1010180100 | WASHER,PLAIN,SQUARE,LARGE 52x52x4.5 mm.HOLE DIA. 18 MM. TIS.258 | 16
set51277 | 1010180101 | WASHER,PLAIN,SQUARE,LARGE 62X62X6 MM.HOLE DIA.22 MM. TIS.258 | 14
set51277 | 1010180301 | WASHER,LOCK,SPRING,SIZE 16 mm.,GENERAL PURPOSE,TIS.259 | 6
set51277 | 1010180302 | WASHER,LOCK,SPRING,SIZE 20 MM.,GENERAL PURPOSE,TIS.259 | 7
set51277 | 1010210304 | THIMBLE,GUY,FOR STEEL WIRE 50-95 sq.mm. | 4
set51277 | 1010230016 | CLAMP,CABLE STRAP FOR UG 1X800 SQ.MM. | 12
set51277 | 1010230017 | CLAMP,CABLE STRAP (MADE OF WOOD) FOR UG CABLE 4X800 SQ.MM | 2
set51277 | 1020010007 | CONDUCTOR,AL,BARE 185 sq.mm.TIS.85 | 9
set51277 | 1020010009 | CONDUCTOR,AL,BARE,400 SQ.MM.TIS.85 | 65
set51277 | 1020150201 | CABLE TERMINATION KITS, FOR OUTDOOR, 115 KV. 1X800 SQ.MM. | 6
set51277 | 1020210109 | LINE GUARD,PREFORMED,AL 400MM. | 16
set51277 | 1020240000 | SPACER,HELICAL ROD,PREFORMED,FOR AL.400 SQ.MM. | 5
set51277 | 1020300103 | CONNECTOR,PARALLEL GROOVE,TRIPLE BOLT,AL,AL-ALLOY AND ACSR 70-185 SQ.MM. | 6
set51277 | 1020420106 | CABLE LUG,NEMA HOLE,COMPRESSION TYPE,AL 185 SQ.MM. | 3
set51277 | 1020450001 | PLATE,AL,1mm THICK,PAINT COMP,4 SCREWS | 6
set51277 | 1020500005 | CONNECTOR,T-TYPE,FOR CONDUCTOR MAIN 400 SQ.MM. TO CONDUCTOR TAP 185-240 SQ.MM. | 6
set51277 | 1020570106 | CLIMP,TOP TYPE DOUBLE CONDUCTOR, AL 400 SQ.MM.FOR HORIZONTAL MOUNTING POST TYPE INSULATOR 115 KV. | 8
set51277 | 1030010204 | INSULATOR, POST TYPE 115 KV. HORIZONTAL MOUNTING | 8
set51277 | 1040000201 | LIGHTNING ARRESTER 96 KV. 10 KA. | 3
set51277 | 1080050013 | CONDUIT,HDPE PN 6.3 SIZE 160 MM. TIS.982 | 32
set51278 | 1010000303 | STEEL CHANNEL,150X75X6.5 MM.6,000 MM.LONG | 4
set51278 | 1010050101 | ST. PIPE,SIZE 25, 470 MM.LONG W/O T.E. | 7
set51278 | 1010060021 | SUPPORTING STRUCTURE FOR MOUNTING UNDERGROUND CABLE TERMINATOR,LIGHTNING ARRESTER COMPLETE WITH BOLD | 1
set51278 | 1010060022 | ST. FRAME STRUCTURE WITH CHANNEL ST. | 1
set51278 | 1010110208 | BOLT,MACHINE M.16x500 mm. | 10
set51278 | 1010110209 | BOLT MACHINE M.16X600 MM. | 2
set51278 | 1010120002 | BOLT,DOUBLE ARMING,M.16x500 mm. | 16
set51278 | 1010120004 | BOLT,DOUBLE ARMING,M.16x600 mm. | 4
set51278 | 1010150101 | BOLT,OVAL M.20X450 MM. | 3
set51278 | 1010180100 | WASHER,PLAIN,SQUARE,LARGE 52x52x4.5 mm.HOLE DIA. 18 MM. TIS.258 | 16
set51278 | 1010180101 | WASHER,PLAIN,SQUARE,LARGE 62X62X6 MM.HOLE DIA.22 MM. TIS.258 | 6
set51278 | 1010180301 | WASHER,LOCK,SPRING,SIZE 16 mm.,GENERAL PURPOSE,TIS.259 | 6
set51278 | 1010180302 | WASHER,LOCK,SPRING,SIZE 20 MM.,GENERAL PURPOSE,TIS.259 | 3
set51278 | 1010230016 | CLAMP,CABLE STRAP FOR UG 1X800 SQ.MM. | 6
set51278 | 1010230017 | CLAMP,CABLE STRAP (MADE OF WOOD) FOR UG CABLE 4X800 SQ.MM | 2
set51278 | 1020010007 | CONDUCTOR,AL,BARE 185 sq.mm.TIS.85 | 9
set51278 | 1020010009 | CONDUCTOR,AL,BARE,400 SQ.MM.TIS.85 | 65
set51278 | 1020150201 | CABLE TERMINATION KITS, FOR OUTDOOR, 115 KV. 1X800 SQ.MM. | 6
set51278 | 1020210109 | LINE GUARD,PREFORMED,AL 400MM. | 12
set51278 | 1020240000 | SPACER,HELICAL ROD,PREFORMED,FOR AL.400 SQ.MM. | 3
set51278 | 1020300103 | CONNECTOR,PARALLEL GROOVE,TRIPLE BOLT,AL,AL-ALLOY AND ACSR 70-185 SQ.MM. | 6
set51278 | 1020420106 | CABLE LUG,NEMA HOLE,COMPRESSION TYPE,AL 185 SQ.MM. | 3
set51278 | 1020450001 | PLATE,AL,1mm THICK,PAINT COMP,4 SCREWS | 6
set51278 | 1020500005 | CONNECTOR,T-TYPE,FOR CONDUCTOR MAIN 400 SQ.MM. TO CONDUCTOR TAP 185-240 SQ.MM. | 6
set51278 | 1020570106 | CLIMP,TOP TYPE DOUBLE CONDUCTOR, AL 400 SQ.MM.FOR HORIZONTAL MOUNTING POST TYPE INSULATOR 115 KV. | 6
set51278 | 1030010204 | INSULATOR, POST TYPE 115 KV. HORIZONTAL MOUNTING | 6
set51278 | 1040000201 | LIGHTNING ARRESTER 96 KV. 10 KA. | 3
set51278 | 1080050013 | CONDUIT,HDPE PN 6.3 SIZE 160 MM. TIS.982 | 32
set51279 | 1010000103 | STEEL CHANNEL,100X50X5 MM.4,200 MM.LONG | 6
set51279 | 1010060021 | SUPPORTING STRUCTURE FOR MOUNTING UNDERGROUND CABLE TERMINATOR,LIGHTNING ARRESTER COMPLETE WITH BOLD | 1
set51279 | 1010110103 | BOLT,MACHINE,M.12X50 MM., NUT,R.W.&S.W. | 36
set51279 | 1010110200 | BOLT,MACHINE M.16x130 mm. | 12
set51279 | 1010110205 | BOLT,MACHINE M.16x350 mm. | 6
set51279 | 1010110208 | BOLT,MACHINE M.16x500 mm. | 4
set51279 | 1010110209 | BOLT MACHINE M.16X600 MM. | 2
set51279 | 1010110300 | BOLT,MACHINE M.20X350 MM. | 6
set51279 | 1010120002 | BOLT,DOUBLE ARMING,M.16x500 mm. | 16
set51279 | 1010120004 | BOLT,DOUBLE ARMING,M.16x600 mm. | 4
set51279 | 1010150000 | BOLT,OVAL EYE M.16X150 MM. | 12
set51279 | 1010180100 | WASHER,PLAIN,SQUARE,LARGE 52x52x4.5 mm.HOLE DIA. 18 MM. TIS.258 | 64
set51279 | 1010180101 | WASHER,PLAIN,SQUARE,LARGE 62X62X6 MM.HOLE DIA.22 MM. TIS.258 | 12
set51279 | 1010180301 | WASHER,LOCK,SPRING,SIZE 16 mm.,GENERAL PURPOSE,TIS.259 | 12
set51279 | 1010180302 | WASHER,LOCK,SPRING,SIZE 20 MM.,GENERAL PURPOSE,TIS.259 | 6
set51279 | 1010200007 | BRACE,ANGLE STEEL 50x50x6 mm. 1,800 mm.WIDE 450 mm.DROP | 6
set51279 | 1010230016 | CLAMP,CABLE STRAP FOR UG 1X800 SQ.MM. | 12
set51279 | 1010230017 | CLAMP,CABLE STRAP (MADE OF WOOD) FOR UG CABLE 4X800 SQ.MM | 2
set51279 | 1020010007 | CONDUCTOR,AL,BARE 185 sq.mm.TIS.85 | 9
set51279 | 1020010009 | CONDUCTOR,AL,BARE,400 SQ.MM.TIS.85 | 65
set51279 | 1020150201 | CABLE TERMINATION KITS, FOR OUTDOOR, 115 KV. 1X800 SQ.MM. | 3
set51279 | 1020210109 | LINE GUARD,PREFORMED,AL 400MM. | 3
set51279 | 1020420106 | CABLE LUG,NEMA HOLE,COMPRESSION TYPE,AL 185 SQ.MM. | 3
set51279 | 1020420201 | CABLE LUG, NEMA HOLE, COMPRESSION TYPE, AL. 400 SQ.MM. | 3
set51279 | 1020450001 | PLATE,AL,1mm THICK,PAINT COMP,4 SCREWS | 3
set51279 | 1020500005 | CONNECTOR,T-TYPE,FOR CONDUCTOR MAIN 400 SQ.MM. TO CONDUCTOR TAP 185-240 SQ.MM. | 3
set51279 | 1020500100 | CONNECTOR,T-TYPE,COMPRESSION,FOR AL CONDUCTOR MAIN 400 SQ.MM. TO NEMA 4-HOLE PAD | 6
set51279 | 1020560201 | PAD COUPLER,AL-ALLOY,STRAIGHT-TYPE,FOR ONE TO TWO TERMINAL PAD, 4 HOLE NEMA | 3
set51279 | 1020570106 | CLIMP,TOP TYPE DOUBLE CONDUCTOR, AL 400 SQ.MM.FOR HORIZONTAL MOUNTING POST TYPE INSULATOR 115 KV. | 3
set51279 | 1030010204 | INSULATOR, POST TYPE 115 KV. HORIZONTAL MOUNTING | 3
set51279 | 1040000201 | LIGHTNING ARRESTER 96 KV. 10 KA. | 3
set51279 | 1080050013 | CONDUIT,HDPE PN 6.3 SIZE 160 MM. TIS.982 | 32
set51280 | 1010000103 | STEEL CHANNEL,100X50X5 MM.4,200 MM.LONG | 6
set51280 | 1010060021 | SUPPORTING STRUCTURE FOR MOUNTING UNDERGROUND CABLE TERMINATOR,LIGHTNING ARRESTER COMPLETE WITH BOLD | 1
set51280 | 1010110103 | BOLT,MACHINE,M.12X50 MM., NUT,R.W.&S.W. | 24
set51280 | 1010110200 | BOLT,MACHINE M.16x130 mm. | 12
set51280 | 1010110205 | BOLT,MACHINE M.16x350 mm. | 6
set51280 | 1010110208 | BOLT,MACHINE M.16x500 mm. | 4
set51280 | 1010110209 | BOLT MACHINE M.16X600 MM. | 2
set51280 | 1010110300 | BOLT,MACHINE M.20X350 MM. | 6
set51280 | 1010120002 | BOLT,DOUBLE ARMING,M.16x500 mm. | 16
set51280 | 1010120004 | BOLT,DOUBLE ARMING,M.16x600 mm. | 4
set51280 | 1010150000 | BOLT,OVAL EYE M.16X150 MM. | 12
set51280 | 1010180100 | WASHER,PLAIN,SQUARE,LARGE 52x52x4.5 mm.HOLE DIA. 18 MM. TIS.258 | 64
set51280 | 1010180101 | WASHER,PLAIN,SQUARE,LARGE 62X62X6 MM.HOLE DIA.22 MM. TIS.258 | 12
set51280 | 1010180301 | WASHER,LOCK,SPRING,SIZE 16 mm.,GENERAL PURPOSE,TIS.259 | 12
set51280 | 1010180302 | WASHER,LOCK,SPRING,SIZE 20 MM.,GENERAL PURPOSE,TIS.259 | 6
set51280 | 1010200007 | BRACE,ANGLE STEEL 50x50x6 mm. 1,800 mm.WIDE 450 mm.DROP | 6
set51280 | 1010230016 | CLAMP,CABLE STRAP FOR UG 1X800 SQ.MM. | 12
set51280 | 1010230017 | CLAMP,CABLE STRAP (MADE OF WOOD) FOR UG CABLE 4X800 SQ.MM | 2
set51280 | 1020010007 | CONDUCTOR,AL,BARE 185 sq.mm.TIS.85 | 9
set51280 | 1020010009 | CONDUCTOR,AL,BARE,400 SQ.MM.TIS.85 | 65
set51280 | 1020150201 | CABLE TERMINATION KITS, FOR OUTDOOR, 115 KV. 1X800 SQ.MM. | 6
set51280 | 1020210109 | LINE GUARD,PREFORMED,AL 400MM. | 6
set51280 | 1020300103 | CONNECTOR,PARALLEL GROOVE,TRIPLE BOLT,AL,AL-ALLOY AND ACSR 70-185 SQ.MM. | 6
set51280 | 1020420106 | CABLE LUG,NEMA HOLE,COMPRESSION TYPE,AL 185 SQ.MM. | 3
set51280 | 1020420201 | CABLE LUG, NEMA HOLE, COMPRESSION TYPE, AL. 400 SQ.MM. | 6
set51280 | 1020450001 | PLATE,AL,1mm THICK,PAINT COMP,4 SCREWS | 6
set51280 | 1020500005 | CONNECTOR,T-TYPE,FOR CONDUCTOR MAIN 400 SQ.MM. TO CONDUCTOR TAP 185-240 SQ.MM. | 6
set51280 | 1020500100 | CONNECTOR,T-TYPE,COMPRESSION,FOR AL CONDUCTOR MAIN 400 SQ.MM. TO NEMA 4-HOLE PAD | 6
set51280 | 1020570106 | CLIMP,TOP TYPE DOUBLE CONDUCTOR, AL 400 SQ.MM.FOR HORIZONTAL MOUNTING POST TYPE INSULATOR 115 KV. | 3
set51280 | 1030010204 | INSULATOR, POST TYPE 115 KV. HORIZONTAL MOUNTING | 3
set51280 | 1040000201 | LIGHTNING ARRESTER 96 KV. 10 KA. | 3
set51280 | 1080050013 | CONDUIT,HDPE PN 6.3 SIZE 160 MM. TIS.982 | 32
set51281 | 1000120001 | CROSSARM,STEEL 100X50X3.2 MM.4,200 MM.LONG | 2
set51281 | 1010000100 | STEEL CHANNEL, 100x50x5 mm. 2,250 MM.LONG | 1
set51281 | 1010000304 | STEEL CHANNEL150X75X6.5 MM.2,500MM. | 2
set51281 | 1010030002 | PLATE,STEEL 6X100X450 MM. | 4
set51281 | 1010030102 | PLATE,STEEL DOUBLE ARMING 12X100X760 MM. | 2
set51281 | 1010050002 | ST. PIPE,SIZE 20, 150 MM.LONG W/O T.E. | 1
set51281 | 1010100003 | WIRE,STEEL STRANDED 35 SQ.MM.TIS.404 | 5
set51281 | 1010110201 | BOLT,MACHINE M.16x170 mm. | 5
set51281 | 1010110202 | BOLT,MACHINE M.16x200 mm. | 4
set51281 | 1010110204 | BOLT,MACHINE M.16x300 mm. | 3
set51281 | 1010110205 | BOLT,MACHINE M.16x350 mm. | 2
set51281 | 1010110300 | BOLT,MACHINE M.20X350 MM. | 1
set51281 | 1010110400 | BOLT,MACHINE, HEXAGON, M.16X75 MM. | 4
set51281 | 1010120000 | BOLT,DOUBLE ARMING,M.16x400 mm. | 4
set51281 | 1010150000 | BOLT,OVAL EYE M.16X150 MM. | 1
set51281 | 1010150100 | BOLT,OVAL M.20X350 MM. | 1
set51281 | 1010180002 | NET,EYE M.20 | 1
set51281 | 1010180100 | WASHER,PLAIN,SQUARE,LARGE 52x52x4.5 mm.HOLE DIA. 18 MM. TIS.258 | 32
set51281 | 1010180101 | WASHER,PLAIN,SQUARE,LARGE 62X62X6 MM.HOLE DIA.22 MM. TIS.258 | 2
set51281 | 1010180301 | WASHER,LOCK,SPRING,SIZE 16 mm.,GENERAL PURPOSE,TIS.259 | 5
set51281 | 1010180302 | WASHER,LOCK,SPRING,SIZE 20 MM.,GENERAL PURPOSE,TIS.259 | 2
set51281 | 1010200007 | BRACE,ANGLE STEEL 50x50x6 mm. 1,800 mm.WIDE 450 mm.DROP | 2
set51281 | 1010200008 | BRACE, ALLEY ARM 50X50X6 MM. 920 MM.LONG | 1
set51281 | 1010230003 | CLAMP,TRIPLE BOLTS FOR STEEL STRANDED WIRE 35 SQ.MM. | 1
set51281 | 1020240000 | SPACER,HELICAL ROD,PREFORMED,FOR AL.400 SQ.MM. | 4
set51282 | 1010110204 | BOLT,MACHINE M.16x300 mm. | 2
set51282 | 1010110207 | BOLT,MACHINE M.16x450 mm. | 7
set51282 | 1010110208 | BOLT,MACHINE M.16x500 mm. | 2
set51282 | 1010180100 | WASHER,PLAIN,SQUARE,LARGE 52x52x4.5 mm.HOLE DIA. 18 MM. TIS.258 | 11
set51282 | 1010220002 | ROD,GROUND,60x60x5 mm. 2 m.LONG | 1
set51282 | 1020000005 | COND.,CU,BARE 50 SQ.MM.TIS.64 | 10
set51282 | 1040060200 | SWITCH,AIR BREAK,TRIPLE POLE,115 KV.1,200 A.61 KA.HORIZONTAL OPENING | 1
set51282 | 1080040001 | CONDUIT,PVC,RIGID,DIA. 20x2500 mm.TIS.216 | 1
set51283 | 1010000100 | STEEL CHANNEL, 100x50x5 mm. 2,250 MM.LONG | 3
set51283 | 1010010004 | STEEL ANGLE,OVERHEAD GROUND WIRE BAYONET 65X65X6 MM. 2,500 MM.LONG | 1
set51283 | 1010030006 | PLATE,STEEL,FOR OVERHEAD GROUND WIRE BAYONET,ACCORDING TO DWG.NO.SA3-015/44004 | 1
set51283 | 1010100003 | WIRE,STEEL STRANDED 35 SQ.MM.TIS.404 | 3.5
set51283 | 1010110101 | BOLE,MACHINE M. 12X50 MM. | 1
set51283 | 1010110200 | BOLT,MACHINE M.16x130 mm. | 3
set51283 | 1010110204 | BOLT,MACHINE M.16x300 mm. | 4
set51283 | 1010110205 | BOLT,MACHINE M.16x350 mm. | 1
set51283 | 1010110206 | BOLT,MACHINE M.16x400 mm. | 1
set51283 | 1010110300 | BOLT,MACHINE M.20X350 MM. | 2
set51283 | 1010110301 | BOLT,MACHINE M.20x400 mm. | 1
set51283 | 1010150000 | BOLT,OVAL EYE M.16X150 MM. | 4
set51283 | 1010180100 | WASHER,PLAIN,SQUARE,LARGE 52x52x4.5 mm.HOLE DIA. 18 MM. TIS.258 | 42
set51283 | 1010180101 | WASHER,PLAIN,SQUARE,LARGE 62X62X6 MM.HOLE DIA.22 MM. TIS.258 | 36
set51283 | 1010180301 | WASHER,LOCK,SPRING,SIZE 16 mm.,GENERAL PURPOSE,TIS.259 | 18
set51283 | 1010200009 | BRACE,ALLEY ARM 50x50x6 MM. 1,000 MM.LONG | 3
set51283 | 1010230003 | CLAMP,TRIPLE BOLTS FOR STEEL STRANDED WIRE 35 SQ.MM. | 1
set51283 | 1010230203 | GROUND WIRE SUPPORT AND CLAMP,FOR BAYONET | 1
set51283 | 1020230001 | ARMOR-GRIP,PREFORMED,AL 400 SQ.MM. | 3
set51283 | 1030020100 | INSULATOR SUSPENSION COMPOSITE,FOR 115 KV.NOMINAL SECTION LENGHT 1,100-1,200 MM.TENSION , MIN 110 KN. | 3
set51283 | 1030140000 | CLEVIS-EYE | 6
set51283 | 1030140006 | SOCKET-CLEVIS,ANSI TYPE B | 3
set51283 | 1030140013 | SPACER,PLATE,FOR AL.400 SQ.MM. | 3
set51283 | 9090011007 | WELDING POWDER, ST. WIRE 50 SQ.MM. TO GD | 1
set51284 | 1010000100 | STEEL CHANNEL, 100x50x5 mm. 2,250 MM.LONG | 6
set51284 | 1010010004 | STEEL ANGLE,OVERHEAD GROUND WIRE BAYONET 65X65X6 MM. 2,500 MM.LONG | 1
set51284 | 1010030002 | PLATE,STEEL 6X100X450 MM. | 6
set51284 | 1010030006 | PLATE,STEEL,FOR OVERHEAD GROUND WIRE BAYONET,ACCORDING TO DWG.NO.SA3-015/44004 | 1
set51284 | 1010050000 | ST. PIPE,SIZE 20, 100 MM.LONG W/O T.E. | 3
set51284 | 1010100003 | WIRE,STEEL STRANDED 35 SQ.MM.TIS.404 | 3.5
set51284 | 1010110101 | BOLE,MACHINE M. 12X50 MM. | 1
set51284 | 1010110200 | BOLT,MACHINE M.16x130 mm. | 6
set51284 | 1010110201 | BOLT,MACHINE M.16x170 mm. | 6
set51284 | 1010110204 | BOLT,MACHINE M.16x300 mm. | 4
set51284 | 1010110205 | BOLT,MACHINE M.16x350 mm. | 1
set51284 | 1010110206 | BOLT,MACHINE M.16x400 mm. | 1
set51284 | 1010110300 | BOLT,MACHINE M.20X350 MM. | 2
set51284 | 1010110301 | BOLT,MACHINE M.20x400 mm. | 1
set51284 | 1010150000 | BOLT,OVAL EYE M.16X150 MM. | 3
set51284 | 1010180100 | WASHER,PLAIN,SQUARE,LARGE 52x52x4.5 mm.HOLE DIA. 18 MM. TIS.258 | 42
set51284 | 1010180101 | WASHER,PLAIN,SQUARE,LARGE 62X62X6 MM.HOLE DIA.22 MM. TIS.258 | 6
set51284 | 1010180301 | WASHER,LOCK,SPRING,SIZE 16 mm.,GENERAL PURPOSE,TIS.259 | 3
set51284 | 1010200009 | BRACE,ALLEY ARM 50x50x6 MM. 1,000 MM.LONG | 6
set51284 | 1010230003 | CLAMP,TRIPLE BOLTS FOR STEEL STRANDED WIRE 35 SQ.MM. | 1
set51284 | 1010230203 | GROUND WIRE SUPPORT AND CLAMP,FOR BAYONET | 1
set51284 | 1020230001 | ARMOR-GRIP,PREFORMED,AL 400 SQ.MM. | 3
set51284 | 1030020100 | INSULATOR SUSPENSION COMPOSITE,FOR 115 KV.NOMINAL SECTION LENGHT 1,100-1,200 MM.TENSION , MIN 110 KN. | 3
set51284 | 1030140000 | CLEVIS-EYE | 3
set51284 | 1030140006 | SOCKET-CLEVIS,ANSI TYPE B | 3
set51284 | 1030140013 | SPACER,PLATE,FOR AL.400 SQ.MM. | 3
set51284 | 9090011007 | WELDING POWDER, ST. WIRE 50 SQ.MM. TO GD | 1
set51285 | 1010000100 | STEEL CHANNEL, 100x50x5 mm. 2,250 MM.LONG | 6
set51285 | 1010010004 | STEEL ANGLE,OVERHEAD GROUND WIRE BAYONET 65X65X6 MM. 2,500 MM.LONG | 1
set51285 | 1010030002 | PLATE,STEEL 6X100X450 MM. | 12
set51285 | 1010030006 | PLATE,STEEL,FOR OVERHEAD GROUND WIRE BAYONET,ACCORDING TO DWG.NO.SA3-015/44004 | 1
set51285 | 1010050000 | ST. PIPE,SIZE 20, 100 MM.LONG W/O T.E. | 6
set51285 | 1010100003 | WIRE,STEEL STRANDED 35 SQ.MM.TIS.404 | 3.5
set51285 | 1010110101 | BOLE,MACHINE M. 12X50 MM. | 1
set51285 | 1010110200 | BOLT,MACHINE M.16x130 mm. | 6
set51285 | 1010110201 | BOLT,MACHINE M.16x170 mm. | 18
set51285 | 1010110204 | BOLT,MACHINE M.16x300 mm. | 4
set51285 | 1010110205 | BOLT,MACHINE M.16x350 mm. | 1
set51285 | 1010110206 | BOLT,MACHINE M.16x400 mm. | 1
set51285 | 1010110300 | BOLT,MACHINE M.20X350 MM. | 2
set51285 | 1010110301 | BOLT,MACHINE M.20x400 mm. | 1
set51285 | 1010180100 | WASHER,PLAIN,SQUARE,LARGE 52x52x4.5 mm.HOLE DIA. 18 MM. TIS.258 | 60
set51285 | 1010180101 | WASHER,PLAIN,SQUARE,LARGE 62X62X6 MM.HOLE DIA.22 MM. TIS.258 | 6
set51285 | 1010180301 | WASHER,LOCK,SPRING,SIZE 16 mm.,GENERAL PURPOSE,TIS.259 | 6
set51285 | 1010200009 | BRACE,ALLEY ARM 50x50x6 MM. 1,000 MM.LONG | 6
set51285 | 1010230003 | CLAMP,TRIPLE BOLTS FOR STEEL STRANDED WIRE 35 SQ.MM. | 1
set51285 | 1010230203 | GROUND WIRE SUPPORT AND CLAMP,FOR BAYONET | 1
set51285 | 1020230001 | ARMOR-GRIP,PREFORMED,AL 400 SQ.MM. | 3
set51285 | 1030020100 | INSULATOR SUSPENSION COMPOSITE,FOR 115 KV.NOMINAL SECTION LENGHT 1,100-1,200 MM.TENSION , MIN 110 KN. | 3
set51285 | 1030140000 | CLEVIS-EYE | 6
set51285 | 1030140006 | SOCKET-CLEVIS,ANSI TYPE B | 3
set51285 | 1030140012 | BRACKET,CORNER SUSPENSION | 3
set51285 | 1030140013 | SPACER,PLATE,FOR AL.400 SQ.MM. | 3
set51285 | 9090011007 | WELDING POWDER, ST. WIRE 50 SQ.MM. TO GD | 1
set51286 | 1010000100 | STEEL CHANNEL, 100x50x5 mm. 2,250 MM.LONG | 3
set51286 | 1010010005 | STEEL ANGLE,OVERHEAD GROUND WIRE CORNER BAYONET 65X65X6 MM. 2,500 MM.LONG | 1
set51286 | 1010030006 | PLATE,STEEL,FOR OVERHEAD GROUND WIRE BAYONET,ACCORDING TO DWG.NO.SA3-015/44004 | 1
set51286 | 1010100003 | WIRE,STEEL STRANDED 35 SQ.MM.TIS.404 | 3.5
set51286 | 1010110101 | BOLE,MACHINE M. 12X50 MM. | 1
set51286 | 1010110200 | BOLT,MACHINE M.16x130 mm. | 3
set51286 | 1010110204 | BOLT,MACHINE M.16x300 mm. | 4
set51286 | 1010110205 | BOLT,MACHINE M.16x350 mm. | 1
set51286 | 1010110206 | BOLT,MACHINE M.16x400 mm. | 1
set51286 | 1010110300 | BOLT,MACHINE M.20X350 MM. | 2
set51286 | 1010110301 | BOLT,MACHINE M.20x400 mm. | 1
set51286 | 1010150000 | BOLT,OVAL EYE M.16X150 MM. | 3
set51286 | 1010150100 | BOLT,OVAL M.20X350 MM. | 1
set51286 | 1010150101 | BOLT,OVAL M.20X450 MM. | 2
set51286 | 1010180002 | NET,EYE M.20 | 3
set51286 | 1010180100 | WASHER,PLAIN,SQUARE,LARGE 52x52x4.5 mm.HOLE DIA. 18 MM. TIS.258 | 24
set51286 | 1010180101 | WASHER,PLAIN,SQUARE,LARGE 62X62X6 MM.HOLE DIA.22 MM. TIS.258 | 12
set51286 | 1010180301 | WASHER,LOCK,SPRING,SIZE 16 mm.,GENERAL PURPOSE,TIS.259 | 3
set51286 | 1010200009 | BRACE,ALLEY ARM 50x50x6 MM. 1,000 MM.LONG | 3
set51286 | 1010230003 | CLAMP,TRIPLE BOLTS FOR STEEL STRANDED WIRE 35 SQ.MM. | 1
set51286 | 1010230203 | GROUND WIRE SUPPORT AND CLAMP,FOR BAYONET | 1
set51286 | 1020230001 | ARMOR-GRIP,PREFORMED,AL 400 SQ.MM. | 3
set51286 | 1020240000 | SPACER,HELICAL ROD,PREFORMED,FOR AL.400 SQ.MM. | 6
set51286 | 1020420302 | TERMINAL,COMPRESSION,15 DEGREE PAD,NEMA,4-HOLE,FOR AL. 400 SQ.MM. | 6
set51286 | 1020430001 | CLAMP DEAD END,COMPRESSION,SINGLE LUG,FOR AL.CONDUCTOR 400 SQ.MM. | 6
set51286 | 1030020100 | INSULATOR SUSPENSION COMPOSITE,FOR 115 KV.NOMINAL SECTION LENGHT 1,100-1,200 MM.TENSION , MIN 110 KN. | 3
set51286 | 1030020103 | INSULATOR SUSPENSION, COMPOSITE, FOR 115 KV. NOMINAL SECTION LENGHT 1,500-1,600 MM.TENSION ,MIN 220 KN. | 6
set51286 | 1030110103 | CLAMP,STRAIN,WITH CLAMPING KEEPER,FOR AL.CONDUCTOR 400 SQ.MM. | 6
set51286 | 1030140000 | CLEVIS-EYE | 6
set51286 | 1030140003 | SOCKET-EYE | 6
set51286 | 1030140005 | BALL-CLEVIS,ANSI TYPE B | 12
set51286 | 1030140006 | SOCKET-CLEVIS,ANSI TYPE B | 9
set51286 | 1030140007 | SOCKET-CLEVIS,ANSI TYPE K | 6
set51286 | 1030140013 | SPACER,PLATE,FOR AL.400 SQ.MM. | 9
set51286 | 9090011007 | WELDING POWDER, ST. WIRE 50 SQ.MM. TO GD | 1
set51287 | 1010000304 | STEEL CHANNEL150X75X6.5 MM.2,500MM. | 2
set51287 | 1010030002 | PLATE,STEEL 6X100X450 MM. | 4
set51287 | 1010030006 | PLATE,STEEL,FOR OVERHEAD GROUND WIRE BAYONET,ACCORDING TO DWG.NO.SA3-015/44004 | 1
set51287 | 1010050002 | ST. PIPE,SIZE 20, 150 MM.LONG W/O T.E. | 1
set51287 | 1010050010 | PIPE,STEEL,SIZE 20,TYPE 2, 250 mm LONG TIS.277 BUT WITHOUT THREADED END | 1
set51287 | 1010100003 | WIRE,STEEL STRANDED 35 SQ.MM.TIS.404 | 3.5
set51287 | 1010110101 | BOLE,MACHINE M. 12X50 MM. | 1
set51287 | 1010110202 | BOLT,MACHINE M.16x200 mm. | 4
set51287 | 1010110204 | BOLT,MACHINE M.16x300 mm. | 3
set51287 | 1010140001 | BOLT, ROUNG EYE M 16X200 MM. | 1
set51287 | 1010150100 | BOLT,OVAL M.20X350 MM. | 4
set51287 | 1010150101 | BOLT,OVAL M.20X450 MM. | 2
set51287 | 1010180100 | WASHER,PLAIN,SQUARE,LARGE 52x52x4.5 mm.HOLE DIA. 18 MM. TIS.258 | 18
set51287 | 1010180101 | WASHER,PLAIN,SQUARE,LARGE 62X62X6 MM.HOLE DIA.22 MM. TIS.258 | 12
set51287 | 1010180301 | WASHER,LOCK,SPRING,SIZE 16 mm.,GENERAL PURPOSE,TIS.259 | 2
set51287 | 1010180302 | WASHER,LOCK,SPRING,SIZE 20 MM.,GENERAL PURPOSE,TIS.259 | 6
set51287 | 1010210200 | BOLT,STRAND EYE,SINGLE M.16X350 MM. | 1
set51287 | 1010210304 | THIMBLE,GUY,FOR STEEL WIRE 50-95 sq.mm. | 1
set51287 | 1010230000 | CLAMP,SINGLE U-BOLT,M.8 (WIRE ROPE CLIP) | 1
set51287 | 1010230003 | CLAMP,TRIPLE BOLTS FOR STEEL STRANDED WIRE 35 SQ.MM. | 4
set51287 | 1020240000 | SPACER,HELICAL ROD,PREFORMED,FOR AL.400 SQ.MM. | 3
set51287 | 1020420302 | TERMINAL,COMPRESSION,15 DEGREE PAD,NEMA,4-HOLE,FOR AL. 400 SQ.MM. | 6
set51287 | 1020430101 | CLAMP,DEAD END,COMPRESSION,DOUBLE LUG,FOR AL.CONDUCTOR 400 SQ.MM. | 6
set51287 | 1030020103 | INSULATOR SUSPENSION, COMPOSITE, FOR 115 KV. NOMINAL SECTION LENGHT 1,500-1,600 MM.TENSION ,MIN 220 KN. | 6
set51287 | 1030110103 | CLAMP,STRAIN,WITH CLAMPING KEEPER,FOR AL.CONDUCTOR 400 SQ.MM. | 6
set51287 | 1030140003 | SOCKET-EYE | 6
set51287 | 1030140005 | BALL-CLEVIS,ANSI TYPE B | 12
set51287 | 1030140006 | SOCKET-CLEVIS,ANSI TYPE B | 6
set51287 | 1030140007 | SOCKET-CLEVIS,ANSI TYPE K | 6
set51287 | 1030140013 | SPACER,PLATE,FOR AL.400 SQ.MM. | 6
set51287 | 9090011007 | WELDING POWDER, ST. WIRE 50 SQ.MM. TO GD | 1
set51288 | 1010000100 | STEEL CHANNEL, 100x50x5 mm. 2,250 MM.LONG | 3
set51288 | 1010000304 | STEEL CHANNEL150X75X6.5 MM.2,500MM. | 2
set51288 | 1010030002 | PLATE,STEEL 6X100X450 MM. | 4
set51288 | 1010030006 | PLATE,STEEL,FOR OVERHEAD GROUND WIRE BAYONET,ACCORDING TO DWG.NO.SA3-015/44004 | 1
set51288 | 1010050002 | ST. PIPE,SIZE 20, 150 MM.LONG W/O T.E. | 1
set51288 | 1010050010 | PIPE,STEEL,SIZE 20,TYPE 2, 250 mm LONG TIS.277 BUT WITHOUT THREADED END | 1
set51288 | 1010100003 | WIRE,STEEL STRANDED 35 SQ.MM.TIS.404 | 3.5
set51288 | 1010110101 | BOLE,MACHINE M. 12X50 MM. | 1
set51288 | 1010110200 | BOLT,MACHINE M.16x130 mm. | 3
set51288 | 1010110202 | BOLT,MACHINE M.16x200 mm. | 4
set51288 | 1010110204 | BOLT,MACHINE M.16x300 mm. | 4
set51288 | 1010110205 | BOLT,MACHINE M.16x350 mm. | 1
set51288 | 1010110206 | BOLT,MACHINE M.16x400 mm. | 1
set51288 | 1010110300 | BOLT,MACHINE M.20X350 MM. | 2
set51288 | 1010110301 | BOLT,MACHINE M.20x400 mm. | 1
set51288 | 1010140001 | BOLT, ROUNG EYE M 16X200 MM. | 1
set51288 | 1010150000 | BOLT,OVAL EYE M.16X150 MM. | 3
set51288 | 1010150100 | BOLT,OVAL M.20X350 MM. | 2
set51288 | 1010150101 | BOLT,OVAL M.20X450 MM. | 4
set51288 | 1010180001 | NUT,EYE M.16 DIN 582 | 1
set51288 | 1010180002 | NET,EYE M.20 | 3
set51288 | 1010180100 | WASHER,PLAIN,SQUARE,LARGE 52x52x4.5 mm.HOLE DIA. 18 MM. TIS.258 | 36
set51288 | 1010180101 | WASHER,PLAIN,SQUARE,LARGE 62X62X6 MM.HOLE DIA.22 MM. TIS.258 | 18
set51288 | 1010180301 | WASHER,LOCK,SPRING,SIZE 16 mm.,GENERAL PURPOSE,TIS.259 | 4
set51288 | 1010180302 | WASHER,LOCK,SPRING,SIZE 20 MM.,GENERAL PURPOSE,TIS.259 | 3
set51288 | 1010200009 | BRACE,ALLEY ARM 50x50x6 MM. 1,000 MM.LONG | 3
set51288 | 1010210200 | BOLT,STRAND EYE,SINGLE M.16X350 MM. | 1
set51288 | 1010210304 | THIMBLE,GUY,FOR STEEL WIRE 50-95 sq.mm. | 2
set51288 | 1010230000 | CLAMP,SINGLE U-BOLT,M.8 (WIRE ROPE CLIP) | 1
set51288 | 1010230003 | CLAMP,TRIPLE BOLTS FOR STEEL STRANDED WIRE 35 SQ.MM. | 6
set51288 | 1020230001 | ARMOR-GRIP,PREFORMED,AL 400 SQ.MM. | 3
set51288 | 1020240000 | SPACER,HELICAL ROD,PREFORMED,FOR AL.400 SQ.MM. | 6
set51288 | 1020420302 | TERMINAL,COMPRESSION,15 DEGREE PAD,NEMA,4-HOLE,FOR AL. 400 SQ.MM. | 9
set51288 | 1020430001 | CLAMP DEAD END,COMPRESSION,SINGLE LUG,FOR AL.CONDUCTOR 400 SQ.MM. | 6
set51288 | 1020560201 | PAD COUPLER,AL-ALLOY,STRAIGHT-TYPE,FOR ONE TO TWO TERMINAL PAD, 4 HOLE NEMA | 1
set51288 | 1030020100 | INSULATOR SUSPENSION COMPOSITE,FOR 115 KV.NOMINAL SECTION LENGHT 1,100-1,200 MM.TENSION , MIN 110 KN. | 3
set51288 | 1030020101 | INSULATOR,SUSPENSION,COMPOSITE,FOR 115 KV.NOMINAL SELTION LENGHT 1,500-1,600 MM.TENSION LOAD,MIN 110 | 3
set51288 | 1030020103 | INSULATOR SUSPENSION, COMPOSITE, FOR 115 KV. NOMINAL SECTION LENGHT 1,500-1,600 MM.TENSION ,MIN 220 KN. | 6
set51288 | 1030110103 | CLAMP,STRAIN,WITH CLAMPING KEEPER,FOR AL.CONDUCTOR 400 SQ.MM. | 9
set51288 | 1030140000 | CLEVIS-EYE | 6
set51288 | 1030140003 | SOCKET-EYE | 9
set51288 | 1030140005 | BALL-CLEVIS,ANSI TYPE B | 12
set51288 | 1030140006 | SOCKET-CLEVIS,ANSI TYPE B | 9
set51288 | 1030140007 | SOCKET-CLEVIS,ANSI TYPE K | 6
set51288 | 1030140013 | SPACER,PLATE,FOR AL.400 SQ.MM. | 9
set51288 | 9090011007 | WELDING POWDER, ST. WIRE 50 SQ.MM. TO GD | 1
set51289 | 1010000100 | STEEL CHANNEL, 100x50x5 mm. 2,250 MM.LONG | 3
set51289 | 1010000304 | STEEL CHANNEL150X75X6.5 MM.2,500MM. | 2
set51289 | 1010030002 | PLATE,STEEL 6X100X450 MM. | 4
set51289 | 1010030006 | PLATE,STEEL,FOR OVERHEAD GROUND WIRE BAYONET,ACCORDING TO DWG.NO.SA3-015/44004 | 1
set51289 | 1010050002 | ST. PIPE,SIZE 20, 150 MM.LONG W/O T.E. | 1
set51289 | 1010050010 | PIPE,STEEL,SIZE 20,TYPE 2, 250 mm LONG TIS.277 BUT WITHOUT THREADED END | 1
set51289 | 1010100003 | WIRE,STEEL STRANDED 35 SQ.MM.TIS.404 | 3.5
set51289 | 1010110101 | BOLE,MACHINE M. 12X50 MM. | 1
set51289 | 1010110200 | BOLT,MACHINE M.16x130 mm. | 3
set51289 | 1010110202 | BOLT,MACHINE M.16x200 mm. | 4
set51289 | 1010110204 | BOLT,MACHINE M.16x300 mm. | 4
set51289 | 1010110205 | BOLT,MACHINE M.16x350 mm. | 1
set51289 | 1010110206 | BOLT,MACHINE M.16x400 mm. | 1
set51289 | 1010110300 | BOLT,MACHINE M.20X350 MM. | 2
set51289 | 1010110301 | BOLT,MACHINE M.20x400 mm. | 1
set51289 | 1010140001 | BOLT, ROUNG EYE M 16X200 MM. | 1
set51289 | 1010150000 | BOLT,OVAL EYE M.16X150 MM. | 3
set51289 | 1010150100 | BOLT,OVAL M.20X350 MM. | 2
set51289 | 1010150101 | BOLT,OVAL M.20X450 MM. | 4
set51289 | 1010180001 | NUT,EYE M.16 DIN 582 | 1
set51289 | 1010180002 | NET,EYE M.20 | 3
set51289 | 1010180100 | WASHER,PLAIN,SQUARE,LARGE 52x52x4.5 mm.HOLE DIA. 18 MM. TIS.258 | 36
set51289 | 1010180101 | WASHER,PLAIN,SQUARE,LARGE 62X62X6 MM.HOLE DIA.22 MM. TIS.258 | 18
set51289 | 1010180301 | WASHER,LOCK,SPRING,SIZE 16 mm.,GENERAL PURPOSE,TIS.259 | 4
set51289 | 1010180302 | WASHER,LOCK,SPRING,SIZE 20 MM.,GENERAL PURPOSE,TIS.259 | 3
set51289 | 1010200009 | BRACE,ALLEY ARM 50x50x6 MM. 1,000 MM.LONG | 3
set51289 | 1010210200 | BOLT,STRAND EYE,SINGLE M.16X350 MM. | 1
set51289 | 1010210304 | THIMBLE,GUY,FOR STEEL WIRE 50-95 sq.mm. | 2
set51289 | 1010230000 | CLAMP,SINGLE U-BOLT,M.8 (WIRE ROPE CLIP) | 1
set51289 | 1010230003 | CLAMP,TRIPLE BOLTS FOR STEEL STRANDED WIRE 35 SQ.MM. | 6
set51289 | 1020230001 | ARMOR-GRIP,PREFORMED,AL 400 SQ.MM. | 3
set51289 | 1020240000 | SPACER,HELICAL ROD,PREFORMED,FOR AL.400 SQ.MM. | 9
set51289 | 1020420302 | TERMINAL,COMPRESSION,15 DEGREE PAD,NEMA,4-HOLE,FOR AL. 400 SQ.MM. | 12
set51289 | 1020430001 | CLAMP DEAD END,COMPRESSION,SINGLE LUG,FOR AL.CONDUCTOR 400 SQ.MM. | 6
set51289 | 1030020100 | INSULATOR SUSPENSION COMPOSITE,FOR 115 KV.NOMINAL SECTION LENGHT 1,100-1,200 MM.TENSION , MIN 110 KN. | 3
set51289 | 1030020103 | INSULATOR SUSPENSION, COMPOSITE, FOR 115 KV. NOMINAL SECTION LENGHT 1,500-1,600 MM.TENSION ,MIN 220 KN. | 9
set51289 | 1030110103 | CLAMP,STRAIN,WITH CLAMPING KEEPER,FOR AL.CONDUCTOR 400 SQ.MM. | 12
set51289 | 1030140000 | CLEVIS-EYE | 6
set51289 | 1030140003 | SOCKET-EYE | 12
set51289 | 1030140005 | BALL-CLEVIS,ANSI TYPE B | 18
set51289 | 1030140006 | SOCKET-CLEVIS,ANSI TYPE B | 9
set51289 | 1030140007 | SOCKET-CLEVIS,ANSI TYPE K | 9
set51289 | 1030140013 | SPACER,PLATE,FOR AL.400 SQ.MM. | 12
set51289 | 9090011007 | WELDING POWDER, ST. WIRE 50 SQ.MM. TO GD | 1
set51290 | 1010000100 | STEEL CHANNEL, 100x50x5 mm. 2,250 MM.LONG | 1
set51290 | 1010000103 | STEEL CHANNEL,100X50X5 MM.4,200 MM.LONG | 1
set51290 | 1010110200 | BOLT,MACHINE M.16x130 mm. | 3
set51290 | 1010110204 | BOLT,MACHINE M.16x300 mm. | 1
set51290 | 1010110205 | BOLT,MACHINE M.16x350 mm. | 1
set51290 | 1010110300 | BOLT,MACHINE M.20X350 MM. | 2
set51290 | 1010150000 | BOLT,OVAL EYE M.16X150 MM. | 3
set51290 | 1010180100 | WASHER,PLAIN,SQUARE,LARGE 52x52x4.5 mm.HOLE DIA. 18 MM. TIS.258 | 16
set51290 | 1010180101 | WASHER,PLAIN,SQUARE,LARGE 62X62X6 MM.HOLE DIA.22 MM. TIS.258 | 4
set51290 | 1010180301 | WASHER,LOCK,SPRING,SIZE 16 mm.,GENERAL PURPOSE,TIS.259 | 3
set51290 | 1010200007 | BRACE,ANGLE STEEL 50x50x6 mm. 1,800 mm.WIDE 450 mm.DROP | 1
set51290 | 1010200009 | BRACE,ALLEY ARM 50x50x6 MM. 1,000 MM.LONG | 1
set51291 | 1010150100 | BOLT,OVAL M.20X350 MM. | 2
set51291 | 1010150101 | BOLT,OVAL M.20X450 MM. | 4
set51291 | 1010180101 | WASHER,PLAIN,SQUARE,LARGE 62X62X6 MM.HOLE DIA.22 MM. TIS.258 | 12
set51291 | 1010180302 | WASHER,LOCK,SPRING,SIZE 20 MM.,GENERAL PURPOSE,TIS.259 | 6
set51291 | 1020240000 | SPACER,HELICAL ROD,PREFORMED,FOR AL.400 SQ.MM. | 3
set51292 | 1010000100 | STEEL CHANNEL, 100x50x5 mm. 2,250 MM.LONG | 2
set51292 | 1010000103 | STEEL CHANNEL,100X50X5 MM.4,200 MM.LONG | 2
set51292 | 1010030002 | PLATE,STEEL 6X100X450 MM. | 6
set51292 | 1010050000 | ST. PIPE,SIZE 20, 100 MM.LONG W/O T.E. | 3
set51292 | 1010110200 | BOLT,MACHINE M.16x130 mm. | 6
set51292 | 1010110201 | BOLT,MACHINE M.16x170 mm. | 6
set51292 | 1010110204 | BOLT,MACHINE M.16x300 mm. | 1
set51292 | 1010110205 | BOLT,MACHINE M.16x350 mm. | 1
set51292 | 1010110300 | BOLT,MACHINE M.20X350 MM. | 2
set51292 | 1010150000 | BOLT,OVAL EYE M.16X150 MM. | 3
set51292 | 1010180100 | WASHER,PLAIN,SQUARE,LARGE 52x52x4.5 mm.HOLE DIA. 18 MM. TIS.258 | 34
set51292 | 1010180101 | WASHER,PLAIN,SQUARE,LARGE 62X62X6 MM.HOLE DIA.22 MM. TIS.258 | 4
set51292 | 1010180301 | WASHER,LOCK,SPRING,SIZE 16 mm.,GENERAL PURPOSE,TIS.259 | 3
set51292 | 1010200007 | BRACE,ANGLE STEEL 50x50x6 mm. 1,800 mm.WIDE 450 mm.DROP | 2
set51292 | 1010200009 | BRACE,ALLEY ARM 50x50x6 MM. 1,000 MM.LONG | 2
set51293 | 1000120002 | CROSSARM,STEEL ANGLE 150X150X12 MM.4,500 MM.LONG | 2
set51293 | 1000120004 | CROSSARM,CHANNEL STEEL,ALLEY ARM,150X75X9 MM.3,000 MM.LONG | 2
set51293 | 1010030002 | PLATE,STEEL 6X100X450 MM. | 2
set51293 | 1010030102 | PLATE,STEEL DOUBLE ARMING 12X100X760 MM. | 4
set51293 | 1010050002 | ST. PIPE,SIZE 20, 150 MM.LONG W/O T.E. | 1
set51293 | 1010050200 | TUBE, RECTANGULAR STEEL 100X50X3.2 MM., 100 MM.LONG | 4
set51293 | 1010110201 | BOLT,MACHINE M.16x170 mm. | 4
set51293 | 1010110203 | BOLT,MACHINE M.16x250 mm. | 4
set51293 | 1010110204 | BOLT,MACHINE M.16x300 mm. | 1
set51293 | 1010110205 | BOLT,MACHINE M.16x350 mm. | 1
set51293 | 1010110300 | BOLT,MACHINE M.20X350 MM. | 1
set51293 | 1010110400 | BOLT,MACHINE, HEXAGON, M.16X75 MM. | 4
set51293 | 1010120000 | BOLT,DOUBLE ARMING,M.16x400 mm. | 5
set51293 | 1010150000 | BOLT,OVAL EYE M.16X150 MM. | 2
set51293 | 1010150001 | BOLT,OVAL EYE M.16X200 MM. | 1
set51293 | 1010150100 | BOLT,OVAL M.20X350 MM. | 3
set51293 | 1010180002 | NET,EYE M.20 | 2
set51293 | 1010180100 | WASHER,PLAIN,SQUARE,LARGE 52x52x4.5 mm.HOLE DIA. 18 MM. TIS.258 | 44
set51293 | 1010180101 | WASHER,PLAIN,SQUARE,LARGE 62X62X6 MM.HOLE DIA.22 MM. TIS.258 | 8
set51293 | 1010180301 | WASHER,LOCK,SPRING,SIZE 16 mm.,GENERAL PURPOSE,TIS.259 | 7
set51293 | 1010180302 | WASHER,LOCK,SPRING,SIZE 20 MM.,GENERAL PURPOSE,TIS.259 | 2
set51293 | 1010200003 | BRACE,FLAT,FOR CROSSARM 50X10X1,950 MM. | 2
set51293 | 1010200007 | BRACE,ANGLE STEEL 50x50x6 mm. 1,800 mm.WIDE 450 mm.DROP | 2
set51293 | 1010210304 | THIMBLE,GUY,FOR STEEL WIRE 50-95 sq.mm. | 3
set51293 | 1020240000 | SPACER,HELICAL ROD,PREFORMED,FOR AL.400 SQ.MM. | 6
set51293 | 1030140011 | CLEVIS,THIMBLE,FOR PREFORMED DEAD-END | 1
set51294 | 1010000100 | STEEL CHANNEL, 100x50x5 mm. 2,250 MM.LONG | 1
set51294 | 1010000103 | STEEL CHANNEL,100X50X5 MM.4,200 MM.LONG | 1
set51294 | 1010110200 | BOLT,MACHINE M.16x130 mm. | 3
set51294 | 1010110204 | BOLT,MACHINE M.16x300 mm. | 1
set51294 | 1010110205 | BOLT,MACHINE M.16x350 mm. | 1
set51294 | 1010110300 | BOLT,MACHINE M.20X350 MM. | 2
set51294 | 1010150000 | BOLT,OVAL EYE M.16X150 MM. | 3
set51294 | 1010180100 | WASHER,PLAIN,SQUARE,LARGE 52x52x4.5 mm.HOLE DIA. 18 MM. TIS.258 | 16
set51294 | 1010180101 | WASHER,PLAIN,SQUARE,LARGE 62X62X6 MM.HOLE DIA.22 MM. TIS.258 | 4
set51294 | 1010180301 | WASHER,LOCK,SPRING,SIZE 16 mm.,GENERAL PURPOSE,TIS.259 | 3
set51294 | 1010200007 | BRACE,ANGLE STEEL 50x50x6 mm. 1,800 mm.WIDE 450 mm.DROP | 1
set51294 | 1010200009 | BRACE,ALLEY ARM 50x50x6 MM. 1,000 MM.LONG | 1
set51295 | 1010000100 | STEEL CHANNEL, 100x50x5 mm. 2,250 MM.LONG | 2
set51295 | 1010000103 | STEEL CHANNEL,100X50X5 MM.4,200 MM.LONG | 2
set51295 | 1010030002 | PLATE,STEEL 6X100X450 MM. | 12
set51295 | 1010050000 | ST. PIPE,SIZE 20, 100 MM.LONG W/O T.E. | 6
set51295 | 1010110200 | BOLT,MACHINE M.16x130 mm. | 6
set51295 | 1010110201 | BOLT,MACHINE M.16x170 mm. | 18
set51295 | 1010110204 | BOLT,MACHINE M.16x300 mm. | 1
set51295 | 1010110205 | BOLT,MACHINE M.16x350 mm. | 1
set51295 | 1010110300 | BOLT,MACHINE M.20X350 MM. | 2
set51295 | 1010180100 | WASHER,PLAIN,SQUARE,LARGE 52x52x4.5 mm.HOLE DIA. 18 MM. TIS.258 | 52
set51295 | 1010180101 | WASHER,PLAIN,SQUARE,LARGE 62X62X6 MM.HOLE DIA.22 MM. TIS.258 | 4
set51295 | 1010180301 | WASHER,LOCK,SPRING,SIZE 16 mm.,GENERAL PURPOSE,TIS.259 | 6
set51295 | 1010200007 | BRACE,ANGLE STEEL 50x50x6 mm. 1,800 mm.WIDE 450 mm.DROP | 2
set51295 | 1010200009 | BRACE,ALLEY ARM 50x50x6 MM. 1,000 MM.LONG | 2
set51295 | 1030140012 | BRACKET,CORNER SUSPENSION | 3
set51296 | 1010000100 | STEEL CHANNEL, 100x50x5 mm. 2,250 MM.LONG | 1
set51296 | 1010000103 | STEEL CHANNEL,100X50X5 MM.4,200 MM.LONG | 1
set51296 | 1010110200 | BOLT,MACHINE M.16x130 mm. | 3
set51296 | 1010110204 | BOLT,MACHINE M.16x300 mm. | 1
set51296 | 1010110205 | BOLT,MACHINE M.16x350 mm. | 1
set51296 | 1010110300 | BOLT,MACHINE M.20X350 MM. | 2
set51296 | 1010150000 | BOLT,OVAL EYE M.16X150 MM. | 3
set51296 | 1010150100 | BOLT,OVAL M.20X350 MM. | 3
set51296 | 1010180002 | NET,EYE M.20 | 3
set51296 | 1010180100 | WASHER,PLAIN,SQUARE,LARGE 52x52x4.5 mm.HOLE DIA. 18 MM. TIS.258 | 16
set51296 | 1010180101 | WASHER,PLAIN,SQUARE,LARGE 62X62X6 MM.HOLE DIA.22 MM. TIS.258 | 10
set51296 | 1010180301 | WASHER,LOCK,SPRING,SIZE 16 mm.,GENERAL PURPOSE,TIS.259 | 3
set51296 | 1010180302 | WASHER,LOCK,SPRING,SIZE 20 MM.,GENERAL PURPOSE,TIS.259 | 3
set51296 | 1010200007 | BRACE,ANGLE STEEL 50x50x6 mm. 1,800 mm.WIDE 450 mm.DROP | 1
set51296 | 1010200009 | BRACE,ALLEY ARM 50x50x6 MM. 1,000 MM.LONG | 1
set51296 | 1020240000 | SPACER,HELICAL ROD,PREFORMED,FOR AL.400 SQ.MM. | 6
set52211 | 1000120001 | CROSSARM,STEEL 100X50X3.2 MM.4,200 MM.LONG | 3
set52211 | 1010010004 | STEEL ANGLE,OVERHEAD GROUND WIRE BAYONET 65X65X6 MM. 2,500 MM.LONG | 1
set52211 | 1010100003 | WIRE,STEEL STRANDED 35 SQ.MM.TIS.404 | 2.5
set52211 | 1010110200 | BOLT,MACHINE M.16x130 mm. | 6
set52211 | 1010110205 | BOLT,MACHINE M.16x350 mm. | 5
set52211 | 1010110301 | BOLT,MACHINE M.20x400 mm. | 3
set52211 | 1010150000 | BOLT,OVAL EYE M.16X150 MM. | 6
set52211 | 1010180100 | WASHER,PLAIN,SQUARE,LARGE 52x52x4.5 mm.HOLE DIA. 18 MM. TIS.258 | 23
set52211 | 1010180101 | WASHER,PLAIN,SQUARE,LARGE 62X62X6 MM.HOLE DIA.22 MM. TIS.258 | 6
set52211 | 1010180301 | WASHER,LOCK,SPRING,SIZE 16 mm.,GENERAL PURPOSE,TIS.259 | 6
set52211 | 1010200007 | BRACE,ANGLE STEEL 50x50x6 mm. 1,800 mm.WIDE 450 mm.DROP | 3
set52211 | 1010230003 | CLAMP,TRIPLE BOLTS FOR STEEL STRANDED WIRE 35 SQ.MM. | 1
set52211 | 1010230203 | GROUND WIRE SUPPORT AND CLAMP,FOR BAYONET | 1
set52211 | 1020230001 | ARMOR-GRIP,PREFORMED,AL 400 SQ.MM. | 12
set52211 | 1030020001 | INSULATOR,SUSPENSION,TYPE C (CLASS 52-3) TIS.354 | 42
set52211 | 1030140000 | CLEVIS-EYE | 12
set52211 | 1030140004 | Y-CLEVIS-BALL | 6
set52211 | 1030140006 | SOCKET-CLEVIS,ANSI TYPE B | 6
set52211 | 1030140013 | SPACER,PLATE,FOR AL.400 SQ.MM. | 6
set52213 | 1000120001 | CROSSARM,STEEL 100X50X3.2 MM.4,200 MM.LONG | 6
set52213 | 1010010004 | STEEL ANGLE,OVERHEAD GROUND WIRE BAYONET 65X65X6 MM. 2,500 MM.LONG | 1
set52213 | 1010030002 | PLATE,STEEL 6X100X450 MM. | 12
set52213 | 1010050000 | ST. PIPE,SIZE 20, 100 MM.LONG W/O T.E. | 6
set52213 | 1010100003 | WIRE,STEEL STRANDED 35 SQ.MM.TIS.404 | 2.5
set52213 | 1010110200 | BOLT,MACHINE M.16x130 mm. | 12
set52213 | 1010110201 | BOLT,MACHINE M.16x170 mm. | 12
set52213 | 1010110205 | BOLT,MACHINE M.16x350 mm. | 5
set52213 | 1010110302 | BOLT,MACHINE M.20X450 MM. | 3
set52213 | 1010150000 | BOLT,OVAL EYE M.16X150 MM. | 6
set52213 | 1010180100 | WASHER,PLAIN,SQUARE,LARGE 52x52x4.5 mm.HOLE DIA. 18 MM. TIS.258 | 50
set52213 | 1010180101 | WASHER,PLAIN,SQUARE,LARGE 62X62X6 MM.HOLE DIA.22 MM. TIS.258 | 6
set52213 | 1010180301 | WASHER,LOCK,SPRING,SIZE 16 mm.,GENERAL PURPOSE,TIS.259 | 6
set52213 | 1010200007 | BRACE,ANGLE STEEL 50x50x6 mm. 1,800 mm.WIDE 450 mm.DROP | 6
set52213 | 1010230003 | CLAMP,TRIPLE BOLTS FOR STEEL STRANDED WIRE 35 SQ.MM. | 1
set52213 | 1010230203 | GROUND WIRE SUPPORT AND CLAMP,FOR BAYONET | 1
set52213 | 1020220109 | ARMOR ROD,PREFORMED,FOR AL.OR AL-ALLOY CONDUCTOR 400 SQ.MM. | 12
set52213 | 1030020001 | INSULATOR,SUSPENSION,TYPE C (CLASS 52-3) TIS.354 | 42
set52213 | 1030120002 | CLAMP,SUSPENSION,FOR AL 400 SQ.MM. | 12
set52213 | 1030140000 | CLEVIS-EYE | 12
set52213 | 1030140002 | BALL-HOOK | 6
set52213 | 1030140006 | SOCKET-CLEVIS,ANSI TYPE B | 6
set52213 | 1030140013 | SPACER,PLATE,FOR AL.400 SQ.MM. | 6
set52215 | 1010000103 | STEEL CHANNEL,100X50X5 MM.4,200 MM.LONG | 3
set52215 | 1010010004 | STEEL ANGLE,OVERHEAD GROUND WIRE BAYONET 65X65X6 MM. 2,500 MM.LONG | 1
set52215 | 1010100003 | WIRE,STEEL STRANDED 35 SQ.MM.TIS.404 | 2.5
set52215 | 1010110200 | BOLT,MACHINE M.16x130 mm. | 6
set52215 | 1010110204 | BOLT,MACHINE M.16x300 mm. | 2
set52215 | 1010110205 | BOLT,MACHINE M.16x350 mm. | 3
set52215 | 1010110300 | BOLT,MACHINE M.20X350 MM. | 3
set52215 | 1010150000 | BOLT,OVAL EYE M.16X150 MM. | 6
set52215 | 1010180100 | WASHER,PLAIN,SQUARE,LARGE 52x52x4.5 mm.HOLE DIA. 18 MM. TIS.258 | 23
set52215 | 1010180101 | WASHER,PLAIN,SQUARE,LARGE 62X62X6 MM.HOLE DIA.22 MM. TIS.258 | 6
set52215 | 1010180301 | WASHER,LOCK,SPRING,SIZE 16 mm.,GENERAL PURPOSE,TIS.259 | 6
set52215 | 1010200007 | BRACE,ANGLE STEEL 50x50x6 mm. 1,800 mm.WIDE 450 mm.DROP | 3
set52215 | 1010230003 | CLAMP,TRIPLE BOLTS FOR STEEL STRANDED WIRE 35 SQ.MM. | 1
set52215 | 1010230203 | GROUND WIRE SUPPORT AND CLAMP,FOR BAYONET | 1
set52215 | 1020230001 | ARMOR-GRIP,PREFORMED,AL 400 SQ.MM. | 12
set52215 | 1030020001 | INSULATOR,SUSPENSION,TYPE C (CLASS 52-3) TIS.354 | 42
set52215 | 1030140000 | CLEVIS-EYE | 12
set52215 | 1030140004 | Y-CLEVIS-BALL | 6
set52215 | 1030140006 | SOCKET-CLEVIS,ANSI TYPE B | 6
set52215 | 1030140013 | SPACER,PLATE,FOR AL.400 SQ.MM. | 6
set52217 | 1000120001 | CROSSARM,STEEL 100X50X3.2 MM.4,200 MM.LONG | 6
set52217 | 1010010005 | STEEL ANGLE,OVERHEAD GROUND WIRE CORNER BAYONET 65X65X6 MM. 2,500 MM.LONG | 1
set52217 | 1010030002 | PLATE,STEEL 6X100X450 MM. | 24
set52217 | 1010050000 | ST. PIPE,SIZE 20, 100 MM.LONG W/O T.E. | 12
set52217 | 1010100003 | WIRE,STEEL STRANDED 35 SQ.MM.TIS.404 | 2.5
set52217 | 1010110201 | BOLT,MACHINE M.16x170 mm. | 48
set52217 | 1010110205 | BOLT,MACHINE M.16x350 mm. | 6
set52217 | 1010110302 | BOLT,MACHINE M.20X450 MM. | 3
set52217 | 1010180100 | WASHER,PLAIN,SQUARE,LARGE 52x52x4.5 mm.HOLE DIA. 18 MM. TIS.258 | 84
set52217 | 1010180101 | WASHER,PLAIN,SQUARE,LARGE 62X62X6 MM.HOLE DIA.22 MM. TIS.258 | 6
set52217 | 1010180301 | WASHER,LOCK,SPRING,SIZE 16 mm.,GENERAL PURPOSE,TIS.259 | 12
set52217 | 1010200007 | BRACE,ANGLE STEEL 50x50x6 mm. 1,800 mm.WIDE 450 mm.DROP | 6
set52217 | 1010230003 | CLAMP,TRIPLE BOLTS FOR STEEL STRANDED WIRE 35 SQ.MM. | 1
set52217 | 1010230203 | GROUND WIRE SUPPORT AND CLAMP,FOR BAYONET | 1
set52217 | 1020230001 | ARMOR-GRIP,PREFORMED,AL 400 SQ.MM. | 12
set52217 | 1030020001 | INSULATOR,SUSPENSION,TYPE C (CLASS 52-3) TIS.354 | 42
set52217 | 1030140000 | CLEVIS-EYE | 12
set52217 | 1030140004 | Y-CLEVIS-BALL | 6
set52217 | 1030140006 | SOCKET-CLEVIS,ANSI TYPE B | 18
set52217 | 1030140012 | BRACKET,CORNER SUSPENSION | 6
set52217 | 1030140013 | SPACER,PLATE,FOR AL.400 SQ.MM. | 6
set52218 | 1010000103 | STEEL CHANNEL,100X50X5 MM.4,200 MM.LONG | 6
set52218 | 1010010005 | STEEL ANGLE,OVERHEAD GROUND WIRE CORNER BAYONET 65X65X6 MM. 2,500 MM.LONG | 1
set52218 | 1010030002 | PLATE,STEEL 6X100X450 MM. | 24
set52218 | 1010050000 | ST. PIPE,SIZE 20, 100 MM.LONG W/O T.E. | 12
set52218 | 1010100003 | WIRE,STEEL STRANDED 35 SQ.MM.TIS.404 | 2.5
set52218 | 1010110200 | BOLT,MACHINE M.16x130 mm. | 12
set52218 | 1010110201 | BOLT,MACHINE M.16x170 mm. | 36
set52218 | 1010110204 | BOLT,MACHINE M.16x300 mm. | 3
set52218 | 1010110205 | BOLT,MACHINE M.16x350 mm. | 3
set52218 | 1010110300 | BOLT,MACHINE M.20X350 MM. | 3
set52218 | 1010180100 | WASHER,PLAIN,SQUARE,LARGE 52x52x4.5 mm.HOLE DIA. 18 MM. TIS.258 | 87
set52218 | 1010180101 | WASHER,PLAIN,SQUARE,LARGE 62X62X6 MM.HOLE DIA.22 MM. TIS.258 | 6
set52218 | 1010180301 | WASHER,LOCK,SPRING,SIZE 16 mm.,GENERAL PURPOSE,TIS.259 | 12
set52218 | 1010200007 | BRACE,ANGLE STEEL 50x50x6 mm. 1,800 mm.WIDE 450 mm.DROP | 6
set52218 | 1010230003 | CLAMP,TRIPLE BOLTS FOR STEEL STRANDED WIRE 35 SQ.MM. | 1
set52218 | 1010230203 | GROUND WIRE SUPPORT AND CLAMP,FOR BAYONET | 1
set52218 | 1020230001 | ARMOR-GRIP,PREFORMED,AL 400 SQ.MM. | 12
set52218 | 1030020001 | INSULATOR,SUSPENSION,TYPE C (CLASS 52-3) TIS.354 | 42
set52218 | 1030140000 | CLEVIS-EYE | 12
set52218 | 1030140004 | Y-CLEVIS-BALL | 6
set52218 | 1030140006 | SOCKET-CLEVIS,ANSI TYPE B | 6
set52218 | 1030140012 | BRACKET,CORNER SUSPENSION | 6
set52218 | 1030140013 | SPACER,PLATE,FOR AL.400 SQ.MM. | 6
set52222 | 1000120002 | CROSSARM,STEEL ANGLE 150X150X12 MM.4,500 MM.LONG | 6
set52222 | 1010030102 | PLATE,STEEL DOUBLE ARMING 12X100X760 MM. | 6
set52222 | 1010110201 | BOLT,MACHINE M.16x170 mm. | 12
set52222 | 1010110205 | BOLT,MACHINE M.16x350 mm. | 3
set52222 | 1010110400 | BOLT,MACHINE, HEXAGON, M.16X75 MM. | 12
set52222 | 1010120000 | BOLT,DOUBLE ARMING,M.16x400 mm. | 12
set52222 | 1010150000 | BOLT,OVAL EYE M.16X150 MM. | 6
set52222 | 1010150002 | Bolt, Oval eye m.16x350 mm. | 1
set52222 | 1010150100 | BOLT,OVAL M.20X350 MM. | 2
set52222 | 1010150101 | BOLT,OVAL M.20X450 MM. | 1
set52222 | 1010180001 | NUT,EYE M.16 DIN 582 | 1
set52222 | 1010180003 | NUT,EYE,THIMBLE M.16 | 1
set52222 | 1010180100 | WASHER,PLAIN,SQUARE,LARGE 52x52x4.5 mm.HOLE DIA. 18 MM. TIS.258 | 68
set52222 | 1010180101 | WASHER,PLAIN,SQUARE,LARGE 62X62X6 MM.HOLE DIA.22 MM. TIS.258 | 6
set52222 | 1010180301 | WASHER,LOCK,SPRING,SIZE 16 mm.,GENERAL PURPOSE,TIS.259 | 15
set52222 | 1010180302 | WASHER,LOCK,SPRING,SIZE 20 MM.,GENERAL PURPOSE,TIS.259 | 3
set52222 | 1010200007 | BRACE,ANGLE STEEL 50x50x6 mm. 1,800 mm.WIDE 450 mm.DROP | 6
set52222 | 1010210200 | BOLT,STRAND EYE,SINGLE M.16X350 MM. | 1
set52222 | 1010210304 | THIMBLE,GUY,FOR STEEL WIRE 50-95 sq.mm. | 2
set52222 | 1010230003 | CLAMP,TRIPLE BOLTS FOR STEEL STRANDED WIRE 35 SQ.MM. | 4
set52222 | 1020230001 | ARMOR-GRIP,PREFORMED,AL 400 SQ.MM. | 12
set52222 | 1020240000 | SPACER,HELICAL ROD,PREFORMED,FOR AL.400 SQ.MM. | 6
set52222 | 1020420302 | TERMINAL,COMPRESSION,15 DEGREE PAD,NEMA,4-HOLE,FOR AL. 400 SQ.MM. | 6
set52222 | 1020430001 | CLAMP DEAD END,COMPRESSION,SINGLE LUG,FOR AL.CONDUCTOR 400 SQ.MM. | 6
set52222 | 1030020001 | INSULATOR,SUSPENSION,TYPE C (CLASS 52-3) TIS.354 | 42
set52222 | 1030020003 | INSULATOR,SUSPENSION,TYPE E (CLASS 52-8)TIS.354 | 60
set52222 | 1030110103 | CLAMP,STRAIN,WITH CLAMPING KEEPER,FOR AL.CONDUCTOR 400 SQ.MM. | 6
set52222 | 1030140001 | BALL-CLEVIS,ANSI TYPE K | 6
set52222 | 1030140003 | SOCKET-EYE | 6
set52222 | 1030140004 | Y-CLEVIS-BALL | 6
set52222 | 1030140005 | BALL-CLEVIS,ANSI TYPE B | 12
set52222 | 1030140006 | SOCKET-CLEVIS,ANSI TYPE B | 12
set52222 | 1030140007 | SOCKET-CLEVIS,ANSI TYPE K | 6
set52222 | 1030140011 | CLEVIS,THIMBLE,FOR PREFORMED DEAD-END | 3
set52222 | 1030140013 | SPACER,PLATE,FOR AL.400 SQ.MM. | 12
set52226 | 1000120003 | CROSSARM ST. 150X150X12 MM. 5 M.LONG | 6
set52226 | 1010030002 | PLATE,STEEL 6X100X450 MM. | 9
set52226 | 1010030004 | PLATE,STEEL 6X100X750 MM. | 18
set52226 | 1010030100 | PLATE,STEEL DOUBLE ARMING 12X100X650 MM. | 6
set52226 | 1010110400 | BOLT,MACHINE, HEXAGON, M.16X75 MM. | 48
set52226 | 1010150000 | BOLT,OVAL EYE M.16X150 MM. | 6
set52226 | 1010150100 | BOLT,OVAL M.20X350 MM. | 4
set52226 | 1010150101 | BOLT,OVAL M.20X450 MM. | 2
set52226 | 1010180003 | NUT,EYE,THIMBLE M.16 | 1
set52226 | 1010180100 | WASHER,PLAIN,SQUARE,LARGE 52x52x4.5 mm.HOLE DIA. 18 MM. TIS.258 | 14
set52226 | 1010180101 | WASHER,PLAIN,SQUARE,LARGE 62X62X6 MM.HOLE DIA.22 MM. TIS.258 | 12
set52226 | 1010180301 | WASHER,LOCK,SPRING,SIZE 16 mm.,GENERAL PURPOSE,TIS.259 | 54
set52226 | 1010180302 | WASHER,LOCK,SPRING,SIZE 20 MM.,GENERAL PURPOSE,TIS.259 | 6
set52226 | 1010210200 | BOLT,STRAND EYE,SINGLE M.16X350 MM. | 1
set52226 | 1010230003 | CLAMP,TRIPLE BOLTS FOR STEEL STRANDED WIRE 35 SQ.MM. | 4
set52226 | 1020230001 | ARMOR-GRIP,PREFORMED,AL 400 SQ.MM. | 12
set52226 | 1020240000 | SPACER,HELICAL ROD,PREFORMED,FOR AL.400 SQ.MM. | 12
set52226 | 1020420302 | TERMINAL,COMPRESSION,15 DEGREE PAD,NEMA,4-HOLE,FOR AL. 400 SQ.MM. | 12
set52226 | 1020430001 | CLAMP DEAD END,COMPRESSION,SINGLE LUG,FOR AL.CONDUCTOR 400 SQ.MM. | 12
set52226 | 1030020001 | INSULATOR,SUSPENSION,TYPE C (CLASS 52-3) TIS.354 | 42
set52226 | 1030020003 | INSULATOR,SUSPENSION,TYPE E (CLASS 52-8)TIS.354 | 120
set52226 | 1030110103 | CLAMP,STRAIN,WITH CLAMPING KEEPER,FOR AL.CONDUCTOR 400 SQ.MM. | 12
set52226 | 1030140000 | CLEVIS-EYE | 12
set52226 | 1030140001 | BALL-CLEVIS,ANSI TYPE K | 12
set52226 | 1030140003 | SOCKET-EYE | 12
set52226 | 1030140004 | Y-CLEVIS-BALL | 12
set52226 | 1030140005 | BALL-CLEVIS,ANSI TYPE B | 24
set52226 | 1030140006 | SOCKET-CLEVIS,ANSI TYPE B | 18
set52226 | 1030140007 | SOCKET-CLEVIS,ANSI TYPE K | 12
set52226 | 1030140013 | SPACER,PLATE,FOR AL.400 SQ.MM. | 18
set52227 | 1000120002 | CROSSARM,STEEL ANGLE 150X150X12 MM.4,500 MM.LONG | 6
set52227 | 1010030102 | PLATE,STEEL DOUBLE ARMING 12X100X760 MM. | 6
set52227 | 1010050200 | TUBE, RECTANGULAR STEEL 100X50X3.2 MM., 100 MM.LONG | 12
set52227 | 1010110201 | BOLT,MACHINE M.16x170 mm. | 12
set52227 | 1010110205 | BOLT,MACHINE M.16x350 mm. | 3
set52227 | 1010110301 | BOLT,MACHINE M.20x400 mm. | 3
set52227 | 1010110400 | BOLT,MACHINE, HEXAGON, M.16X75 MM. | 12
set52227 | 1010120000 | BOLT,DOUBLE ARMING,M.16x400 mm. | 12
set52227 | 1010180003 | NUT,EYE,THIMBLE M.16 | 1
set52227 | 1010180100 | WASHER,PLAIN,SQUARE,LARGE 52x52x4.5 mm.HOLE DIA. 18 MM. TIS.258 | 62
set52227 | 1010180101 | WASHER,PLAIN,SQUARE,LARGE 62X62X6 MM.HOLE DIA.22 MM. TIS.258 | 6
set52227 | 1010180301 | WASHER,LOCK,SPRING,SIZE 16 mm.,GENERAL PURPOSE,TIS.259 | 12
set52227 | 1010200007 | BRACE,ANGLE STEEL 50x50x6 mm. 1,800 mm.WIDE 450 mm.DROP | 6
set52227 | 1010210200 | BOLT,STRAND EYE,SINGLE M.16X350 MM. | 1
set52227 | 1010230003 | CLAMP,TRIPLE BOLTS FOR STEEL STRANDED WIRE 35 SQ.MM. | 4
set52227 | 1020240000 | SPACER,HELICAL ROD,PREFORMED,FOR AL.400 SQ.MM. | 6
set52227 | 1020420302 | TERMINAL,COMPRESSION,15 DEGREE PAD,NEMA,4-HOLE,FOR AL. 400 SQ.MM. | 12
set52227 | 1030020003 | INSULATOR,SUSPENSION,TYPE E (CLASS 52-8)TIS.354 | 120
set52227 | 1030110103 | CLAMP,STRAIN,WITH CLAMPING KEEPER,FOR AL.CONDUCTOR 400 SQ.MM. | 12
set52227 | 1030140001 | BALL-CLEVIS,ANSI TYPE K | 12
set52227 | 1030140003 | SOCKET-EYE | 12
set52227 | 1030140005 | BALL-CLEVIS,ANSI TYPE B | 24
set52227 | 1030140006 | SOCKET-CLEVIS,ANSI TYPE B | 12
set52227 | 1030140007 | SOCKET-CLEVIS,ANSI TYPE K | 12
set52227 | 1030140013 | SPACER,PLATE,FOR AL.400 SQ.MM. | 12
set52228 | 1000120002 | CROSSARM,STEEL ANGLE 150X150X12 MM.4,500 MM.LONG | 6
set52228 | 1010030102 | PLATE,STEEL DOUBLE ARMING 12X100X760 MM. | 6
set52228 | 1010110201 | BOLT,MACHINE M.16x170 mm. | 12
set52228 | 1010110205 | BOLT,MACHINE M.16x350 mm. | 3
set52228 | 1010110301 | BOLT,MACHINE M.20x400 mm. | 3
set52228 | 1010110400 | BOLT,MACHINE, HEXAGON, M.16X75 MM. | 12
set52228 | 1010120000 | BOLT,DOUBLE ARMING,M.16x400 mm. | 12
set52228 | 1010150002 | Bolt, Oval eye m.16x350 mm. | 1
set52228 | 1010180001 | NUT,EYE M.16 DIN 582 | 1
set52228 | 1010180003 | NUT,EYE,THIMBLE M.16 | 1
set52228 | 1010180100 | WASHER,PLAIN,SQUARE,LARGE 52x52x4.5 mm.HOLE DIA. 18 MM. TIS.258 | 62
set52228 | 1010180101 | WASHER,PLAIN,SQUARE,LARGE 62X62X6 MM.HOLE DIA.22 MM. TIS.258 | 6
set52228 | 1010180301 | WASHER,LOCK,SPRING,SIZE 16 mm.,GENERAL PURPOSE,TIS.259 | 12
set52228 | 1010200007 | BRACE,ANGLE STEEL 50x50x6 mm. 1,800 mm.WIDE 450 mm.DROP | 6
set52228 | 1010210200 | BOLT,STRAND EYE,SINGLE M.16X350 MM. | 1
set52228 | 1010230003 | CLAMP,TRIPLE BOLTS FOR STEEL STRANDED WIRE 35 SQ.MM. | 4
set52228 | 1030020003 | INSULATOR,SUSPENSION,TYPE E (CLASS 52-8)TIS.354 | 60
set52228 | 1030110103 | CLAMP,STRAIN,WITH CLAMPING KEEPER,FOR AL.CONDUCTOR 400 SQ.MM. | 12
set52228 | 1030140001 | BALL-CLEVIS,ANSI TYPE K | 6
set52228 | 1030140003 | SOCKET-EYE | 12
set52228 | 1030140005 | BALL-CLEVIS,ANSI TYPE B | 12
set52228 | 1030140007 | SOCKET-CLEVIS,ANSI TYPE K | 6
set52228 | 1030140013 | SPACER,PLATE,FOR AL.400 SQ.MM. | 6
set52229 | 1000120002 | CROSSARM,STEEL ANGLE 150X150X12 MM.4,500 MM.LONG | 6
set52229 | 1010000100 | STEEL CHANNEL, 100x50x5 mm. 2,250 MM.LONG | 2
set52229 | 1010000103 | STEEL CHANNEL,100X50X5 MM.4,200 MM.LONG | 6
set52229 | 1010010004 | STEEL ANGLE,OVERHEAD GROUND WIRE BAYONET 65X65X6 MM. 2,500 MM.LONG | 2
set52229 | 1010030002 | PLATE,STEEL 6X100X450 MM. | 4
set52229 | 1010030102 | PLATE,STEEL DOUBLE ARMING 12X100X760 MM. | 6
set52229 | 1010050002 | ST. PIPE,SIZE 20, 150 MM.LONG W/O T.E. | 2
set52229 | 1010100003 | WIRE,STEEL STRANDED 35 SQ.MM.TIS.404 | 2.5
set52229 | 1010110200 | BOLT,MACHINE M.16x130 mm. | 12
set52229 | 1010110201 | BOLT,MACHINE M.16x170 mm. | 16
set52229 | 1010110204 | BOLT,MACHINE M.16x300 mm. | 8
set52229 | 1010110205 | BOLT,MACHINE M.16x350 mm. | 7
set52229 | 1010110209 | BOLT MACHINE M.16X600 MM. | 3
set52229 | 1010110300 | BOLT,MACHINE M.20X350 MM. | 8
set52229 | 1010110301 | BOLT,MACHINE M.20x400 mm. | 1
set52229 | 1010110400 | BOLT,MACHINE, HEXAGON, M.16X75 MM. | 12
set52229 | 1010110404 | BOLT,MACHINE,HEXAGON, M.16X50 MM. | 52
set52229 | 1010120000 | BOLT,DOUBLE ARMING,M.16x400 mm. | 12
set52229 | 1010150000 | BOLT,OVAL EYE M.16X150 MM. | 13
set52229 | 1010180002 | NET,EYE M.20 | 1
set52229 | 1010180100 | WASHER,PLAIN,SQUARE,LARGE 52x52x4.5 mm.HOLE DIA. 18 MM. TIS.258 | 96
set52229 | 1010180101 | WASHER,PLAIN,SQUARE,LARGE 62X62X6 MM.HOLE DIA.22 MM. TIS.258 | 12
set52229 | 1010180301 | WASHER,LOCK,SPRING,SIZE 16 mm.,GENERAL PURPOSE,TIS.259 | 22
set52229 | 1010200007 | BRACE,ANGLE STEEL 50x50x6 mm. 1,800 mm.WIDE 450 mm.DROP | 12
set52229 | 1010210304 | THIMBLE,GUY,FOR STEEL WIRE 50-95 sq.mm. | 3
set52229 | 1010220007 | ROD,GROUND,COPPER COVERED STEEL,16 MM.DIA., 3 M. LONG | 0
set52229 | 1010230003 | CLAMP,TRIPLE BOLTS FOR STEEL STRANDED WIRE 35 SQ.MM. | 3
set52229 | 1010230016 | CLAMP,CABLE STRAP FOR UG 1X800 SQ.MM. | 0
set52229 | 1010230203 | GROUND WIRE SUPPORT AND CLAMP,FOR BAYONET | 1
set52229 | 1020000007 | COND.,CU,BARE 95 SQ.MM.TIS 64 | 0
set52229 | 1020010007 | CONDUCTOR,AL,BARE 185 sq.mm.TIS.85 | 0
set52229 | 1020010009 | CONDUCTOR,AL,BARE,400 SQ.MM.TIS.85 | 0
set52229 | 1020230001 | ARMOR-GRIP,PREFORMED,AL 400 SQ.MM. | 24
set52229 | 1020300103 | CONNECTOR,PARALLEL GROOVE,TRIPLE BOLT,AL,AL-ALLOY AND ACSR 70-185 SQ.MM. | 0
set52229 | 1020420106 | CABLE LUG,NEMA HOLE,COMPRESSION TYPE,AL 185 SQ.MM. | 0
set52229 | 1020420201 | CABLE LUG, NEMA HOLE, COMPRESSION TYPE, AL. 400 SQ.MM. | 12
set52229 | 1020420302 | TERMINAL,COMPRESSION,15 DEGREE PAD,NEMA,4-HOLE,FOR AL. 400 SQ.MM. | 12
set52229 | 1020430001 | CLAMP DEAD END,COMPRESSION,SINGLE LUG,FOR AL.CONDUCTOR 400 SQ.MM. | 12
set52229 | 1020500005 | CONNECTOR,T-TYPE,FOR CONDUCTOR MAIN 400 SQ.MM. TO CONDUCTOR TAP 185-240 SQ.MM. | 0
set52229 | 1020500100 | CONNECTOR,T-TYPE,COMPRESSION,FOR AL CONDUCTOR MAIN 400 SQ.MM. TO NEMA 4-HOLE PAD | 12
set52229 | 1030010204 | INSULATOR, POST TYPE 115 KV. HORIZONTAL MOUNTING | 0
set52229 | 1030020001 | INSULATOR,SUSPENSION,TYPE C (CLASS 52-3) TIS.354 | 84
set52229 | 1030020003 | INSULATOR,SUSPENSION,TYPE E (CLASS 52-8)TIS.354 | 60
set52229 | 1030140000 | CLEVIS-EYE | 24
set52229 | 1030140001 | BALL-CLEVIS,ANSI TYPE K | 6
set52229 | 1030140004 | Y-CLEVIS-BALL | 12
set52229 | 1030140005 | BALL-CLEVIS,ANSI TYPE B | 12
set52229 | 1030140006 | SOCKET-CLEVIS,ANSI TYPE B | 24
set52229 | 1030140007 | SOCKET-CLEVIS,ANSI TYPE K | 6
set52229 | 1030140013 | SPACER,PLATE,FOR AL.400 SQ.MM. | 18
set52229 | 1040000201 | LIGHTNING ARRESTER 96 KV. 10 KA. | 0
set52229 | 1080040001 | CONDUIT,PVC,RIGID,DIA. 20x2500 mm.TIS.216 | 0
set52229 | 9090010014 | SUPPORTING STRUCTURE FOR MOUNTING:UG TERMINATOR,LIGHTNIN ARRESTER | 0
set52229 | 9090010015 | TERMINATOR FOR 115 KV XLPE CU CABLE | 0
set52230 | 1000120001 | CROSSARM,STEEL 100X50X3.2 MM.4,200 MM.LONG | 3
set52230 | 1010110200 | BOLT,MACHINE M.16x130 mm. | 6
set52230 | 1010110205 | BOLT,MACHINE M.16x350 mm. | 5
set52230 | 1010110301 | BOLT,MACHINE M.20x400 mm. | 3
set52230 | 1010150000 | BOLT,OVAL EYE M.16X150 MM. | 6
set52230 | 1010180100 | WASHER,PLAIN,SQUARE,LARGE 52x52x4.5 mm.HOLE DIA. 18 MM. TIS.258 | 23
set52230 | 1010180101 | WASHER,PLAIN,SQUARE,LARGE 62X62X6 MM.HOLE DIA.22 MM. TIS.258 | 6
set52230 | 1010180301 | WASHER,LOCK,SPRING,SIZE 16 mm.,GENERAL PURPOSE,TIS.259 | 6
set52230 | 1010200007 | BRACE,ANGLE STEEL 50x50x6 mm. 1,800 mm.WIDE 450 mm.DROP | 3
set52231 | 1000120001 | CROSSARM,STEEL 100X50X3.2 MM.4,200 MM.LONG | 6
set52231 | 1010030002 | PLATE,STEEL 6X100X450 MM. | 24
set52231 | 1010050000 | ST. PIPE,SIZE 20, 100 MM.LONG W/O T.E. | 12
set52231 | 1010110201 | BOLT,MACHINE M.16x170 mm. | 48
set52231 | 1010110205 | BOLT,MACHINE M.16x350 mm. | 6
set52231 | 1010110302 | BOLT,MACHINE M.20X450 MM. | 3
set52231 | 1010180100 | WASHER,PLAIN,SQUARE,LARGE 52x52x4.5 mm.HOLE DIA. 18 MM. TIS.258 | 84
set52231 | 1010180101 | WASHER,PLAIN,SQUARE,LARGE 62X62X6 MM.HOLE DIA.22 MM. TIS.258 | 6
set52231 | 1010180301 | WASHER,LOCK,SPRING,SIZE 16 mm.,GENERAL PURPOSE,TIS.259 | 12
set52231 | 1010200007 | BRACE,ANGLE STEEL 50x50x6 mm. 1,800 mm.WIDE 450 mm.DROP | 6
set52231 | 1030140012 | BRACKET,CORNER SUSPENSION | 6
set52232 | 1000120001 | CROSSARM,STEEL 100X50X3.2 MM.4,200 MM.LONG | 6
set52232 | 1010030002 | PLATE,STEEL 6X100X450 MM. | 6
set52232 | 1010030100 | PLATE,STEEL DOUBLE ARMING 12X100X650 MM. | 6
set52232 | 1010050000 | ST. PIPE,SIZE 20, 100 MM.LONG W/O T.E. | 6
set52232 | 1010110201 | BOLT,MACHINE M.16x170 mm. | 24
set52232 | 1010110205 | BOLT,MACHINE M.16x350 mm. | 6
set52232 | 1010150000 | BOLT,OVAL EYE M.16X150 MM. | 6
set52232 | 1010150101 | BOLT,OVAL M.20X450 MM. | 3
set52232 | 1010180100 | WASHER,PLAIN,SQUARE,LARGE 52x52x4.5 mm.HOLE DIA. 18 MM. TIS.258 | 48
set52232 | 1010180101 | WASHER,PLAIN,SQUARE,LARGE 62X62X6 MM.HOLE DIA.22 MM. TIS.258 | 6
set52232 | 1010180301 | WASHER,LOCK,SPRING,SIZE 16 mm.,GENERAL PURPOSE,TIS.259 | 6
set52232 | 1010180302 | WASHER,LOCK,SPRING,SIZE 20 MM.,GENERAL PURPOSE,TIS.259 | 3
set52232 | 1010200007 | BRACE,ANGLE STEEL 50x50x6 mm. 1,800 mm.WIDE 450 mm.DROP | 6
set52232 | 1020240000 | SPACER,HELICAL ROD,PREFORMED,FOR AL.400 SQ.MM. | 6
set52233 | 1000120003 | CROSSARM ST. 150X150X12 MM. 5 M.LONG | 6
set52233 | 1010030002 | PLATE,STEEL 6X100X450 MM. | 9
set52233 | 1010030004 | PLATE,STEEL 6X100X750 MM. | 18
set52233 | 1010030100 | PLATE,STEEL DOUBLE ARMING 12X100X650 MM. | 6
set52233 | 1010110400 | BOLT,MACHINE, HEXAGON, M.16X75 MM. | 48
set52233 | 1010150000 | BOLT,OVAL EYE M.16X150 MM. | 6
set52233 | 1010150100 | BOLT,OVAL M.20X350 MM. | 4
set52233 | 1010150101 | BOLT,OVAL M.20X450 MM. | 2
set52233 | 1010180100 | WASHER,PLAIN,SQUARE,LARGE 52x52x4.5 mm.HOLE DIA. 18 MM. TIS.258 | 12
set52233 | 1010180101 | WASHER,PLAIN,SQUARE,LARGE 62X62X6 MM.HOLE DIA.22 MM. TIS.258 | 12
set52233 | 1010180301 | WASHER,LOCK,SPRING,SIZE 16 mm.,GENERAL PURPOSE,TIS.259 | 54
set52233 | 1010180302 | WASHER,LOCK,SPRING,SIZE 20 MM.,GENERAL PURPOSE,TIS.259 | 6
set52233 | 1020240000 | SPACER,HELICAL ROD,PREFORMED,FOR AL.400 SQ.MM. | 12
set52234 | 1000120002 | CROSSARM,STEEL ANGLE 150X150X12 MM.4,500 MM.LONG | 6
set52234 | 1010030102 | PLATE,STEEL DOUBLE ARMING 12X100X760 MM. | 6
set52234 | 1010050200 | TUBE, RECTANGULAR STEEL 100X50X3.2 MM., 100 MM.LONG | 12
set52234 | 1010110201 | BOLT,MACHINE M.16x170 mm. | 12
set52234 | 1010110205 | BOLT,MACHINE M.16x350 mm. | 3
set52234 | 1010110301 | BOLT,MACHINE M.20x400 mm. | 3
set52234 | 1010110400 | BOLT,MACHINE, HEXAGON, M.16X75 MM. | 12
set52234 | 1010120000 | BOLT,DOUBLE ARMING,M.16x400 mm. | 12
set52234 | 1010180100 | WASHER,PLAIN,SQUARE,LARGE 52x52x4.5 mm.HOLE DIA. 18 MM. TIS.258 | 60
set52234 | 1010180101 | WASHER,PLAIN,SQUARE,LARGE 62X62X6 MM.HOLE DIA.22 MM. TIS.258 | 6
set52234 | 1010180301 | WASHER,LOCK,SPRING,SIZE 16 mm.,GENERAL PURPOSE,TIS.259 | 12
set52234 | 1010200007 | BRACE,ANGLE STEEL 50x50x6 mm. 1,800 mm.WIDE 450 mm.DROP | 6
set52234 | 1020240000 | SPACER,HELICAL ROD,PREFORMED,FOR AL.400 SQ.MM. | 6
set52235 | 1000120002 | CROSSARM,STEEL ANGLE 150X150X12 MM.4,500 MM.LONG | 6
set52235 | 1010030100 | PLATE,STEEL DOUBLE ARMING 12X100X650 MM. | 6
set52235 | 1010110201 | BOLT,MACHINE M.16x170 mm. | 12
set52235 | 1010110204 | BOLT,MACHINE M.16x300 mm. | 3
set52235 | 1010110205 | BOLT,MACHINE M.16x350 mm. | 3
set52235 | 1010110400 | BOLT,MACHINE, HEXAGON, M.16X75 MM. | 12
set52235 | 1010120001 | BOLT,DOUBLE ARMING,M.16x450 mm. | 12
set52235 | 1010150000 | BOLT,OVAL EYE M.16X150 MM. | 6
set52235 | 1010150100 | BOLT,OVAL M.20X350 MM. | 2
set52235 | 1010150101 | BOLT,OVAL M.20X450 MM. | 1
set52235 | 1010180100 | WASHER,PLAIN,SQUARE,LARGE 52x52x4.5 mm.HOLE DIA. 18 MM. TIS.258 | 69
set52235 | 1010180101 | WASHER,PLAIN,SQUARE,LARGE 62X62X6 MM.HOLE DIA.22 MM. TIS.258 | 6
set52235 | 1010180301 | WASHER,LOCK,SPRING,SIZE 16 mm.,GENERAL PURPOSE,TIS.259 | 18
set52235 | 1010180302 | WASHER,LOCK,SPRING,SIZE 20 MM.,GENERAL PURPOSE,TIS.259 | 3
set52235 | 1010200007 | BRACE,ANGLE STEEL 50x50x6 mm. 1,800 mm.WIDE 450 mm.DROP | 6
set52235 | 1020240000 | SPACER,HELICAL ROD,PREFORMED,FOR AL.400 SQ.MM. | 6
set52236 | 1010000103 | STEEL CHANNEL,100X50X5 MM.4,200 MM.LONG | 6
set52236 | 1010030002 | PLATE,STEEL 6X100X450 MM. | 12
set52236 | 1010050000 | ST. PIPE,SIZE 20, 100 MM.LONG W/O T.E. | 6
set52236 | 1010110200 | BOLT,MACHINE M.16x130 mm. | 12
set52236 | 1010110201 | BOLT,MACHINE M.16x170 mm. | 12
set52236 | 1010110204 | BOLT,MACHINE M.16x300 mm. | 2
set52236 | 1010110205 | BOLT,MACHINE M.16x350 mm. | 3
set52236 | 1010110300 | BOLT,MACHINE M.20X350 MM. | 3
set52236 | 1010150000 | BOLT,OVAL EYE M.16X150 MM. | 6
set52236 | 1010180100 | WASHER,PLAIN,SQUARE,LARGE 52x52x4.5 mm.HOLE DIA. 18 MM. TIS.258 | 53
set52236 | 1010180101 | WASHER,PLAIN,SQUARE,LARGE 62X62X6 MM.HOLE DIA.22 MM. TIS.258 | 6
set52236 | 1010180301 | WASHER,LOCK,SPRING,SIZE 16 mm.,GENERAL PURPOSE,TIS.259 | 6
set52236 | 1010200007 | BRACE,ANGLE STEEL 50x50x6 mm. 1,800 mm.WIDE 450 mm.DROP | 6
set52237 | 1010000103 | STEEL CHANNEL,100X50X5 MM.4,200 MM.LONG | 3
set52237 | 1010110200 | BOLT,MACHINE M.16x130 mm. | 6
set52237 | 1010110204 | BOLT,MACHINE M.16x300 mm. | 2
set52237 | 1010110205 | BOLT,MACHINE M.16x350 mm. | 3
set52237 | 1010110300 | BOLT,MACHINE M.20X350 MM. | 3
set52237 | 1010150000 | BOLT,OVAL EYE M.16X150 MM. | 6
set52237 | 1010180100 | WASHER,PLAIN,SQUARE,LARGE 52x52x4.5 mm.HOLE DIA. 18 MM. TIS.258 | 23
set52237 | 1010180101 | WASHER,PLAIN,SQUARE,LARGE 62X62X6 MM.HOLE DIA.22 MM. TIS.258 | 6
set52237 | 1010180301 | WASHER,LOCK,SPRING,SIZE 16 mm.,GENERAL PURPOSE,TIS.259 | 6
set52237 | 1010200007 | BRACE,ANGLE STEEL 50x50x6 mm. 1,800 mm.WIDE 450 mm.DROP | 3
set52238 | 1010000103 | STEEL CHANNEL,100X50X5 MM.4,200 MM.LONG | 6
set52238 | 1010030002 | PLATE,STEEL 6X100X450 MM. | 24
set52238 | 1010050000 | ST. PIPE,SIZE 20, 100 MM.LONG W/O T.E. | 12
set52238 | 1010110200 | BOLT,MACHINE M.16x130 mm. | 12
set52238 | 1010110201 | BOLT,MACHINE M.16x170 mm. | 36
set52238 | 1010110204 | BOLT,MACHINE M.16x300 mm. | 3
set52238 | 1010110205 | BOLT,MACHINE M.16x350 mm. | 3
set52238 | 1010110300 | BOLT,MACHINE M.20X350 MM. | 3
set52238 | 1010180100 | WASHER,PLAIN,SQUARE,LARGE 52x52x4.5 mm.HOLE DIA. 18 MM. TIS.258 | 87
set52238 | 1010180101 | WASHER,PLAIN,SQUARE,LARGE 62X62X6 MM.HOLE DIA.22 MM. TIS.258 | 6
set52238 | 1010180301 | WASHER,LOCK,SPRING,SIZE 16 mm.,GENERAL PURPOSE,TIS.259 | 12
set52238 | 1010200007 | BRACE,ANGLE STEEL 50x50x6 mm. 1,800 mm.WIDE 450 mm.DROP | 6
set52238 | 1030140012 | BRACKET,CORNER SUSPENSION | 6
set52271 | 1000120001 | CROSSARM,STEEL 100X50X3.2 MM.4,200 MM.LONG | 6
set52271 | 1010010005 | STEEL ANGLE,OVERHEAD GROUND WIRE CORNER BAYONET 65X65X6 MM. 2,500 MM.LONG | 1
set52271 | 1010030100 | PLATE,STEEL DOUBLE ARMING 12X100X650 MM. | 6
set52271 | 1010030102 | PLATE,STEEL DOUBLE ARMING 12X100X760 MM. | 6
set52271 | 1010050000 | ST. PIPE,SIZE 20, 100 MM.LONG W/O T.E. | 6
set52271 | 1010100003 | WIRE,STEEL STRANDED 35 SQ.MM.TIS.404 | 2.5
set52271 | 1010110201 | BOLT,MACHINE M.16x170 mm. | 12
set52271 | 1010110204 | BOLT,MACHINE M.16x300 mm. | 3
set52271 | 1010110205 | BOLT,MACHINE M.16x350 mm. | 3
set52271 | 1010150000 | BOLT,OVAL EYE M.16X150 MM. | 6
set52271 | 1010150101 | BOLT,OVAL M.20X450 MM. | 3
set52271 | 1010180100 | WASHER,PLAIN,SQUARE,LARGE 52x52x4.5 mm.HOLE DIA. 18 MM. TIS.258 | 48
set52271 | 1010180101 | WASHER,PLAIN,SQUARE,LARGE 62X62X6 MM.HOLE DIA.22 MM. TIS.258 | 6
set52271 | 1010180301 | WASHER,LOCK,SPRING,SIZE 16 mm.,GENERAL PURPOSE,TIS.259 | 6
set52271 | 1010180302 | WASHER,LOCK,SPRING,SIZE 20 MM.,GENERAL PURPOSE,TIS.259 | 3
set52271 | 1010200007 | BRACE,ANGLE STEEL 50x50x6 mm. 1,800 mm.WIDE 450 mm.DROP | 6
set52271 | 1010230000 | CLAMP,SINGLE U-BOLT,M.8 (WIRE ROPE CLIP) | 3
set52271 | 1010230203 | GROUND WIRE SUPPORT AND CLAMP,FOR BAYONET | 1
set52271 | 1020220109 | ARMOR ROD,PREFORMED,FOR AL.OR AL-ALLOY CONDUCTOR 400 SQ.MM. | 12
set52271 | 1020240000 | SPACER,HELICAL ROD,PREFORMED,FOR AL.400 SQ.MM. | 6
set52271 | 1020420302 | TERMINAL,COMPRESSION,15 DEGREE PAD,NEMA,4-HOLE,FOR AL. 400 SQ.MM. | 6
set52271 | 1020430001 | CLAMP DEAD END,COMPRESSION,SINGLE LUG,FOR AL.CONDUCTOR 400 SQ.MM. | 6
set52271 | 1030020001 | INSULATOR,SUSPENSION,TYPE C (CLASS 52-3) TIS.354 | 42
set52271 | 1030020003 | INSULATOR,SUSPENSION,TYPE E (CLASS 52-8)TIS.354 | 60
set52271 | 1030110103 | CLAMP,STRAIN,WITH CLAMPING KEEPER,FOR AL.CONDUCTOR 400 SQ.MM. | 6
set52271 | 1030120002 | CLAMP,SUSPENSION,FOR AL 400 SQ.MM. | 12
set52271 | 1030140000 | CLEVIS-EYE | 12
set52271 | 1030140001 | BALL-CLEVIS,ANSI TYPE K | 6
set52271 | 1030140002 | BALL-HOOK | 6
set52271 | 1030140003 | SOCKET-EYE | 6
set52271 | 1030140005 | BALL-CLEVIS,ANSI TYPE B | 12
set52271 | 1030140006 | SOCKET-CLEVIS,ANSI TYPE B | 12
set52271 | 1030140007 | SOCKET-CLEVIS,ANSI TYPE K | 6
set52271 | 1030140013 | SPACER,PLATE,FOR AL.400 SQ.MM. | 12
set52283 | 1000120002 | CROSSARM,STEEL ANGLE 150X150X12 MM.4,500 MM.LONG | 6
set52283 | 1010000400 | STEEL CHANNEL,200X80X7.5 MM.1,000 MM.LONG | 6
set52283 | 1010010000 | STEEL ANGLE,65X65X6 MM.1,000 MM.LONG | 2
set52283 | 1010030102 | PLATE,STEEL DOUBLE ARMING 12X100X760 MM. | 6
set52283 | 1010050200 | TUBE, RECTANGULAR STEEL 100X50X3.2 MM., 100 MM.LONG | 12
set52283 | 1010110201 | BOLT,MACHINE M.16x170 mm. | 12
set52283 | 1010110204 | BOLT,MACHINE M.16x300 mm. | 2
set52283 | 1010110205 | BOLT,MACHINE M.16x350 mm. | 3
set52283 | 1010110301 | BOLT,MACHINE M.20x400 mm. | 3
set52283 | 1010110302 | BOLT,MACHINE M.20X450 MM. | 6
set52283 | 1010110400 | BOLT,MACHINE, HEXAGON, M.16X75 MM. | 12
set52283 | 1010120000 | BOLT,DOUBLE ARMING,M.16x400 mm. | 12
set52283 | 1010180100 | WASHER,PLAIN,SQUARE,LARGE 52x52x4.5 mm.HOLE DIA. 18 MM. TIS.258 | 68
set52283 | 1010180101 | WASHER,PLAIN,SQUARE,LARGE 62X62X6 MM.HOLE DIA.22 MM. TIS.258 | 12
set52283 | 1010180301 | WASHER,LOCK,SPRING,SIZE 16 mm.,GENERAL PURPOSE,TIS.259 | 14
set52283 | 1010200007 | BRACE,ANGLE STEEL 50x50x6 mm. 1,800 mm.WIDE 450 mm.DROP | 6
set52283 | 1010210200 | BOLT,STRAND EYE,SINGLE M.16X350 MM. | 2
set52283 | 1010230000 | CLAMP,SINGLE U-BOLT,M.8 (WIRE ROPE CLIP) | 10
set52283 | 1020240000 | SPACER,HELICAL ROD,PREFORMED,FOR AL.400 SQ.MM. | 6
set52283 | 1020420302 | TERMINAL,COMPRESSION,15 DEGREE PAD,NEMA,4-HOLE,FOR AL. 400 SQ.MM. | 12
set52283 | 1020430001 | CLAMP DEAD END,COMPRESSION,SINGLE LUG,FOR AL.CONDUCTOR 400 SQ.MM. | 12
set52283 | 1030020003 | INSULATOR,SUSPENSION,TYPE E (CLASS 52-8)TIS.354 | 0
set52283 | 1030110103 | CLAMP,STRAIN,WITH CLAMPING KEEPER,FOR AL.CONDUCTOR 400 SQ.MM. | 12
set52283 | 1030140001 | BALL-CLEVIS,ANSI TYPE K | 12
set52283 | 1030140003 | SOCKET-EYE | 12
set52283 | 1030140005 | BALL-CLEVIS,ANSI TYPE B | 24
set52283 | 1030140006 | SOCKET-CLEVIS,ANSI TYPE B | 12
set52283 | 1030140007 | SOCKET-CLEVIS,ANSI TYPE K | 12
set52283 | 1030140013 | SPACER,PLATE,FOR AL.400 SQ.MM. | 12
set53000 | 1000120001 | CROSSARM,STEEL 100X50X3.2 MM.4,200 MM.LONG | 3
set53000 | 1010110200 | BOLT,MACHINE M.16x130 mm. | 6
set53000 | 1010110205 | BOLT,MACHINE M.16x350 mm. | 5
set53000 | 1010110301 | BOLT,MACHINE M.20x400 mm. | 3
set53000 | 1010150000 | BOLT,OVAL EYE M.16X150 MM. | 6
set53000 | 1010180100 | WASHER,PLAIN,SQUARE,LARGE 52x52x4.5 mm.HOLE DIA. 18 MM. TIS.258 | 23
set53000 | 1010180101 | WASHER,PLAIN,SQUARE,LARGE 62X62X6 MM.HOLE DIA.22 MM. TIS.258 | 6
set53000 | 1010180301 | WASHER,LOCK,SPRING,SIZE 16 mm.,GENERAL PURPOSE,TIS.259 | 6
set53000 | 1010200007 | BRACE,ANGLE STEEL 50x50x6 mm. 1,800 mm.WIDE 450 mm.DROP | 3
set53001 | 1010000103 | STEEL CHANNEL,100X50X5 MM.4,200 MM.LONG | 6
set53001 | 1010030002 | PLATE,STEEL 6X100X450 MM. | 12
set53001 | 1010050000 | ST. PIPE,SIZE 20, 100 MM.LONG W/O T.E. | 6
set53001 | 1010110200 | BOLT,MACHINE M.16x130 mm. | 12
set53001 | 1010110201 | BOLT,MACHINE M.16x170 mm. | 12
set53001 | 1010110204 | BOLT,MACHINE M.16x300 mm. | 2
set53001 | 1010110205 | BOLT,MACHINE M.16x350 mm. | 3
set53001 | 1010110300 | BOLT,MACHINE M.20X350 MM. | 3
set53001 | 1010150000 | BOLT,OVAL EYE M.16X150 MM. | 6
set53001 | 1010180100 | WASHER,PLAIN,SQUARE,LARGE 52x52x4.5 mm.HOLE DIA. 18 MM. TIS.258 | 53
set53001 | 1010180101 | WASHER,PLAIN,SQUARE,LARGE 62X62X6 MM.HOLE DIA.22 MM. TIS.258 | 6
set53001 | 1010180301 | WASHER,LOCK,SPRING,SIZE 16 mm.,GENERAL PURPOSE,TIS.259 | 6
set53001 | 1010200007 | BRACE,ANGLE STEEL 50x50x6 mm. 1,800 mm.WIDE 450 mm.DROP | 6
set53002 | 1000120001 | CROSSARM,STEEL 100X50X3.2 MM.4,200 MM.LONG | 6
set53002 | 1010030002 | PLATE,STEEL 6X100X450 MM. | 24
set53002 | 1010050000 | ST. PIPE,SIZE 20, 100 MM.LONG W/O T.E. | 12
set53002 | 1010110201 | BOLT,MACHINE M.16x170 mm. | 48
set53002 | 1010110205 | BOLT,MACHINE M.16x350 mm. | 6
set53002 | 1010110302 | BOLT,MACHINE M.20X450 MM. | 3
set53002 | 1010180100 | WASHER,PLAIN,SQUARE,LARGE 52x52x4.5 mm.HOLE DIA. 18 MM. TIS.258 | 84
set53002 | 1010180101 | WASHER,PLAIN,SQUARE,LARGE 62X62X6 MM.HOLE DIA.22 MM. TIS.258 | 6
set53002 | 1010180301 | WASHER,LOCK,SPRING,SIZE 16 mm.,GENERAL PURPOSE,TIS.259 | 12
set53002 | 1010200007 | BRACE,ANGLE STEEL 50x50x6 mm. 1,800 mm.WIDE 450 mm.DROP | 6
set53002 | 1030140012 | BRACKET,CORNER SUSPENSION | 6
set53003 | 1000120002 | CROSSARM,STEEL ANGLE 150X150X12 MM.4,500 MM.LONG | 6
set53003 | 1010030102 | PLATE,STEEL DOUBLE ARMING 12X100X760 MM. | 6
set53003 | 1010050200 | TUBE, RECTANGULAR STEEL 100X50X3.2 MM., 100 MM.LONG | 12
set53003 | 1010110201 | BOLT,MACHINE M.16x170 mm. | 12
set53003 | 1010110205 | BOLT,MACHINE M.16x350 mm. | 3
set53003 | 1010110301 | BOLT,MACHINE M.20x400 mm. | 3
set53003 | 1010110400 | BOLT,MACHINE, HEXAGON, M.16X75 MM. | 12
set53003 | 1010120000 | BOLT,DOUBLE ARMING,M.16x400 mm. | 12
set53003 | 1010180100 | WASHER,PLAIN,SQUARE,LARGE 52x52x4.5 mm.HOLE DIA. 18 MM. TIS.258 | 60
set53003 | 1010180101 | WASHER,PLAIN,SQUARE,LARGE 62X62X6 MM.HOLE DIA.22 MM. TIS.258 | 6
set53003 | 1010180301 | WASHER,LOCK,SPRING,SIZE 16 mm.,GENERAL PURPOSE,TIS.259 | 12
set53003 | 1010200007 | BRACE,ANGLE STEEL 50x50x6 mm. 1,800 mm.WIDE 450 mm.DROP | 6
set53301 | 1010100004 | WIRE,STEEL STRANDED 50/7 sq.mm.TIS.404 | 30
set53301 | 1010100006 | WIRE,STEEL STRANDED 95 sq.mm.TIS.404 | 180
set53301 | 1010180100 | WASHER,PLAIN,SQUARE,LARGE 52x52x4.5 mm.HOLE DIA. 18 MM. TIS.258 | 12
set53301 | 1010210203 | BOLT,STRAND EYE,SINGLE 45 DEGREE M.20X350 MM. | 6
set53301 | 1010230000 | CLAMP,SINGLE U-BOLT,M.8 (WIRE ROPE CLIP) | 6
set53301 | 1010230001 | CLAMP,DOUBLE U-BOLT,M.16 (WIRE ROPE CLIP) | 24
set53302 | 1010100004 | WIRE,STEEL STRANDED 50/7 sq.mm.TIS.404 | 30
set53302 | 1010100006 | WIRE,STEEL STRANDED 95 sq.mm.TIS.404 | 180
set53302 | 1010180100 | WASHER,PLAIN,SQUARE,LARGE 52x52x4.5 mm.HOLE DIA. 18 MM. TIS.258 | 14
set53302 | 1010210202 | BOLT,STRAND EYE,SINGLE 45 DEGREE M.16X350 MM. | 1
set53302 | 1010210203 | BOLT,STRAND EYE,SINGLE 45 DEGREE M.20X350 MM. | 6
set53302 | 1010230000 | CLAMP,SINGLE U-BOLT,M.8 (WIRE ROPE CLIP) | 6
set53302 | 1010230001 | CLAMP,DOUBLE U-BOLT,M.16 (WIRE ROPE CLIP) | 24
set53303 | 1010100006 | WIRE,STEEL STRANDED 95 sq.mm.TIS.404 | 180
set53303 | 1010180100 | WASHER,PLAIN,SQUARE,LARGE 52x52x4.5 mm.HOLE DIA. 18 MM. TIS.258 | 12
set53303 | 1010210203 | BOLT,STRAND EYE,SINGLE 45 DEGREE M.20X350 MM. | 6
set53303 | 1010230001 | CLAMP,DOUBLE U-BOLT,M.16 (WIRE ROPE CLIP) | 24
set53304 | 1010100006 | WIRE,STEEL STRANDED 95 sq.mm.TIS.404 | 90
set53304 | 1010180100 | WASHER,PLAIN,SQUARE,LARGE 52x52x4.5 mm.HOLE DIA. 18 MM. TIS.258 | 6
set53304 | 1010210203 | BOLT,STRAND EYE,SINGLE 45 DEGREE M.20X350 MM. | 3
set53304 | 1010230001 | CLAMP,DOUBLE U-BOLT,M.16 (WIRE ROPE CLIP) | 12
set53305 | 1010100004 | WIRE,STEEL STRANDED 50/7 sq.mm.TIS.404 | 120
set53305 | 1010230000 | CLAMP,SINGLE U-BOLT,M.8 (WIRE ROPE CLIP) | 18
set53305 | 1030140011 | CLEVIS,THIMBLE,FOR PREFORMED DEAD-END | 6
set53306 | 1010100004 | WIRE,STEEL STRANDED 50/7 sq.mm.TIS.404 | 120
set53306 | 1010100006 | WIRE,STEEL STRANDED 95 sq.mm.TIS.404 | 90
set53306 | 1010180002 | NET,EYE M.20 | 3
set53306 | 1010180100 | WASHER,PLAIN,SQUARE,LARGE 52x52x4.5 mm.HOLE DIA. 18 MM. TIS.258 | 6
set53306 | 1010210203 | BOLT,STRAND EYE,SINGLE 45 DEGREE M.20X350 MM. | 3
set53306 | 1010210304 | THIMBLE,GUY,FOR STEEL WIRE 50-95 sq.mm. | 3
set53306 | 1010230000 | CLAMP,SINGLE U-BOLT,M.8 (WIRE ROPE CLIP) | 18
set53306 | 1010230001 | CLAMP,DOUBLE U-BOLT,M.16 (WIRE ROPE CLIP) | 12
set53306 | 1030140011 | CLEVIS,THIMBLE,FOR PREFORMED DEAD-END | 6
set53307 | 1010100006 | WIRE,STEEL STRANDED 95 sq.mm.TIS.404 | 280
set53307 | 1010180002 | NET,EYE M.20 | 4
set53307 | 1010180100 | WASHER,PLAIN,SQUARE,LARGE 52x52x4.5 mm.HOLE DIA. 18 MM. TIS.258 | 8
set53307 | 1010210203 | BOLT,STRAND EYE,SINGLE 45 DEGREE M.20X350 MM. | 4
set53307 | 1010230001 | CLAMP,DOUBLE U-BOLT,M.16 (WIRE ROPE CLIP) | 32
set53308 | 1010100006 | WIRE,STEEL STRANDED 95 sq.mm.TIS.404 | 280
set53308 | 1010180002 | NET,EYE M.20 | 4
set53308 | 1010180100 | WASHER,PLAIN,SQUARE,LARGE 52x52x4.5 mm.HOLE DIA. 18 MM. TIS.258 | 8
set53308 | 1010210203 | BOLT,STRAND EYE,SINGLE 45 DEGREE M.20X350 MM. | 4
set53308 | 1010230001 | CLAMP,DOUBLE U-BOLT,M.16 (WIRE ROPE CLIP) | 32
set53309 | 1010100006 | WIRE,STEEL STRANDED 95 sq.mm.TIS.404 | 0
set53309 | 1010180002 | NET,EYE M.20 | 4
set53309 | 1010180100 | WASHER,PLAIN,SQUARE,LARGE 52x52x4.5 mm.HOLE DIA. 18 MM. TIS.258 | 8
set53309 | 1010210203 | BOLT,STRAND EYE,SINGLE 45 DEGREE M.20X350 MM. | 4
set53309 | 1010230001 | CLAMP,DOUBLE U-BOLT,M.16 (WIRE ROPE CLIP) | 16
set53310 | 1010230004 | CLAMP,TRIPLE BOLTS FOR STEEL STRANDED WIRE 50 SQ.MM. | 2
set53311 | 1010230000 | CLAMP,SINGLE U-BOLT,M.8 (WIRE ROPE CLIP) | 6
set53311 | 1010230001 | CLAMP,DOUBLE U-BOLT,M.16 (WIRE ROPE CLIP) | 4
set53312 | 1010100004 | WIRE,STEEL STRANDED 50/7 sq.mm.TIS.404 | 70
set53312 | 1010100006 | WIRE,STEEL STRANDED 95 sq.mm.TIS.404 | 300
set53312 | 1010180001 | NUT,EYE M.16 DIN 582 | 1
set53312 | 1010180002 | NET,EYE M.20 | 3
set53312 | 1010180100 | WASHER,PLAIN,SQUARE,LARGE 52x52x4.5 mm.HOLE DIA. 18 MM. TIS.258 | 14
set53312 | 1010210202 | BOLT,STRAND EYE,SINGLE 45 DEGREE M.16X350 MM. | 1
set53312 | 1010210203 | BOLT,STRAND EYE,SINGLE 45 DEGREE M.20X350 MM. | 3
set53312 | 1010210204 | BOLT,STRAND EYE,SINGLE 45 DEGREE M.20X400 MM. | 3
set53312 | 1010230000 | CLAMP,SINGLE U-BOLT,M.8 (WIRE ROPE CLIP) | 12
set53312 | 1010230001 | CLAMP,DOUBLE U-BOLT,M.16 (WIRE ROPE CLIP) | 24
set53312 | 1010230005 | CLAMP,TRIPLE BOLTS FOR STEEL STRANDED WIRE 95 SQ.MM. | 6
set54108 | 1020300101 | CONNECTOR,PARALLEL GROOVE,DOUBLE BOLT,AL,AL-ALLOY AND ACSR 16-70 SQ.MM. | 2
set54108 | 1030020001 | INSULATOR,SUSPENSION,TYPE C (CLASS 52-3) TIS.354 | 1
set54108 | 1030110000 | CLAMP,STRAIN,STRAIGHT TYPE,AL 35-70 sq.mm.ACSR 35-50 SQ.MM. | 1
set54108 | 1030140000 | CLEVIS-EYE | 1
set54108 | 1030140003 | SOCKET-EYE | 1
set54108 | 9090010035 | คอมปาวด์ช่วยการสัมผัสทางไฟฟ้า | 0.02
set54109 | 1010010004 | STEEL ANGLE,OVERHEAD GROUND WIRE BAYONET 65X65X6 MM. 2,500 MM.LONG | 1
set54109 | 1010030006 | PLATE,STEEL,FOR OVERHEAD GROUND WIRE BAYONET,ACCORDING TO DWG.NO.SA3-015/44004 | 1
set54109 | 1010100003 | WIRE,STEEL STRANDED 35 SQ.MM.TIS.404 | 2.5
set54109 | 1010110101 | BOLE,MACHINE M. 12X50 MM. | 1
set54109 | 1010110204 | BOLT,MACHINE M.16x300 mm. | 3
set54109 | 1010180100 | WASHER,PLAIN,SQUARE,LARGE 52x52x4.5 mm.HOLE DIA. 18 MM. TIS.258 | 6
set54109 | 1010230003 | CLAMP,TRIPLE BOLTS FOR STEEL STRANDED WIRE 35 SQ.MM. | 1
set54109 | 1010230203 | GROUND WIRE SUPPORT AND CLAMP,FOR BAYONET | 1
set54109 | 9090011007 | WELDING POWDER, ST. WIRE 50 SQ.MM. TO GD | 1
set54110 | 1010010005 | STEEL ANGLE,OVERHEAD GROUND WIRE CORNER BAYONET 65X65X6 MM. 2,500 MM.LONG | 1
set54110 | 1010030006 | PLATE,STEEL,FOR OVERHEAD GROUND WIRE BAYONET,ACCORDING TO DWG.NO.SA3-015/44004 | 1
set54110 | 1010100003 | WIRE,STEEL STRANDED 35 SQ.MM.TIS.404 | 2.5
set54110 | 1010110101 | BOLE,MACHINE M. 12X50 MM. | 1
set54110 | 1010110204 | BOLT,MACHINE M.16x300 mm. | 3
set54110 | 1010180100 | WASHER,PLAIN,SQUARE,LARGE 52x52x4.5 mm.HOLE DIA. 18 MM. TIS.258 | 6
set54110 | 1010230003 | CLAMP,TRIPLE BOLTS FOR STEEL STRANDED WIRE 35 SQ.MM. | 1
set54110 | 1010230203 | GROUND WIRE SUPPORT AND CLAMP,FOR BAYONET | 1
set54110 | 9090011007 | WELDING POWDER, ST. WIRE 50 SQ.MM. TO GD | 1
set54111 | 1010030006 | PLATE,STEEL,FOR OVERHEAD GROUND WIRE BAYONET,ACCORDING TO DWG.NO.SA3-015/44004 | 1
set54111 | 1010100003 | WIRE,STEEL STRANDED 35 SQ.MM.TIS.404 | 0.5
set54111 | 1010110101 | BOLE,MACHINE M. 12X50 MM. | 1
set54111 | 1010230003 | CLAMP,TRIPLE BOLTS FOR STEEL STRANDED WIRE 35 SQ.MM. | 1
set54111 | 1010230202 | GROUND WIRE SUPPORT AND CLAMP, FOR CONCRETE POLE | 1
set54111 | 9090011007 | WELDING POWDER, ST. WIRE 50 SQ.MM. TO GD | 1
set54112 | 1010030006 | PLATE,STEEL,FOR OVERHEAD GROUND WIRE BAYONET,ACCORDING TO DWG.NO.SA3-015/44004 | 1
set54112 | 1010100003 | WIRE,STEEL STRANDED 35 SQ.MM.TIS.404 | 0.5
set54112 | 1010110101 | BOLE,MACHINE M. 12X50 MM. | 1
set54112 | 1010180001 | NUT,EYE M.16 DIN 582 | 1
set54112 | 1010180100 | WASHER,PLAIN,SQUARE,LARGE 52x52x4.5 mm.HOLE DIA. 18 MM. TIS.258 | 2
set54112 | 1010210202 | BOLT,STRAND EYE,SINGLE 45 DEGREE M.16X350 MM. | 1
set54112 | 1010210304 | THIMBLE,GUY,FOR STEEL WIRE 50-95 sq.mm. | 1
set54112 | 1010230003 | CLAMP,TRIPLE BOLTS FOR STEEL STRANDED WIRE 35 SQ.MM. | 2
set54112 | 9090011007 | WELDING POWDER, ST. WIRE 50 SQ.MM. TO GD | 1
set54113 | 1010000304 | STEEL CHANNEL150X75X6.5 MM.2,500MM. | 1
set54113 | 1010030006 | PLATE,STEEL,FOR OVERHEAD GROUND WIRE BAYONET,ACCORDING TO DWG.NO.SA3-015/44004 | 1
set54113 | 1010100003 | WIRE,STEEL STRANDED 35 SQ.MM.TIS.404 | 2.5
set54113 | 1010110101 | BOLE,MACHINE M. 12X50 MM. | 1
set54113 | 1010110204 | BOLT,MACHINE M.16x300 mm. | 3
set54113 | 1010140001 | BOLT, ROUNG EYE M 16X200 MM. | 1
set54113 | 1010180001 | NUT,EYE M.16 DIN 582 | 1
set54113 | 1010180100 | WASHER,PLAIN,SQUARE,LARGE 52x52x4.5 mm.HOLE DIA. 18 MM. TIS.258 | 8
set54113 | 1010210304 | THIMBLE,GUY,FOR STEEL WIRE 50-95 sq.mm. | 2
set54113 | 1010230000 | CLAMP,SINGLE U-BOLT,M.8 (WIRE ROPE CLIP) | 1
set54113 | 1010230003 | CLAMP,TRIPLE BOLTS FOR STEEL STRANDED WIRE 35 SQ.MM. | 4
set54113 | 9090011007 | WELDING POWDER, ST. WIRE 50 SQ.MM. TO GD | 1
set54114 | 1010000304 | STEEL CHANNEL150X75X6.5 MM.2,500MM. | 1
set54114 | 1010030006 | PLATE,STEEL,FOR OVERHEAD GROUND WIRE BAYONET,ACCORDING TO DWG.NO.SA3-015/44004 | 1
set54114 | 1010100003 | WIRE,STEEL STRANDED 35 SQ.MM.TIS.404 | 2.5
set54114 | 1010110101 | BOLE,MACHINE M. 12X50 MM. | 1
set54114 | 1010110204 | BOLT,MACHINE M.16x300 mm. | 3
set54114 | 1010140001 | BOLT, ROUNG EYE M 16X200 MM. | 1
set54114 | 1010180001 | NUT,EYE M.16 DIN 582 | 1
set54114 | 1010180100 | WASHER,PLAIN,SQUARE,LARGE 52x52x4.5 mm.HOLE DIA. 18 MM. TIS.258 | 10
set54114 | 1010210202 | BOLT,STRAND EYE,SINGLE 45 DEGREE M.16X350 MM. | 1
set54114 | 1010210304 | THIMBLE,GUY,FOR STEEL WIRE 50-95 sq.mm. | 2
set54114 | 1010230000 | CLAMP,SINGLE U-BOLT,M.8 (WIRE ROPE CLIP) | 1
set54114 | 1010230003 | CLAMP,TRIPLE BOLTS FOR STEEL STRANDED WIRE 35 SQ.MM. | 4
set54114 | 9090011007 | WELDING POWDER, ST. WIRE 50 SQ.MM. TO GD | 1
set54115 | 1010000304 | STEEL CHANNEL150X75X6.5 MM.2,500MM. | 1
set54115 | 1010030006 | PLATE,STEEL,FOR OVERHEAD GROUND WIRE BAYONET,ACCORDING TO DWG.NO.SA3-015/44004 | 1
set54115 | 1010100003 | WIRE,STEEL STRANDED 35 SQ.MM.TIS.404 | 2.5
set54115 | 1010110101 | BOLE,MACHINE M. 12X50 MM. | 1
set54115 | 1010110204 | BOLT,MACHINE M.16x300 mm. | 3
set54115 | 1010140001 | BOLT, ROUNG EYE M 16X200 MM. | 1
set54115 | 1010180100 | WASHER,PLAIN,SQUARE,LARGE 52x52x4.5 mm.HOLE DIA. 18 MM. TIS.258 | 10
set54115 | 1010180301 | WASHER,LOCK,SPRING,SIZE 16 mm.,GENERAL PURPOSE,TIS.259 | 1
set54115 | 1010210202 | BOLT,STRAND EYE,SINGLE 45 DEGREE M.16X350 MM. | 1
set54115 | 1010210304 | THIMBLE,GUY,FOR STEEL WIRE 50-95 sq.mm. | 1
set54115 | 1010230000 | CLAMP,SINGLE U-BOLT,M.8 (WIRE ROPE CLIP) | 1
set54115 | 1010230003 | CLAMP,TRIPLE BOLTS FOR STEEL STRANDED WIRE 35 SQ.MM. | 2
set54115 | 9090011007 | WELDING POWDER, ST. WIRE 50 SQ.MM. TO GD | 1
set54116 | 1010000304 | STEEL CHANNEL150X75X6.5 MM.2,500MM. | 2
set54116 | 1010030002 | PLATE,STEEL 6X100X450 MM. | 4
set54116 | 1010030006 | PLATE,STEEL,FOR OVERHEAD GROUND WIRE BAYONET,ACCORDING TO DWG.NO.SA3-015/44004 | 1
set54116 | 1010050002 | ST. PIPE,SIZE 20, 150 MM.LONG W/O T.E. | 1
set54116 | 1010050010 | PIPE,STEEL,SIZE 20,TYPE 2, 250 mm LONG TIS.277 BUT WITHOUT THREADED END | 1
set54116 | 1010100003 | WIRE,STEEL STRANDED 35 SQ.MM.TIS.404 | 2.5
set54116 | 1010110101 | BOLE,MACHINE M. 12X50 MM. | 1
set54116 | 1010110202 | BOLT,MACHINE M.16x200 mm. | 4
set54116 | 1010110204 | BOLT,MACHINE M.16x300 mm. | 3
set54116 | 1010140001 | BOLT, ROUNG EYE M 16X200 MM. | 1
set54116 | 1010180100 | WASHER,PLAIN,SQUARE,LARGE 52x52x4.5 mm.HOLE DIA. 18 MM. TIS.258 | 20
set54116 | 1010180301 | WASHER,LOCK,SPRING,SIZE 16 mm.,GENERAL PURPOSE,TIS.259 | 2
set54116 | 1010210200 | BOLT,STRAND EYE,SINGLE M.16X350 MM. | 1
set54116 | 1010210202 | BOLT,STRAND EYE,SINGLE 45 DEGREE M.16X350 MM. | 1
set54116 | 1010210304 | THIMBLE,GUY,FOR STEEL WIRE 50-95 sq.mm. | 1
set54116 | 1010230000 | CLAMP,SINGLE U-BOLT,M.8 (WIRE ROPE CLIP) | 1
set54116 | 1010230003 | CLAMP,TRIPLE BOLTS FOR STEEL STRANDED WIRE 35 SQ.MM. | 4
set54116 | 9090011007 | WELDING POWDER, ST. WIRE 50 SQ.MM. TO GD | 1
set54117 | 1010000304 | STEEL CHANNEL150X75X6.5 MM.2,500MM. | 2
set54117 | 1010030002 | PLATE,STEEL 6X100X450 MM. | 4
set54117 | 1010030006 | PLATE,STEEL,FOR OVERHEAD GROUND WIRE BAYONET,ACCORDING TO DWG.NO.SA3-015/44004 | 1
set54117 | 1010050002 | ST. PIPE,SIZE 20, 150 MM.LONG W/O T.E. | 1
set54117 | 1010050010 | PIPE,STEEL,SIZE 20,TYPE 2, 250 mm LONG TIS.277 BUT WITHOUT THREADED END | 1
set54117 | 1010100003 | WIRE,STEEL STRANDED 35 SQ.MM.TIS.404 | 2.5
set54117 | 1010110101 | BOLE,MACHINE M. 12X50 MM. | 1
set54117 | 1010110202 | BOLT,MACHINE M.16x200 mm. | 4
set54117 | 1010110204 | BOLT,MACHINE M.16x300 mm. | 3
set54117 | 1010140001 | BOLT, ROUNG EYE M 16X200 MM. | 1
set54117 | 1010180100 | WASHER,PLAIN,SQUARE,LARGE 52x52x4.5 mm.HOLE DIA. 18 MM. TIS.258 | 18
set54117 | 1010180301 | WASHER,LOCK,SPRING,SIZE 16 mm.,GENERAL PURPOSE,TIS.259 | 2
set54117 | 1010210200 | BOLT,STRAND EYE,SINGLE M.16X350 MM. | 1
set54117 | 1010210304 | THIMBLE,GUY,FOR STEEL WIRE 50-95 sq.mm. | 1
set54117 | 1010230000 | CLAMP,SINGLE U-BOLT,M.8 (WIRE ROPE CLIP) | 1
set54117 | 1010230003 | CLAMP,TRIPLE BOLTS FOR STEEL STRANDED WIRE 35 SQ.MM. | 4
set54117 | 9090011007 | WELDING POWDER, ST. WIRE 50 SQ.MM. TO GD | 1
set54118 | 1010000304 | STEEL CHANNEL150X75X6.5 MM.2,500MM. | 2
set54118 | 1010030002 | PLATE,STEEL 6X100X450 MM. | 4
set54118 | 1010030006 | PLATE,STEEL,FOR OVERHEAD GROUND WIRE BAYONET,ACCORDING TO DWG.NO.SA3-015/44004 | 1
set54118 | 1010050002 | ST. PIPE,SIZE 20, 150 MM.LONG W/O T.E. | 1
set54118 | 1010050010 | PIPE,STEEL,SIZE 20,TYPE 2, 250 mm LONG TIS.277 BUT WITHOUT THREADED END | 1
set54118 | 1010100003 | WIRE,STEEL STRANDED 35 SQ.MM.TIS.404 | 2.5
set54118 | 1010110101 | BOLE,MACHINE M. 12X50 MM. | 1
set54118 | 1010110202 | BOLT,MACHINE M.16x200 mm. | 4
set54118 | 1010110204 | BOLT,MACHINE M.16x300 mm. | 3
set54118 | 1010140001 | BOLT, ROUNG EYE M 16X200 MM. | 1
set54118 | 1010180001 | NUT,EYE M.16 DIN 582 | 1
set54118 | 1010180100 | WASHER,PLAIN,SQUARE,LARGE 52x52x4.5 mm.HOLE DIA. 18 MM. TIS.258 | 18
set54118 | 1010180301 | WASHER,LOCK,SPRING,SIZE 16 mm.,GENERAL PURPOSE,TIS.259 | 1
set54118 | 1010210200 | BOLT,STRAND EYE,SINGLE M.16X350 MM. | 1
set54118 | 1010210304 | THIMBLE,GUY,FOR STEEL WIRE 50-95 sq.mm. | 2
set54118 | 1010230000 | CLAMP,SINGLE U-BOLT,M.8 (WIRE ROPE CLIP) | 1
set54118 | 1010230003 | CLAMP,TRIPLE BOLTS FOR STEEL STRANDED WIRE 35 SQ.MM. | 6
set54118 | 9090011007 | WELDING POWDER, ST. WIRE 50 SQ.MM. TO GD | 1
set54119 | 1010000304 | STEEL CHANNEL150X75X6.5 MM.2,500MM. | 2
set54119 | 1010010000 | STEEL ANGLE,65X65X6 MM.1,000 MM.LONG | 2
set54119 | 1010030005 | PLATE,STEEL 6X100X900 MM. | 2
set54119 | 1010030006 | PLATE,STEEL,FOR OVERHEAD GROUND WIRE BAYONET,ACCORDING TO DWG.NO.SA3-015/44004 | 2
set54119 | 1010100003 | WIRE,STEEL STRANDED 35 SQ.MM.TIS.404 | 5
set54119 | 1010110101 | BOLE,MACHINE M. 12X50 MM. | 2
set54119 | 1010110200 | BOLT,MACHINE M.16x130 mm. | 4
set54119 | 1010110204 | BOLT,MACHINE M.16x300 mm. | 6
set54119 | 1010140001 | BOLT, ROUNG EYE M 16X200 MM. | 2
set54119 | 1010180100 | WASHER,PLAIN,SQUARE,LARGE 52x52x4.5 mm.HOLE DIA. 18 MM. TIS.258 | 24
set54119 | 1010180301 | WASHER,LOCK,SPRING,SIZE 16 mm.,GENERAL PURPOSE,TIS.259 | 6
set54119 | 1010210304 | THIMBLE,GUY,FOR STEEL WIRE 50-95 sq.mm. | 2
set54119 | 1010230000 | CLAMP,SINGLE U-BOLT,M.8 (WIRE ROPE CLIP) | 2
set54119 | 1010230003 | CLAMP,TRIPLE BOLTS FOR STEEL STRANDED WIRE 35 SQ.MM. | 5
set54119 | 9090011007 | WELDING POWDER, ST. WIRE 50 SQ.MM. TO GD | 2
set54120 | 1010000304 | STEEL CHANNEL150X75X6.5 MM.2,500MM. | 2
set54120 | 1010010000 | STEEL ANGLE,65X65X6 MM.1,000 MM.LONG | 2
set54120 | 1010030005 | PLATE,STEEL 6X100X900 MM. | 2
set54120 | 1010030006 | PLATE,STEEL,FOR OVERHEAD GROUND WIRE BAYONET,ACCORDING TO DWG.NO.SA3-015/44004 | 2
set54120 | 1010100003 | WIRE,STEEL STRANDED 35 SQ.MM.TIS.404 | 5
set54120 | 1010110101 | BOLE,MACHINE M. 12X50 MM. | 2
set54120 | 1010110200 | BOLT,MACHINE M.16x130 mm. | 4
set54120 | 1010110204 | BOLT,MACHINE M.16x300 mm. | 6
set54120 | 1010140001 | BOLT, ROUNG EYE M 16X200 MM. | 2
set54120 | 1010180100 | WASHER,PLAIN,SQUARE,LARGE 52x52x4.5 mm.HOLE DIA. 18 MM. TIS.258 | 26
set54120 | 1010180301 | WASHER,LOCK,SPRING,SIZE 16 mm.,GENERAL PURPOSE,TIS.259 | 6
set54120 | 1010210202 | BOLT,STRAND EYE,SINGLE 45 DEGREE M.16X350 MM. | 1
set54120 | 1010210304 | THIMBLE,GUY,FOR STEEL WIRE 50-95 sq.mm. | 2
set54120 | 1010230000 | CLAMP,SINGLE U-BOLT,M.8 (WIRE ROPE CLIP) | 2
set54120 | 1010230003 | CLAMP,TRIPLE BOLTS FOR STEEL STRANDED WIRE 35 SQ.MM. | 5
set54120 | 9090011007 | WELDING POWDER, ST. WIRE 50 SQ.MM. TO GD | 2
set54121 | 1010000304 | STEEL CHANNEL150X75X6.5 MM.2,500MM. | 2
set54121 | 1010010000 | STEEL ANGLE,65X65X6 MM.1,000 MM.LONG | 2
set54121 | 1010030005 | PLATE,STEEL 6X100X900 MM. | 2
set54121 | 1010030006 | PLATE,STEEL,FOR OVERHEAD GROUND WIRE BAYONET,ACCORDING TO DWG.NO.SA3-015/44004 | 2
set54121 | 1010050009 | ST. PIPE,SIZE 20, 75 MM.LONG W/O T.E. | 1
set54121 | 1010100003 | WIRE,STEEL STRANDED 35 SQ.MM.TIS.404 | 5.5
set54121 | 1010110101 | BOLE,MACHINE M. 12X50 MM. | 2
set54121 | 1010110200 | BOLT,MACHINE M.16x130 mm. | 4
set54121 | 1010110204 | BOLT,MACHINE M.16x300 mm. | 6
set54121 | 1010140001 | BOLT, ROUNG EYE M 16X200 MM. | 2
set54121 | 1010180100 | WASHER,PLAIN,SQUARE,LARGE 52x52x4.5 mm.HOLE DIA. 18 MM. TIS.258 | 24
set54121 | 1010180301 | WASHER,LOCK,SPRING,SIZE 16 mm.,GENERAL PURPOSE,TIS.259 | 6
set54121 | 1010210304 | THIMBLE,GUY,FOR STEEL WIRE 50-95 sq.mm. | 2
set54121 | 1010230000 | CLAMP,SINGLE U-BOLT,M.8 (WIRE ROPE CLIP) | 2
set54121 | 1010230003 | CLAMP,TRIPLE BOLTS FOR STEEL STRANDED WIRE 35 SQ.MM. | 5
set54121 | 9090011007 | WELDING POWDER, ST. WIRE 50 SQ.MM. TO GD | 2
set54122 | 1010000304 | STEEL CHANNEL150X75X6.5 MM.2,500MM. | 2
set54122 | 1010010000 | STEEL ANGLE,65X65X6 MM.1,000 MM.LONG | 2
set54122 | 1010030005 | PLATE,STEEL 6X100X900 MM. | 2
set54122 | 1010030006 | PLATE,STEEL,FOR OVERHEAD GROUND WIRE BAYONET,ACCORDING TO DWG.NO.SA3-015/44004 | 2
set54122 | 1010050009 | ST. PIPE,SIZE 20, 75 MM.LONG W/O T.E. | 1
set54122 | 1010100003 | WIRE,STEEL STRANDED 35 SQ.MM.TIS.404 | 5.5
set54122 | 1010110101 | BOLE,MACHINE M. 12X50 MM. | 2
set54122 | 1010110200 | BOLT,MACHINE M.16x130 mm. | 4
set54122 | 1010110204 | BOLT,MACHINE M.16x300 mm. | 6
set54122 | 1010140001 | BOLT, ROUNG EYE M 16X200 MM. | 2
set54122 | 1010180100 | WASHER,PLAIN,SQUARE,LARGE 52x52x4.5 mm.HOLE DIA. 18 MM. TIS.258 | 26
set54122 | 1010180301 | WASHER,LOCK,SPRING,SIZE 16 mm.,GENERAL PURPOSE,TIS.259 | 6
set54122 | 1010210202 | BOLT,STRAND EYE,SINGLE 45 DEGREE M.16X350 MM. | 1
set54122 | 1010210304 | THIMBLE,GUY,FOR STEEL WIRE 50-95 sq.mm. | 2
set54122 | 1010230000 | CLAMP,SINGLE U-BOLT,M.8 (WIRE ROPE CLIP) | 2
set54122 | 1010230003 | CLAMP,TRIPLE BOLTS FOR STEEL STRANDED WIRE 35 SQ.MM. | 5
set54122 | 9090011007 | WELDING POWDER, ST. WIRE 50 SQ.MM. TO GD | 2
set54123 | 1010000304 | STEEL CHANNEL150X75X6.5 MM.2,500MM. | 2
set54123 | 1010010000 | STEEL ANGLE,65X65X6 MM.1,000 MM.LONG | 2
set54123 | 1010030005 | PLATE,STEEL 6X100X900 MM. | 2
set54123 | 1010030006 | PLATE,STEEL,FOR OVERHEAD GROUND WIRE BAYONET,ACCORDING TO DWG.NO.SA3-015/44004 | 2
set54123 | 1010050009 | ST. PIPE,SIZE 20, 75 MM.LONG W/O T.E. | 1
set54123 | 1010100003 | WIRE,STEEL STRANDED 35 SQ.MM.TIS.404 | 5
set54123 | 1010110101 | BOLE,MACHINE M. 12X50 MM. | 2
set54123 | 1010110200 | BOLT,MACHINE M.16x130 mm. | 4
set54123 | 1010110204 | BOLT,MACHINE M.16x300 mm. | 6
set54123 | 1010140001 | BOLT, ROUNG EYE M 16X200 MM. | 3
set54123 | 1010180100 | WASHER,PLAIN,SQUARE,LARGE 52x52x4.5 mm.HOLE DIA. 18 MM. TIS.258 | 26
set54123 | 1010180301 | WASHER,LOCK,SPRING,SIZE 16 mm.,GENERAL PURPOSE,TIS.259 | 7
set54123 | 1010210304 | THIMBLE,GUY,FOR STEEL WIRE 50-95 sq.mm. | 3
set54123 | 1010230000 | CLAMP,SINGLE U-BOLT,M.8 (WIRE ROPE CLIP) | 2
set54123 | 1010230003 | CLAMP,TRIPLE BOLTS FOR STEEL STRANDED WIRE 35 SQ.MM. | 7
set54123 | 9090011007 | WELDING POWDER, ST. WIRE 50 SQ.MM. TO GD | 2
set54315 | 1010100004 | WIRE,STEEL STRANDED 50/7 sq.mm.TIS.404 | 2
set54315 | 1010230000 | CLAMP,SINGLE U-BOLT,M.8 (WIRE ROPE CLIP) | 4
set54316 | 1010100004 | WIRE,STEEL STRANDED 50/7 sq.mm.TIS.404 | 2
set54316 | 1010220002 | ROD,GROUND,60x60x5 mm. 2 m.LONG | 4
set54316 | 1010230000 | CLAMP,SINGLE U-BOLT,M.8 (WIRE ROPE CLIP) | 2
set54317 | 1010100004 | WIRE,STEEL STRANDED 50/7 sq.mm.TIS.404 | 2
set54317 | 1010220002 | ROD,GROUND,60x60x5 mm. 2 m.LONG | 1
set54317 | 1010230000 | CLAMP,SINGLE U-BOLT,M.8 (WIRE ROPE CLIP) | 2
set54318 | 1010100004 | WIRE,STEEL STRANDED 50/7 sq.mm.TIS.404 | 3
set54318 | 1010220002 | ROD,GROUND,60x60x5 mm. 2 m.LONG | 1
set54318 | 1010230000 | CLAMP,SINGLE U-BOLT,M.8 (WIRE ROPE CLIP) | 4
set54319 | 1010100004 | WIRE,STEEL STRANDED 50/7 sq.mm.TIS.404 | 1
set54319 | 1010230000 | CLAMP,SINGLE U-BOLT,M.8 (WIRE ROPE CLIP) | 4
set54320 | 1010100004 | WIRE,STEEL STRANDED 50/7 sq.mm.TIS.404 | 2
set54320 | 1010230000 | CLAMP,SINGLE U-BOLT,M.8 (WIRE ROPE CLIP) | 6
set54321 | 1010100004 | WIRE,STEEL STRANDED 50/7 sq.mm.TIS.404 | 4
set54321 | 1010220002 | ROD,GROUND,60x60x5 mm. 2 m.LONG | 1
set54321 | 1010230000 | CLAMP,SINGLE U-BOLT,M.8 (WIRE ROPE CLIP) | 2
set54322 | 1010100004 | WIRE,STEEL STRANDED 50/7 sq.mm.TIS.404 | 8
set54322 | 1010220002 | ROD,GROUND,60x60x5 mm. 2 m.LONG | 1
set54322 | 1010230000 | CLAMP,SINGLE U-BOLT,M.8 (WIRE ROPE CLIP) | 4
set54323 | 1010100004 | WIRE,STEEL STRANDED 50/7 sq.mm.TIS.404 | 4
set54323 | 1010220002 | ROD,GROUND,60x60x5 mm. 2 m.LONG | 1
set54323 | 1010230000 | CLAMP,SINGLE U-BOLT,M.8 (WIRE ROPE CLIP) | 2
set54324 | 1010100004 | WIRE,STEEL STRANDED 50/7 sq.mm.TIS.404 | 8
set54324 | 1010220002 | ROD,GROUND,60x60x5 mm. 2 m.LONG | 2
set54324 | 1010230000 | CLAMP,SINGLE U-BOLT,M.8 (WIRE ROPE CLIP) | 4
set54325 | 1010100004 | WIRE,STEEL STRANDED 50/7 sq.mm.TIS.404 | 6
set54325 | 1010230000 | CLAMP,SINGLE U-BOLT,M.8 (WIRE ROPE CLIP) | 4
set54326 | 1010100004 | WIRE,STEEL STRANDED 50/7 sq.mm.TIS.404 | 6
set54326 | 1010230000 | CLAMP,SINGLE U-BOLT,M.8 (WIRE ROPE CLIP) | 4
set54327 | 1010100004 | WIRE,STEEL STRANDED 50/7 sq.mm.TIS.404 | 12
set54327 | 1010230000 | CLAMP,SINGLE U-BOLT,M.8 (WIRE ROPE CLIP) | 8
set54328 | 1010100004 | WIRE,STEEL STRANDED 50/7 sq.mm.TIS.404 | 4
set54328 | 1010220002 | ROD,GROUND,60x60x5 mm. 2 m.LONG | 1
set54328 | 1010230000 | CLAMP,SINGLE U-BOLT,M.8 (WIRE ROPE CLIP) | 2
set54329 | 1010100004 | WIRE,STEEL STRANDED 50/7 sq.mm.TIS.404 | 8
set54329 | 1010220002 | ROD,GROUND,60x60x5 mm. 2 m.LONG | 2
set54329 | 1010230000 | CLAMP,SINGLE U-BOLT,M.8 (WIRE ROPE CLIP) | 4
set54330 | 1010100004 | WIRE,STEEL STRANDED 50/7 sq.mm.TIS.404 | 8
set54330 | 1010230000 | CLAMP,SINGLE U-BOLT,M.8 (WIRE ROPE CLIP) | 8
set54401 | 1020220109 | ARMOR ROD,PREFORMED,FOR AL.OR AL-ALLOY CONDUCTOR 400 SQ.MM. | 1
set54401 | 1030020001 | INSULATOR,SUSPENSION,TYPE C (CLASS 52-3) TIS.354 | 7
set54401 | 1030140002 | BALL-HOOK | 1
set54401 | 1030140005 | BALL-CLEVIS,ANSI TYPE B | 1
set54402 | 1020220109 | ARMOR ROD,PREFORMED,FOR AL.OR AL-ALLOY CONDUCTOR 400 SQ.MM. | 1
set54402 | 1030020001 | INSULATOR,SUSPENSION,TYPE C (CLASS 52-3) TIS.354 | 7
set54402 | 1030120002 | CLAMP,SUSPENSION,FOR AL 400 SQ.MM. | 1
set54402 | 1030140003 | SOCKET-EYE | 1
set54402 | 1030140004 | Y-CLEVIS-BALL | 1
set54403 | 1020420302 | TERMINAL,COMPRESSION,15 DEGREE PAD,NEMA,4-HOLE,FOR AL. 400 SQ.MM. | 1
set54403 | 1020430001 | CLAMP DEAD END,COMPRESSION,SINGLE LUG,FOR AL.CONDUCTOR 400 SQ.MM. | 1
set54403 | 1030020001 | INSULATOR,SUSPENSION,TYPE C (CLASS 52-3) TIS.354 | 10
set54403 | 1030140005 | BALL-CLEVIS,ANSI TYPE B | 1
set54403 | 1030140006 | SOCKET-CLEVIS,ANSI TYPE B | 1
set54404 | 1030020001 | INSULATOR,SUSPENSION,TYPE C (CLASS 52-3) TIS.354 | 10
set54404 | 1030110103 | CLAMP,STRAIN,WITH CLAMPING KEEPER,FOR AL.CONDUCTOR 400 SQ.MM. | 1
set54404 | 1030140003 | SOCKET-EYE | 1
set54404 | 1030140005 | BALL-CLEVIS,ANSI TYPE B | 1
set54411 | 1020220109 | ARMOR ROD,PREFORMED,FOR AL.OR AL-ALLOY CONDUCTOR 400 SQ.MM. | 1
set54411 | 1030020001 | INSULATOR,SUSPENSION,TYPE C (CLASS 52-3) TIS.354 | 7
set54411 | 1030120002 | CLAMP,SUSPENSION,FOR AL 400 SQ.MM. | 1
set54411 | 1030140002 | BALL-HOOK | 1
set54411 | 1030140003 | SOCKET-EYE | 1
set54412 | 1020220109 | ARMOR ROD,PREFORMED,FOR AL.OR AL-ALLOY CONDUCTOR 400 SQ.MM. | 2
set54412 | 1030020001 | INSULATOR,SUSPENSION,TYPE C (CLASS 52-3) TIS.354 | 7
set54412 | 1030120002 | CLAMP,SUSPENSION,FOR AL 400 SQ.MM. | 2
set54412 | 1030140000 | CLEVIS-EYE | 2
set54412 | 1030140004 | Y-CLEVIS-BALL | 1
set54412 | 1030140006 | SOCKET-CLEVIS,ANSI TYPE B | 1
set54412 | 1030140013 | SPACER,PLATE,FOR AL.400 SQ.MM. | 1
set54413 | 1020420302 | TERMINAL,COMPRESSION,15 DEGREE PAD,NEMA,4-HOLE,FOR AL. 400 SQ.MM. | 2
set54413 | 1020430001 | CLAMP DEAD END,COMPRESSION,SINGLE LUG,FOR AL.CONDUCTOR 400 SQ.MM. | 2
set54413 | 1030020003 | INSULATOR,SUSPENSION,TYPE E (CLASS 52-8)TIS.354 | 10
set54413 | 1030140001 | BALL-CLEVIS,ANSI TYPE K | 1
set54413 | 1030140005 | BALL-CLEVIS,ANSI TYPE B | 2
set54413 | 1030140006 | SOCKET-CLEVIS,ANSI TYPE B | 2
set54413 | 1030140007 | SOCKET-CLEVIS,ANSI TYPE K | 1
set54413 | 1030140013 | SPACER,PLATE,FOR AL.400 SQ.MM. | 1
set54414 | 1030020003 | INSULATOR,SUSPENSION,TYPE E (CLASS 52-8)TIS.354 | 10
set54414 | 1030110103 | CLAMP,STRAIN,WITH CLAMPING KEEPER,FOR AL.CONDUCTOR 400 SQ.MM. | 2
set54414 | 1030140001 | BALL-CLEVIS,ANSI TYPE K | 1
set54414 | 1030140003 | SOCKET-EYE | 2
set54414 | 1030140005 | BALL-CLEVIS,ANSI TYPE B | 2
set54414 | 1030140007 | SOCKET-CLEVIS,ANSI TYPE K | 1
set54414 | 1030140013 | SPACER,PLATE,FOR AL.400 SQ.MM. | 1
set54415 | 1020420302 | TERMINAL,COMPRESSION,15 DEGREE PAD,NEMA,4-HOLE,FOR AL. 400 SQ.MM. | 2
set54415 | 1020430101 | CLAMP,DEAD END,COMPRESSION,DOUBLE LUG,FOR AL.CONDUCTOR 400 SQ.MM. | 1
set54415 | 1030020001 | INSULATOR,SUSPENSION,TYPE C (CLASS 52-3) TIS.354 | 10
set54415 | 1030140005 | BALL-CLEVIS,ANSI TYPE B | 1
set54415 | 1030140006 | SOCKET-CLEVIS,ANSI TYPE B | 1
set54416 | 1020420302 | TERMINAL,COMPRESSION,15 DEGREE PAD,NEMA,4-HOLE,FOR AL. 400 SQ.MM. | 4
set54416 | 1020430101 | CLAMP,DEAD END,COMPRESSION,DOUBLE LUG,FOR AL.CONDUCTOR 400 SQ.MM. | 2
set54416 | 1030020003 | INSULATOR,SUSPENSION,TYPE E (CLASS 52-8)TIS.354 | 10
set54416 | 1030140001 | BALL-CLEVIS,ANSI TYPE K | 1
set54416 | 1030140005 | BALL-CLEVIS,ANSI TYPE B | 2
set54416 | 1030140006 | SOCKET-CLEVIS,ANSI TYPE B | 2
set54416 | 1030140007 | SOCKET-CLEVIS,ANSI TYPE K | 1
set54416 | 1030140013 | SPACER,PLATE,FOR AL.400 SQ.MM. | 1
set54417 | 1020220109 | ARMOR ROD,PREFORMED,FOR AL.OR AL-ALLOY CONDUCTOR 400 SQ.MM. | 2
set54417 | 1030020001 | INSULATOR,SUSPENSION,TYPE C (CLASS 52-3) TIS.354 | 7
set54417 | 1030120002 | CLAMP,SUSPENSION,FOR AL 400 SQ.MM. | 2
set54417 | 1030140000 | CLEVIS-EYE | 2
set54417 | 1030140002 | BALL-HOOK | 1
set54417 | 1030140006 | SOCKET-CLEVIS,ANSI TYPE B | 1
set54417 | 1030140013 | SPACER,PLATE,FOR AL.400 SQ.MM. | 1
set54418 | 1020420302 | TERMINAL,COMPRESSION,15 DEGREE PAD,NEMA,4-HOLE,FOR AL. 400 SQ.MM. | 4
set54418 | 1020430101 | CLAMP,DEAD END,COMPRESSION,DOUBLE LUG,FOR AL.CONDUCTOR 400 SQ.MM. | 1
set54418 | 1020560200 | PAD COUPLER,AL-ALLOY, T-TYPE FOR ONE TO TWO TRMINAL PAD 4 HOLE NEMA | 2
set54418 | 1030020001 | INSULATOR,SUSPENSION,TYPE C (CLASS 52-3) TIS.354 | 10
set54418 | 1030140005 | BALL-CLEVIS,ANSI TYPE B | 1
set54418 | 1030140006 | SOCKET-CLEVIS,ANSI TYPE B | 1
set54419 | 1020220109 | ARMOR ROD,PREFORMED,FOR AL.OR AL-ALLOY CONDUCTOR 400 SQ.MM. | 1
set54419 | 1030020100 | INSULATOR SUSPENSION COMPOSITE,FOR 115 KV.NOMINAL SECTION LENGHT 1,100-1,200 MM.TENSION , MIN 110 KN. | 1
set54419 | 1030120002 | CLAMP,SUSPENSION,FOR AL 400 SQ.MM. | 1
set54419 | 1030140003 | SOCKET-EYE | 1
set54420 | 1020420302 | TERMINAL,COMPRESSION,15 DEGREE PAD,NEMA,4-HOLE,FOR AL. 400 SQ.MM. | 1
set54420 | 1020430001 | CLAMP DEAD END,COMPRESSION,SINGLE LUG,FOR AL.CONDUCTOR 400 SQ.MM. | 1
set54420 | 1030020101 | INSULATOR,SUSPENSION,COMPOSITE,FOR 115 KV.NOMINAL SELTION LENGHT 1,500-1,600 MM.TENSION LOAD,MIN 110 | 1
set54420 | 1030140006 | SOCKET-CLEVIS,ANSI TYPE B | 1
set54421 | 1030020101 | INSULATOR,SUSPENSION,COMPOSITE,FOR 115 KV.NOMINAL SELTION LENGHT 1,500-1,600 MM.TENSION LOAD,MIN 110 | 1
set54421 | 1030110103 | CLAMP,STRAIN,WITH CLAMPING KEEPER,FOR AL.CONDUCTOR 400 SQ.MM. | 1
set54421 | 1030140003 | SOCKET-EYE | 1
set54422 | 1020220109 | ARMOR ROD,PREFORMED,FOR AL.OR AL-ALLOY CONDUCTOR 400 SQ.MM. | 2
set54422 | 1030020100 | INSULATOR SUSPENSION COMPOSITE,FOR 115 KV.NOMINAL SECTION LENGHT 1,100-1,200 MM.TENSION , MIN 110 KN. | 1
set54422 | 1030120002 | CLAMP,SUSPENSION,FOR AL 400 SQ.MM. | 2
set54422 | 1030140000 | CLEVIS-EYE | 2
set54422 | 1030140006 | SOCKET-CLEVIS,ANSI TYPE B | 1
set54422 | 1030140013 | SPACER,PLATE,FOR AL.400 SQ.MM. | 1
set54423 | 1020420302 | TERMINAL,COMPRESSION,15 DEGREE PAD,NEMA,4-HOLE,FOR AL. 400 SQ.MM. | 2
set54423 | 1020430001 | CLAMP DEAD END,COMPRESSION,SINGLE LUG,FOR AL.CONDUCTOR 400 SQ.MM. | 2
set54423 | 1030020103 | INSULATOR SUSPENSION, COMPOSITE, FOR 115 KV. NOMINAL SECTION LENGHT 1,500-1,600 MM.TENSION ,MIN 220 KN. | 1
set54423 | 1030140005 | BALL-CLEVIS,ANSI TYPE B | 2
set54423 | 1030140006 | SOCKET-CLEVIS,ANSI TYPE B | 2
set54423 | 1030140007 | SOCKET-CLEVIS,ANSI TYPE K | 1
set54423 | 1030140013 | SPACER,PLATE,FOR AL.400 SQ.MM. | 1
set54424 | 1030020103 | INSULATOR SUSPENSION, COMPOSITE, FOR 115 KV. NOMINAL SECTION LENGHT 1,500-1,600 MM.TENSION ,MIN 220 KN. | 1
set54424 | 1030110103 | CLAMP,STRAIN,WITH CLAMPING KEEPER,FOR AL.CONDUCTOR 400 SQ.MM. | 2
set54424 | 1030140003 | SOCKET-EYE | 2
set54424 | 1030140005 | BALL-CLEVIS,ANSI TYPE B | 2
set54424 | 1030140007 | SOCKET-CLEVIS,ANSI TYPE K | 1
set54424 | 1030140013 | SPACER,PLATE,FOR AL.400 SQ.MM. | 1
set54425 | 1020420302 | TERMINAL,COMPRESSION,15 DEGREE PAD,NEMA,4-HOLE,FOR AL. 400 SQ.MM. | 2
set54425 | 1020430101 | CLAMP,DEAD END,COMPRESSION,DOUBLE LUG,FOR AL.CONDUCTOR 400 SQ.MM. | 1
set54425 | 1030020101 | INSULATOR,SUSPENSION,COMPOSITE,FOR 115 KV.NOMINAL SELTION LENGHT 1,500-1,600 MM.TENSION LOAD,MIN 110 | 1
set54425 | 1030140006 | SOCKET-CLEVIS,ANSI TYPE B | 1
set54426 | 1020420302 | TERMINAL,COMPRESSION,15 DEGREE PAD,NEMA,4-HOLE,FOR AL. 400 SQ.MM. | 4
set54426 | 1020430101 | CLAMP,DEAD END,COMPRESSION,DOUBLE LUG,FOR AL.CONDUCTOR 400 SQ.MM. | 2
set54426 | 1030020103 | INSULATOR SUSPENSION, COMPOSITE, FOR 115 KV. NOMINAL SECTION LENGHT 1,500-1,600 MM.TENSION ,MIN 220 KN. | 1
set54426 | 1030140005 | BALL-CLEVIS,ANSI TYPE B | 2
set54426 | 1030140006 | SOCKET-CLEVIS,ANSI TYPE B | 2
set54426 | 1030140007 | SOCKET-CLEVIS,ANSI TYPE K | 1
set54426 | 1030140013 | SPACER,PLATE,FOR AL.400 SQ.MM. | 1
set54427 | 1020420302 | TERMINAL,COMPRESSION,15 DEGREE PAD,NEMA,4-HOLE,FOR AL. 400 SQ.MM. | 2
set54427 | 1020430101 | CLAMP,DEAD END,COMPRESSION,DOUBLE LUG,FOR AL.CONDUCTOR 400 SQ.MM. | 2
set54427 | 1030020103 | INSULATOR SUSPENSION, COMPOSITE, FOR 115 KV. NOMINAL SECTION LENGHT 1,500-1,600 MM.TENSION ,MIN 220 KN. | 1
set54427 | 1030140005 | BALL-CLEVIS,ANSI TYPE B | 2
set54427 | 1030140006 | SOCKET-CLEVIS,ANSI TYPE B | 2
set54427 | 1030140007 | SOCKET-CLEVIS,ANSI TYPE K | 1
set54427 | 1030140013 | SPACER,PLATE,FOR AL.400 SQ.MM. | 1
set54428 | 1020420302 | TERMINAL,COMPRESSION,15 DEGREE PAD,NEMA,4-HOLE,FOR AL. 400 SQ.MM. | 4
set54428 | 1020430101 | CLAMP,DEAD END,COMPRESSION,DOUBLE LUG,FOR AL.CONDUCTOR 400 SQ.MM. | 1
set54428 | 1020560201 | PAD COUPLER,AL-ALLOY,STRAIGHT-TYPE,FOR ONE TO TWO TERMINAL PAD, 4 HOLE NEMA | 2
set54428 | 1030020101 | INSULATOR,SUSPENSION,COMPOSITE,FOR 115 KV.NOMINAL SELTION LENGHT 1,500-1,600 MM.TENSION LOAD,MIN 110 | 1
set54428 | 1030140006 | SOCKET-CLEVIS,ANSI TYPE B | 1
set54429 | 1020230001 | ARMOR-GRIP,PREFORMED,AL 400 SQ.MM. | 1
set54429 | 1030020001 | INSULATOR,SUSPENSION,TYPE C (CLASS 52-3) TIS.354 | 7
set54429 | 1030140003 | SOCKET-EYE | 1
set54429 | 1030140004 | Y-CLEVIS-BALL | 1
set54430 | 1020230001 | ARMOR-GRIP,PREFORMED,AL 400 SQ.MM. | 2
set54430 | 1030020001 | INSULATOR,SUSPENSION,TYPE C (CLASS 52-3) TIS.354 | 7
set54430 | 1030140000 | CLEVIS-EYE | 2
set54430 | 1030140004 | Y-CLEVIS-BALL | 1
set54430 | 1030140006 | SOCKET-CLEVIS,ANSI TYPE B | 1
set54430 | 1030140013 | SPACER,PLATE,FOR AL.400 SQ.MM. | 1
set54431 | 1020230001 | ARMOR-GRIP,PREFORMED,AL 400 SQ.MM. | 1
set54431 | 1030020100 | INSULATOR SUSPENSION COMPOSITE,FOR 115 KV.NOMINAL SECTION LENGHT 1,100-1,200 MM.TENSION , MIN 110 KN. | 1
set54431 | 1030140003 | SOCKET-EYE | 1
set54432 | 1020230001 | ARMOR-GRIP,PREFORMED,AL 400 SQ.MM. | 2
set54432 | 1030020100 | INSULATOR SUSPENSION COMPOSITE,FOR 115 KV.NOMINAL SECTION LENGHT 1,100-1,200 MM.TENSION , MIN 110 KN. | 1
set54432 | 1030140000 | CLEVIS-EYE | 2
set54432 | 1030140006 | SOCKET-CLEVIS,ANSI TYPE B | 1
set54432 | 1030140013 | SPACER,PLATE,FOR AL.400 SQ.MM. | 1
set54433 | 1020420302 | TERMINAL,COMPRESSION,15 DEGREE PAD,NEMA,4-HOLE,FOR AL. 400 SQ.MM. | 2
set54433 | 1020430101 | CLAMP,DEAD END,COMPRESSION,DOUBLE LUG,FOR AL.CONDUCTOR 400 SQ.MM. | 2
set54433 | 1030020003 | INSULATOR,SUSPENSION,TYPE E (CLASS 52-8)TIS.354 | 10
set54433 | 1030140001 | BALL-CLEVIS,ANSI TYPE K | 1
set54433 | 1030140005 | BALL-CLEVIS,ANSI TYPE B | 2
set54433 | 1030140006 | SOCKET-CLEVIS,ANSI TYPE B | 2
set54433 | 1030140007 | SOCKET-CLEVIS,ANSI TYPE K | 1
set54433 | 1030140013 | SPACER,PLATE,FOR AL.400 SQ.MM. | 1
set54434 | 1020220109 | ARMOR ROD,PREFORMED,FOR AL.OR AL-ALLOY CONDUCTOR 400 SQ.MM. | 2
set54434 | 1030020100 | INSULATOR SUSPENSION COMPOSITE,FOR 115 KV.NOMINAL SECTION LENGHT 1,100-1,200 MM.TENSION , MIN 110 KN. | 2
set54434 | 1030120004 | SUSPENSION CLAMP,FOR AL400SQ.MM.(REVISE) | 2
set54434 | 1030140000 | CLEVIS-EYE | 2
set54434 | 1030140005 | BALL-CLEVIS,ANSI TYPE B | 1
set54434 | 1030140006 | SOCKET-CLEVIS,ANSI TYPE B | 3
set54434 | 1030140013 | SPACER,PLATE,FOR AL.400 SQ.MM. | 2
set54435 | 1020230001 | ARMOR-GRIP,PREFORMED,AL 400 SQ.MM. | 2
set54435 | 1030020100 | INSULATOR SUSPENSION COMPOSITE,FOR 115 KV.NOMINAL SECTION LENGHT 1,100-1,200 MM.TENSION , MIN 110 KN. | 2
set54435 | 1030140000 | CLEVIS-EYE | 2
set54435 | 1030140005 | BALL-CLEVIS,ANSI TYPE B | 1
set54435 | 1030140006 | SOCKET-CLEVIS,ANSI TYPE B | 3
set54435 | 1030140013 | SPACER,PLATE,FOR AL.400 SQ.MM. | 2
set54436 | 1020220109 | ARMOR ROD,PREFORMED,FOR AL.OR AL-ALLOY CONDUCTOR 400 SQ.MM. | 1
set54436 | 1030020100 | INSULATOR SUSPENSION COMPOSITE,FOR 115 KV.NOMINAL SECTION LENGHT 1,100-1,200 MM.TENSION , MIN 110 KN. | 2
set54436 | 1030120004 | SUSPENSION CLAMP,FOR AL400SQ.MM.(REVISE) | 1
set54436 | 1030140003 | SOCKET-EYE | 1
set54436 | 1030140005 | BALL-CLEVIS,ANSI TYPE B | 1
set54436 | 1030140006 | SOCKET-CLEVIS,ANSI TYPE B | 2
set54436 | 1030140013 | SPACER,PLATE,FOR AL.400 SQ.MM. | 1
set54437 | 1020230001 | ARMOR-GRIP,PREFORMED,AL 400 SQ.MM. | 1
set54437 | 1030020100 | INSULATOR SUSPENSION COMPOSITE,FOR 115 KV.NOMINAL SECTION LENGHT 1,100-1,200 MM.TENSION , MIN 110 KN. | 2
set54437 | 1030140003 | SOCKET-EYE | 1
set54437 | 1030140005 | BALL-CLEVIS,ANSI TYPE B | 1
set54437 | 1030140006 | SOCKET-CLEVIS,ANSI TYPE B | 2
set54437 | 1030140013 | SPACER,PLATE,FOR AL.400 SQ.MM. | 1
set54438 | 1030020001 | INSULATOR,SUSPENSION,TYPE C (CLASS 52-3) TIS.354 | 7
set54439 | 1030020001 | INSULATOR,SUSPENSION,TYPE C (CLASS 52-3) TIS.354 | 10
set54440 | 1030020003 | INSULATOR,SUSPENSION,TYPE E (CLASS 52-8)TIS.354 | 10
set54501 | 1010030007 | PLATE,STEEL,FOR GROUND WIRE,ACCORDING TO DWG.NO.SA3-015/44004 | 1
set54501 | 1010030008 | PLATE, STEEL, 5x40x110 mm. | 1
set54501 | 1010100004 | WIRE,STEEL STRANDED 50/7 sq.mm.TIS.404 | 6
set54501 | 1010110100 | BOLT,MATCHINE M.12X35 MM. | 2
set54501 | 1010110201 | BOLT,MACHINE M.16x170 mm. | 1
set54501 | 1010180100 | WASHER,PLAIN,SQUARE,LARGE 52x52x4.5 mm.HOLE DIA. 18 MM. TIS.258 | 1
set54501 | 1010180301 | WASHER,LOCK,SPRING,SIZE 16 mm.,GENERAL PURPOSE,TIS.259 | 1
set54501 | 1010220002 | ROD,GROUND,60x60x5 mm. 2 m.LONG | 1
set54501 | 1080040005 | CONDUIT,PVC,RIGID,DIA. 20x2000 mm.TIS.216 | 1
set54501 | 1080040006 | CONDUIT,PVC,RIGID,DIA 40x200 MM. TIS.216 | 1
set54501 | 9090011007 | WELDING POWDER, ST. WIRE 50 SQ.MM. TO GD | 2
set54502 | 1010030007 | PLATE,STEEL,FOR GROUND WIRE,ACCORDING TO DWG.NO.SA3-015/44004 | 1
set54502 | 1010030008 | PLATE, STEEL, 5x40x110 mm. | 1
set54502 | 1010100004 | WIRE,STEEL STRANDED 50/7 sq.mm.TIS.404 | 10
set54502 | 1010110100 | BOLT,MATCHINE M.12X35 MM. | 2
set54502 | 1010110201 | BOLT,MACHINE M.16x170 mm. | 1
set54502 | 1010180100 | WASHER,PLAIN,SQUARE,LARGE 52x52x4.5 mm.HOLE DIA. 18 MM. TIS.258 | 1
set54502 | 1010180301 | WASHER,LOCK,SPRING,SIZE 16 mm.,GENERAL PURPOSE,TIS.259 | 1
set54502 | 1010220002 | ROD,GROUND,60x60x5 mm. 2 m.LONG | 2
set54502 | 1080040005 | CONDUIT,PVC,RIGID,DIA. 20x2000 mm.TIS.216 | 1
set54502 | 1080040006 | CONDUIT,PVC,RIGID,DIA 40x200 MM. TIS.216 | 1
set54502 | 9090011007 | WELDING POWDER, ST. WIRE 50 SQ.MM. TO GD | 4
set54503 | 1010030007 | PLATE,STEEL,FOR GROUND WIRE,ACCORDING TO DWG.NO.SA3-015/44004 | 1
set54503 | 1010030008 | PLATE, STEEL, 5x40x110 mm. | 1
set54503 | 1010100004 | WIRE,STEEL STRANDED 50/7 sq.mm.TIS.404 | 14
set54503 | 1010110100 | BOLT,MATCHINE M.12X35 MM. | 2
set54503 | 1010110201 | BOLT,MACHINE M.16x170 mm. | 1
set54503 | 1010180100 | WASHER,PLAIN,SQUARE,LARGE 52x52x4.5 mm.HOLE DIA. 18 MM. TIS.258 | 1
set54503 | 1010180301 | WASHER,LOCK,SPRING,SIZE 16 mm.,GENERAL PURPOSE,TIS.259 | 1
set54503 | 1010220002 | ROD,GROUND,60x60x5 mm. 2 m.LONG | 3
set54503 | 1080040005 | CONDUIT,PVC,RIGID,DIA. 20x2000 mm.TIS.216 | 1
set54503 | 1080040006 | CONDUIT,PVC,RIGID,DIA 40x200 MM. TIS.216 | 1
set54503 | 9090011007 | WELDING POWDER, ST. WIRE 50 SQ.MM. TO GD | 6
set54504 | 1010030007 | PLATE,STEEL,FOR GROUND WIRE,ACCORDING TO DWG.NO.SA3-015/44004 | 1
set54504 | 1010030008 | PLATE, STEEL, 5x40x110 mm. | 1
set54504 | 1010100004 | WIRE,STEEL STRANDED 50/7 sq.mm.TIS.404 | 18
set54504 | 1010110100 | BOLT,MATCHINE M.12X35 MM. | 2
set54504 | 1010110201 | BOLT,MACHINE M.16x170 mm. | 1
set54504 | 1010180100 | WASHER,PLAIN,SQUARE,LARGE 52x52x4.5 mm.HOLE DIA. 18 MM. TIS.258 | 1
set54504 | 1010180301 | WASHER,LOCK,SPRING,SIZE 16 mm.,GENERAL PURPOSE,TIS.259 | 1
set54504 | 1010220002 | ROD,GROUND,60x60x5 mm. 2 m.LONG | 4
set54504 | 1080040005 | CONDUIT,PVC,RIGID,DIA. 20x2000 mm.TIS.216 | 1
set54504 | 1080040006 | CONDUIT,PVC,RIGID,DIA 40x200 MM. TIS.216 | 1
set54504 | 9090011007 | WELDING POWDER, ST. WIRE 50 SQ.MM. TO GD | 8
set54505 | 1010030007 | PLATE,STEEL,FOR GROUND WIRE,ACCORDING TO DWG.NO.SA3-015/44004 | 1
set54505 | 1010030008 | PLATE, STEEL, 5x40x110 mm. | 1
set54505 | 1010100004 | WIRE,STEEL STRANDED 50/7 sq.mm.TIS.404 | 22
set54505 | 1010110100 | BOLT,MATCHINE M.12X35 MM. | 2
set54505 | 1010110201 | BOLT,MACHINE M.16x170 mm. | 1
set54505 | 1010180100 | WASHER,PLAIN,SQUARE,LARGE 52x52x4.5 mm.HOLE DIA. 18 MM. TIS.258 | 1
set54505 | 1010180301 | WASHER,LOCK,SPRING,SIZE 16 mm.,GENERAL PURPOSE,TIS.259 | 1
set54505 | 1010220002 | ROD,GROUND,60x60x5 mm. 2 m.LONG | 5
set54505 | 1080040005 | CONDUIT,PVC,RIGID,DIA. 20x2000 mm.TIS.216 | 1
set54505 | 1080040006 | CONDUIT,PVC,RIGID,DIA 40x200 MM. TIS.216 | 1
set54505 | 9090011007 | WELDING POWDER, ST. WIRE 50 SQ.MM. TO GD | 10
set54506 | 1010030007 | PLATE,STEEL,FOR GROUND WIRE,ACCORDING TO DWG.NO.SA3-015/44004 | 1
set54506 | 1010030008 | PLATE, STEEL, 5x40x110 mm. | 1
set54506 | 1010100004 | WIRE,STEEL STRANDED 50/7 sq.mm.TIS.404 | 6
set54506 | 1010110100 | BOLT,MATCHINE M.12X35 MM. | 2
set54506 | 1010110201 | BOLT,MACHINE M.16x170 mm. | 1
set54506 | 1010180100 | WASHER,PLAIN,SQUARE,LARGE 52x52x4.5 mm.HOLE DIA. 18 MM. TIS.258 | 1
set54506 | 1010180301 | WASHER,LOCK,SPRING,SIZE 16 mm.,GENERAL PURPOSE,TIS.259 | 1
set54506 | 1010220010 | CONDUCTOR, GROUND, FLAT IRON 30X3.5 MM. GALV. | 40
set54506 | 1010230102 | CONNECTOR,FLAT IRON 30 mm.TO CONDUCTOR 16-50 sq.mm. | 3
set54506 | 1010230103 | CONNECTOR,FLAT IRON TO FLAT IRON 30 mm. | 3
set54506 | 1080040005 | CONDUIT,PVC,RIGID,DIA. 20x2000 mm.TIS.216 | 1
set54506 | 1080040006 | CONDUIT,PVC,RIGID,DIA 40x200 MM. TIS.216 | 1
set54506 | 9090011007 | WELDING POWDER, ST. WIRE 50 SQ.MM. TO GD | 1
set54507 | 1010030007 | PLATE,STEEL,FOR GROUND WIRE,ACCORDING TO DWG.NO.SA3-015/44004 | 1
set54507 | 1010030008 | PLATE, STEEL, 5x40x110 mm. | 1
set54507 | 1010100004 | WIRE,STEEL STRANDED 50/7 sq.mm.TIS.404 | 6
set54507 | 1010110100 | BOLT,MATCHINE M.12X35 MM. | 2
set54507 | 1010110201 | BOLT,MACHINE M.16x170 mm. | 1
set54507 | 1010180100 | WASHER,PLAIN,SQUARE,LARGE 52x52x4.5 mm.HOLE DIA. 18 MM. TIS.258 | 1
set54507 | 1010180301 | WASHER,LOCK,SPRING,SIZE 16 mm.,GENERAL PURPOSE,TIS.259 | 1
set54507 | 1010220002 | ROD,GROUND,60x60x5 mm. 2 m.LONG | 1
set54507 | 1010220200 | CHEMICALS FOR EARTH RESISTANCE REDUCTION | 140
set54507 | 1080040005 | CONDUIT,PVC,RIGID,DIA. 20x2000 mm.TIS.216 | 1
set54507 | 1080040006 | CONDUIT,PVC,RIGID,DIA 40x200 MM. TIS.216 | 1
set54507 | 9090011007 | WELDING POWDER, ST. WIRE 50 SQ.MM. TO GD | 2
set54508 | 1010030007 | PLATE,STEEL,FOR GROUND WIRE,ACCORDING TO DWG.NO.SA3-015/44004 | 1
set54508 | 1010030008 | PLATE, STEEL, 5x40x110 mm. | 1
set54508 | 1010100004 | WIRE,STEEL STRANDED 50/7 sq.mm.TIS.404 | 8
set54508 | 1010110100 | BOLT,MATCHINE M.12X35 MM. | 2
set54508 | 1010110202 | BOLT,MACHINE M.16x200 mm. | 1
set54508 | 1010180100 | WASHER,PLAIN,SQUARE,LARGE 52x52x4.5 mm.HOLE DIA. 18 MM. TIS.258 | 1
set54508 | 1010180301 | WASHER,LOCK,SPRING,SIZE 16 mm.,GENERAL PURPOSE,TIS.259 | 1
set54508 | 1010220010 | CONDUCTOR, GROUND, FLAT IRON 30X3.5 MM. GALV. | 8
set54508 | 1010230004 | CLAMP,TRIPLE BOLTS FOR STEEL STRANDED WIRE 50 SQ.MM. | 1
set54508 | 1010230102 | CONNECTOR,FLAT IRON 30 mm.TO CONDUCTOR 16-50 sq.mm. | 6
set54508 | 1010230103 | CONNECTOR,FLAT IRON TO FLAT IRON 30 mm. | 6
set54508 | 1080040005 | CONDUIT,PVC,RIGID,DIA. 20x2000 mm.TIS.216 | 1
set54508 | 1080040006 | CONDUIT,PVC,RIGID,DIA 40x200 MM. TIS.216 | 1
set54508 | 9090011007 | WELDING POWDER, ST. WIRE 50 SQ.MM. TO GD | 1
set54511 | 1010030007 | PLATE,STEEL,FOR GROUND WIRE,ACCORDING TO DWG.NO.SA3-015/44004 | 1
set54511 | 1010030008 | PLATE, STEEL, 5x40x110 mm. | 1
set54511 | 1010100004 | WIRE,STEEL STRANDED 50/7 sq.mm.TIS.404 | 10
set54511 | 1010110100 | BOLT,MATCHINE M.12X35 MM. | 2
set54511 | 1010110201 | BOLT,MACHINE M.16x170 mm. | 1
set54511 | 1010180100 | WASHER,PLAIN,SQUARE,LARGE 52x52x4.5 mm.HOLE DIA. 18 MM. TIS.258 | 1
set54511 | 1010180301 | WASHER,LOCK,SPRING,SIZE 16 mm.,GENERAL PURPOSE,TIS.259 | 1
set54511 | 1010220002 | ROD,GROUND,60x60x5 mm. 2 m.LONG | 1
set54511 | 1080040005 | CONDUIT,PVC,RIGID,DIA. 20x2000 mm.TIS.216 | 1
set54511 | 1080040006 | CONDUIT,PVC,RIGID,DIA 40x200 MM. TIS.216 | 1
set54511 | 9090011007 | WELDING POWDER, ST. WIRE 50 SQ.MM. TO GD | 2
set54512 | 1010030007 | PLATE,STEEL,FOR GROUND WIRE,ACCORDING TO DWG.NO.SA3-015/44004 | 1
set54512 | 1010030008 | PLATE, STEEL, 5x40x110 mm. | 1
set54512 | 1010100004 | WIRE,STEEL STRANDED 50/7 sq.mm.TIS.404 | 14
set54512 | 1010110100 | BOLT,MATCHINE M.12X35 MM. | 2
set54512 | 1010110201 | BOLT,MACHINE M.16x170 mm. | 1
set54512 | 1010180100 | WASHER,PLAIN,SQUARE,LARGE 52x52x4.5 mm.HOLE DIA. 18 MM. TIS.258 | 1
set54512 | 1010180301 | WASHER,LOCK,SPRING,SIZE 16 mm.,GENERAL PURPOSE,TIS.259 | 1
set54512 | 1010220002 | ROD,GROUND,60x60x5 mm. 2 m.LONG | 2
set54512 | 1080040005 | CONDUIT,PVC,RIGID,DIA. 20x2000 mm.TIS.216 | 1
set54512 | 1080040006 | CONDUIT,PVC,RIGID,DIA 40x200 MM. TIS.216 | 1
set54512 | 9090011007 | WELDING POWDER, ST. WIRE 50 SQ.MM. TO GD | 4
set54513 | 1010030007 | PLATE,STEEL,FOR GROUND WIRE,ACCORDING TO DWG.NO.SA3-015/44004 | 1
set54513 | 1010030008 | PLATE, STEEL, 5x40x110 mm. | 1
set54513 | 1010100004 | WIRE,STEEL STRANDED 50/7 sq.mm.TIS.404 | 18
set54513 | 1010110100 | BOLT,MATCHINE M.12X35 MM. | 2
set54513 | 1010110201 | BOLT,MACHINE M.16x170 mm. | 1
set54513 | 1010180100 | WASHER,PLAIN,SQUARE,LARGE 52x52x4.5 mm.HOLE DIA. 18 MM. TIS.258 | 1
set54513 | 1010180301 | WASHER,LOCK,SPRING,SIZE 16 mm.,GENERAL PURPOSE,TIS.259 | 1
set54513 | 1010220002 | ROD,GROUND,60x60x5 mm. 2 m.LONG | 3
set54513 | 1080040005 | CONDUIT,PVC,RIGID,DIA. 20x2000 mm.TIS.216 | 1
set54513 | 1080040006 | CONDUIT,PVC,RIGID,DIA 40x200 MM. TIS.216 | 1
set54513 | 9090011007 | WELDING POWDER, ST. WIRE 50 SQ.MM. TO GD | 6
set54514 | 1010030007 | PLATE,STEEL,FOR GROUND WIRE,ACCORDING TO DWG.NO.SA3-015/44004 | 1
set54514 | 1010030008 | PLATE, STEEL, 5x40x110 mm. | 1
set54514 | 1010100004 | WIRE,STEEL STRANDED 50/7 sq.mm.TIS.404 | 22
set54514 | 1010110100 | BOLT,MATCHINE M.12X35 MM. | 2
set54514 | 1010110201 | BOLT,MACHINE M.16x170 mm. | 1
set54514 | 1010180100 | WASHER,PLAIN,SQUARE,LARGE 52x52x4.5 mm.HOLE DIA. 18 MM. TIS.258 | 1
set54514 | 1010180301 | WASHER,LOCK,SPRING,SIZE 16 mm.,GENERAL PURPOSE,TIS.259 | 1
set54514 | 1010220002 | ROD,GROUND,60x60x5 mm. 2 m.LONG | 4
set54514 | 1080040005 | CONDUIT,PVC,RIGID,DIA. 20x2000 mm.TIS.216 | 1
set54514 | 1080040006 | CONDUIT,PVC,RIGID,DIA 40x200 MM. TIS.216 | 1
set54514 | 9090011007 | WELDING POWDER, ST. WIRE 50 SQ.MM. TO GD | 8
set54515 | 1010030007 | PLATE,STEEL,FOR GROUND WIRE,ACCORDING TO DWG.NO.SA3-015/44004 | 1
set54515 | 1010030008 | PLATE, STEEL, 5x40x110 mm. | 1
set54515 | 1010100004 | WIRE,STEEL STRANDED 50/7 sq.mm.TIS.404 | 26
set54515 | 1010110100 | BOLT,MATCHINE M.12X35 MM. | 2
set54515 | 1010110201 | BOLT,MACHINE M.16x170 mm. | 1
set54515 | 1010180100 | WASHER,PLAIN,SQUARE,LARGE 52x52x4.5 mm.HOLE DIA. 18 MM. TIS.258 | 1
set54515 | 1010180301 | WASHER,LOCK,SPRING,SIZE 16 mm.,GENERAL PURPOSE,TIS.259 | 1
set54515 | 1010220002 | ROD,GROUND,60x60x5 mm. 2 m.LONG | 5
set54515 | 1080040005 | CONDUIT,PVC,RIGID,DIA. 20x2000 mm.TIS.216 | 1
set54515 | 1080040006 | CONDUIT,PVC,RIGID,DIA 40x200 MM. TIS.216 | 1
set54515 | 9090011007 | WELDING POWDER, ST. WIRE 50 SQ.MM. TO GD | 10
set54516 | 1010030007 | PLATE,STEEL,FOR GROUND WIRE,ACCORDING TO DWG.NO.SA3-015/44004 | 1
set54516 | 1010030008 | PLATE, STEEL, 5x40x110 mm. | 1
set54516 | 1010100004 | WIRE,STEEL STRANDED 50/7 sq.mm.TIS.404 | 10
set54516 | 1010110100 | BOLT,MATCHINE M.12X35 MM. | 2
set54516 | 1010110201 | BOLT,MACHINE M.16x170 mm. | 1
set54516 | 1010180100 | WASHER,PLAIN,SQUARE,LARGE 52x52x4.5 mm.HOLE DIA. 18 MM. TIS.258 | 1
set54516 | 1010180301 | WASHER,LOCK,SPRING,SIZE 16 mm.,GENERAL PURPOSE,TIS.259 | 1
set54516 | 1010220010 | CONDUCTOR, GROUND, FLAT IRON 30X3.5 MM. GALV. | 40
set54516 | 1010230102 | CONNECTOR,FLAT IRON 30 mm.TO CONDUCTOR 16-50 sq.mm. | 3
set54516 | 1010230103 | CONNECTOR,FLAT IRON TO FLAT IRON 30 mm. | 3
set54516 | 1080040005 | CONDUIT,PVC,RIGID,DIA. 20x2000 mm.TIS.216 | 1
set54516 | 1080040006 | CONDUIT,PVC,RIGID,DIA 40x200 MM. TIS.216 | 1
set54516 | 9090011007 | WELDING POWDER, ST. WIRE 50 SQ.MM. TO GD | 2
set54517 | 1010030007 | PLATE,STEEL,FOR GROUND WIRE,ACCORDING TO DWG.NO.SA3-015/44004 | 1
set54517 | 1010030008 | PLATE, STEEL, 5x40x110 mm. | 1
set54517 | 1010100004 | WIRE,STEEL STRANDED 50/7 sq.mm.TIS.404 | 10
set54517 | 1010110100 | BOLT,MATCHINE M.12X35 MM. | 2
set54517 | 1010110201 | BOLT,MACHINE M.16x170 mm. | 1
set54517 | 1010180100 | WASHER,PLAIN,SQUARE,LARGE 52x52x4.5 mm.HOLE DIA. 18 MM. TIS.258 | 1
set54517 | 1010180301 | WASHER,LOCK,SPRING,SIZE 16 mm.,GENERAL PURPOSE,TIS.259 | 1
set54517 | 1010220002 | ROD,GROUND,60x60x5 mm. 2 m.LONG | 1
set54517 | 1010220200 | CHEMICALS FOR EARTH RESISTANCE REDUCTION | 140
set54517 | 1080040005 | CONDUIT,PVC,RIGID,DIA. 20x2000 mm.TIS.216 | 1
set54517 | 1080040006 | CONDUIT,PVC,RIGID,DIA 40x200 MM. TIS.216 | 1
set54517 | 9090011007 | WELDING POWDER, ST. WIRE 50 SQ.MM. TO GD | 2
set54518 | 1010030007 | PLATE,STEEL,FOR GROUND WIRE,ACCORDING TO DWG.NO.SA3-015/44004 | 1
set54518 | 1010030008 | PLATE, STEEL, 5x40x110 mm. | 1
set54518 | 1010100004 | WIRE,STEEL STRANDED 50/7 sq.mm.TIS.404 | 10
set54518 | 1010110100 | BOLT,MATCHINE M.12X35 MM. | 2
set54518 | 1010110202 | BOLT,MACHINE M.16x200 mm. | 1
set54518 | 1010180100 | WASHER,PLAIN,SQUARE,LARGE 52x52x4.5 mm.HOLE DIA. 18 MM. TIS.258 | 1
set54518 | 1010180301 | WASHER,LOCK,SPRING,SIZE 16 mm.,GENERAL PURPOSE,TIS.259 | 1
set54518 | 1010220010 | CONDUCTOR, GROUND, FLAT IRON 30X3.5 MM. GALV. | 8
set54518 | 1010230004 | CLAMP,TRIPLE BOLTS FOR STEEL STRANDED WIRE 50 SQ.MM. | 1
set54518 | 1010230102 | CONNECTOR,FLAT IRON 30 mm.TO CONDUCTOR 16-50 sq.mm. | 6
set54518 | 1010230103 | CONNECTOR,FLAT IRON TO FLAT IRON 30 mm. | 6
set54518 | 1080040005 | CONDUIT,PVC,RIGID,DIA. 20x2000 mm.TIS.216 | 1
set54518 | 1080040006 | CONDUIT,PVC,RIGID,DIA 40x200 MM. TIS.216 | 1
set54518 | 9090011007 | WELDING POWDER, ST. WIRE 50 SQ.MM. TO GD | 1
set54521 | 1010030007 | PLATE,STEEL,FOR GROUND WIRE,ACCORDING TO DWG.NO.SA3-015/44004 | 2
set54521 | 1010030008 | PLATE, STEEL, 5x40x110 mm. | 2
set54521 | 1010100004 | WIRE,STEEL STRANDED 50/7 sq.mm.TIS.404 | 12
set54521 | 1010110100 | BOLT,MATCHINE M.12X35 MM. | 4
set54521 | 1010110201 | BOLT,MACHINE M.16x170 mm. | 2
set54521 | 1010180100 | WASHER,PLAIN,SQUARE,LARGE 52x52x4.5 mm.HOLE DIA. 18 MM. TIS.258 | 2
set54521 | 1010180301 | WASHER,LOCK,SPRING,SIZE 16 mm.,GENERAL PURPOSE,TIS.259 | 2
set54521 | 1010220002 | ROD,GROUND,60x60x5 mm. 2 m.LONG | 1
set54521 | 1010230004 | CLAMP,TRIPLE BOLTS FOR STEEL STRANDED WIRE 50 SQ.MM. | 1
set54521 | 1080040005 | CONDUIT,PVC,RIGID,DIA. 20x2000 mm.TIS.216 | 2
set54521 | 1080040006 | CONDUIT,PVC,RIGID,DIA 40x200 MM. TIS.216 | 2
set54521 | 9090011007 | WELDING POWDER, ST. WIRE 50 SQ.MM. TO GD | 3
set54522 | 1010030007 | PLATE,STEEL,FOR GROUND WIRE,ACCORDING TO DWG.NO.SA3-015/44004 | 2
set54522 | 1010030008 | PLATE, STEEL, 5x40x110 mm. | 2
set54522 | 1010100004 | WIRE,STEEL STRANDED 50/7 sq.mm.TIS.404 | 16
set54522 | 1010110100 | BOLT,MATCHINE M.12X35 MM. | 4
set54522 | 1010110201 | BOLT,MACHINE M.16x170 mm. | 2
set54522 | 1010180100 | WASHER,PLAIN,SQUARE,LARGE 52x52x4.5 mm.HOLE DIA. 18 MM. TIS.258 | 2
set54522 | 1010180301 | WASHER,LOCK,SPRING,SIZE 16 mm.,GENERAL PURPOSE,TIS.259 | 2
set54522 | 1010220002 | ROD,GROUND,60x60x5 mm. 2 m.LONG | 2
set54522 | 1010230004 | CLAMP,TRIPLE BOLTS FOR STEEL STRANDED WIRE 50 SQ.MM. | 1
set54522 | 1080040005 | CONDUIT,PVC,RIGID,DIA. 20x2000 mm.TIS.216 | 2
set54522 | 1080040006 | CONDUIT,PVC,RIGID,DIA 40x200 MM. TIS.216 | 2
set54522 | 9090011007 | WELDING POWDER, ST. WIRE 50 SQ.MM. TO GD | 5
set54523 | 1010030007 | PLATE,STEEL,FOR GROUND WIRE,ACCORDING TO DWG.NO.SA3-015/44004 | 2
set54523 | 1010030008 | PLATE, STEEL, 5x40x110 mm. | 2
set54523 | 1010100004 | WIRE,STEEL STRANDED 50/7 sq.mm.TIS.404 | 20
set54523 | 1010110100 | BOLT,MATCHINE M.12X35 MM. | 4
set54523 | 1010110201 | BOLT,MACHINE M.16x170 mm. | 2
set54523 | 1010180100 | WASHER,PLAIN,SQUARE,LARGE 52x52x4.5 mm.HOLE DIA. 18 MM. TIS.258 | 2
set54523 | 1010180301 | WASHER,LOCK,SPRING,SIZE 16 mm.,GENERAL PURPOSE,TIS.259 | 2
set54523 | 1010220002 | ROD,GROUND,60x60x5 mm. 2 m.LONG | 3
set54523 | 1010230004 | CLAMP,TRIPLE BOLTS FOR STEEL STRANDED WIRE 50 SQ.MM. | 1
set54523 | 1080040005 | CONDUIT,PVC,RIGID,DIA. 20x2000 mm.TIS.216 | 2
set54523 | 1080040006 | CONDUIT,PVC,RIGID,DIA 40x200 MM. TIS.216 | 2
set54523 | 9090011007 | WELDING POWDER, ST. WIRE 50 SQ.MM. TO GD | 7
set54524 | 1010030007 | PLATE,STEEL,FOR GROUND WIRE,ACCORDING TO DWG.NO.SA3-015/44004 | 2
set54524 | 1010030008 | PLATE, STEEL, 5x40x110 mm. | 2
set54524 | 1010100004 | WIRE,STEEL STRANDED 50/7 sq.mm.TIS.404 | 24
set54524 | 1010110100 | BOLT,MATCHINE M.12X35 MM. | 4
set54524 | 1010110201 | BOLT,MACHINE M.16x170 mm. | 2
set54524 | 1010180100 | WASHER,PLAIN,SQUARE,LARGE 52x52x4.5 mm.HOLE DIA. 18 MM. TIS.258 | 2
set54524 | 1010180301 | WASHER,LOCK,SPRING,SIZE 16 mm.,GENERAL PURPOSE,TIS.259 | 2
set54524 | 1010220002 | ROD,GROUND,60x60x5 mm. 2 m.LONG | 4
set54524 | 1010230004 | CLAMP,TRIPLE BOLTS FOR STEEL STRANDED WIRE 50 SQ.MM. | 1
set54524 | 1080040005 | CONDUIT,PVC,RIGID,DIA. 20x2000 mm.TIS.216 | 2
set54524 | 1080040006 | CONDUIT,PVC,RIGID,DIA 40x200 MM. TIS.216 | 2
set54524 | 9090011007 | WELDING POWDER, ST. WIRE 50 SQ.MM. TO GD | 9
set54525 | 1010030007 | PLATE,STEEL,FOR GROUND WIRE,ACCORDING TO DWG.NO.SA3-015/44004 | 2
set54525 | 1010030008 | PLATE, STEEL, 5x40x110 mm. | 2
set54525 | 1010100004 | WIRE,STEEL STRANDED 50/7 sq.mm.TIS.404 | 28
set54525 | 1010110100 | BOLT,MATCHINE M.12X35 MM. | 4
set54525 | 1010110201 | BOLT,MACHINE M.16x170 mm. | 2
set54525 | 1010180100 | WASHER,PLAIN,SQUARE,LARGE 52x52x4.5 mm.HOLE DIA. 18 MM. TIS.258 | 2
set54525 | 1010180301 | WASHER,LOCK,SPRING,SIZE 16 mm.,GENERAL PURPOSE,TIS.259 | 2
set54525 | 1010220002 | ROD,GROUND,60x60x5 mm. 2 m.LONG | 5
set54525 | 1010230004 | CLAMP,TRIPLE BOLTS FOR STEEL STRANDED WIRE 50 SQ.MM. | 1
set54525 | 1080040005 | CONDUIT,PVC,RIGID,DIA. 20x2000 mm.TIS.216 | 2
set54525 | 1080040006 | CONDUIT,PVC,RIGID,DIA 40x200 MM. TIS.216 | 2
set54525 | 9090011007 | WELDING POWDER, ST. WIRE 50 SQ.MM. TO GD | 11
set54526 | 1010030007 | PLATE,STEEL,FOR GROUND WIRE,ACCORDING TO DWG.NO.SA3-015/44004 | 2
set54526 | 1010030008 | PLATE, STEEL, 5x40x110 mm. | 2
set54526 | 1010100004 | WIRE,STEEL STRANDED 50/7 sq.mm.TIS.404 | 12
set54526 | 1010110100 | BOLT,MATCHINE M.12X35 MM. | 4
set54526 | 1010110201 | BOLT,MACHINE M.16x170 mm. | 2
set54526 | 1010180100 | WASHER,PLAIN,SQUARE,LARGE 52x52x4.5 mm.HOLE DIA. 18 MM. TIS.258 | 2
set54526 | 1010180301 | WASHER,LOCK,SPRING,SIZE 16 mm.,GENERAL PURPOSE,TIS.259 | 2
set54526 | 1010220010 | CONDUCTOR, GROUND, FLAT IRON 30X3.5 MM. GALV. | 40
set54526 | 1010230004 | CLAMP,TRIPLE BOLTS FOR STEEL STRANDED WIRE 50 SQ.MM. | 1
set54526 | 1010230102 | CONNECTOR,FLAT IRON 30 mm.TO CONDUCTOR 16-50 sq.mm. | 3
set54526 | 1010230103 | CONNECTOR,FLAT IRON TO FLAT IRON 30 mm. | 3
set54526 | 1080040005 | CONDUIT,PVC,RIGID,DIA. 20x2000 mm.TIS.216 | 2
set54526 | 1080040006 | CONDUIT,PVC,RIGID,DIA 40x200 MM. TIS.216 | 2
set54526 | 9090011007 | WELDING POWDER, ST. WIRE 50 SQ.MM. TO GD | 2
set54527 | 1010030007 | PLATE,STEEL,FOR GROUND WIRE,ACCORDING TO DWG.NO.SA3-015/44004 | 4
set54527 | 1010030008 | PLATE, STEEL, 5x40x110 mm. | 2
set54527 | 1010100004 | WIRE,STEEL STRANDED 50/7 sq.mm.TIS.404 | 12
set54527 | 1010110100 | BOLT,MATCHINE M.12X35 MM. | 4
set54527 | 1010110201 | BOLT,MACHINE M.16x170 mm. | 2
set54527 | 1010180100 | WASHER,PLAIN,SQUARE,LARGE 52x52x4.5 mm.HOLE DIA. 18 MM. TIS.258 | 2
set54527 | 1010180301 | WASHER,LOCK,SPRING,SIZE 16 mm.,GENERAL PURPOSE,TIS.259 | 2
set54527 | 1010220002 | ROD,GROUND,60x60x5 mm. 2 m.LONG | 1
set54527 | 1010220200 | CHEMICALS FOR EARTH RESISTANCE REDUCTION | 140
set54527 | 1010230004 | CLAMP,TRIPLE BOLTS FOR STEEL STRANDED WIRE 50 SQ.MM. | 1
set54527 | 1080040005 | CONDUIT,PVC,RIGID,DIA. 20x2000 mm.TIS.216 | 2
set54527 | 1080040006 | CONDUIT,PVC,RIGID,DIA 40x200 MM. TIS.216 | 2
set54527 | 9090011007 | WELDING POWDER, ST. WIRE 50 SQ.MM. TO GD | 3
set54528 | 1010030007 | PLATE,STEEL,FOR GROUND WIRE,ACCORDING TO DWG.NO.SA3-015/44004 | 2
set54528 | 1010030008 | PLATE, STEEL, 5x40x110 mm. | 2
set54528 | 1010100004 | WIRE,STEEL STRANDED 50/7 sq.mm.TIS.404 | 15
set54528 | 1010110100 | BOLT,MATCHINE M.12X35 MM. | 4
set54528 | 1010110202 | BOLT,MACHINE M.16x200 mm. | 2
set54528 | 1010180100 | WASHER,PLAIN,SQUARE,LARGE 52x52x4.5 mm.HOLE DIA. 18 MM. TIS.258 | 2
set54528 | 1010180301 | WASHER,LOCK,SPRING,SIZE 16 mm.,GENERAL PURPOSE,TIS.259 | 2
set54528 | 1010220010 | CONDUCTOR, GROUND, FLAT IRON 30X3.5 MM. GALV. | 8
set54528 | 1010230004 | CLAMP,TRIPLE BOLTS FOR STEEL STRANDED WIRE 50 SQ.MM. | 2
set54528 | 1010230102 | CONNECTOR,FLAT IRON 30 mm.TO CONDUCTOR 16-50 sq.mm. | 6
set54528 | 1010230103 | CONNECTOR,FLAT IRON TO FLAT IRON 30 mm. | 6
set54528 | 1080040005 | CONDUIT,PVC,RIGID,DIA. 20x2000 mm.TIS.216 | 2
set54528 | 1080040006 | CONDUIT,PVC,RIGID,DIA 40x200 MM. TIS.216 | 2
set54528 | 9090011007 | WELDING POWDER, ST. WIRE 50 SQ.MM. TO GD | 2
set54531 | 1010030007 | PLATE,STEEL,FOR GROUND WIRE,ACCORDING TO DWG.NO.SA3-015/44004 | 2
set54531 | 1010030008 | PLATE, STEEL, 5x40x110 mm. | 2
set54531 | 1010100004 | WIRE,STEEL STRANDED 50/7 sq.mm.TIS.404 | 23
set54531 | 1010110100 | BOLT,MATCHINE M.12X35 MM. | 4
set54531 | 1010110201 | BOLT,MACHINE M.16x170 mm. | 2
set54531 | 1010180100 | WASHER,PLAIN,SQUARE,LARGE 52x52x4.5 mm.HOLE DIA. 18 MM. TIS.258 | 2
set54531 | 1010180301 | WASHER,LOCK,SPRING,SIZE 16 mm.,GENERAL PURPOSE,TIS.259 | 2
set54531 | 1010220002 | ROD,GROUND,60x60x5 mm. 2 m.LONG | 1
set54531 | 1010230004 | CLAMP,TRIPLE BOLTS FOR STEEL STRANDED WIRE 50 SQ.MM. | 1
set54531 | 1080040005 | CONDUIT,PVC,RIGID,DIA. 20x2000 mm.TIS.216 | 2
set54531 | 1080040006 | CONDUIT,PVC,RIGID,DIA 40x200 MM. TIS.216 | 2
set54531 | 9090011007 | WELDING POWDER, ST. WIRE 50 SQ.MM. TO GD | 3
set54532 | 1010030007 | PLATE,STEEL,FOR GROUND WIRE,ACCORDING TO DWG.NO.SA3-015/44004 | 2
set54532 | 1010030008 | PLATE, STEEL, 5x40x110 mm. | 2
set54532 | 1010100004 | WIRE,STEEL STRANDED 50/7 sq.mm.TIS.404 | 27
set54532 | 1010110100 | BOLT,MATCHINE M.12X35 MM. | 4
set54532 | 1010110201 | BOLT,MACHINE M.16x170 mm. | 2
set54532 | 1010180100 | WASHER,PLAIN,SQUARE,LARGE 52x52x4.5 mm.HOLE DIA. 18 MM. TIS.258 | 2
set54532 | 1010180301 | WASHER,LOCK,SPRING,SIZE 16 mm.,GENERAL PURPOSE,TIS.259 | 2
set54532 | 1010220002 | ROD,GROUND,60x60x5 mm. 2 m.LONG | 2
set54532 | 1010230004 | CLAMP,TRIPLE BOLTS FOR STEEL STRANDED WIRE 50 SQ.MM. | 1
set54532 | 1080040005 | CONDUIT,PVC,RIGID,DIA. 20x2000 mm.TIS.216 | 2
set54532 | 1080040006 | CONDUIT,PVC,RIGID,DIA 40x200 MM. TIS.216 | 2
set54532 | 9090011007 | WELDING POWDER, ST. WIRE 50 SQ.MM. TO GD | 5
set54533 | 1010030007 | PLATE,STEEL,FOR GROUND WIRE,ACCORDING TO DWG.NO.SA3-015/44004 | 2
set54533 | 1010030008 | PLATE, STEEL, 5x40x110 mm. | 2
set54533 | 1010100004 | WIRE,STEEL STRANDED 50/7 sq.mm.TIS.404 | 31
set54533 | 1010110100 | BOLT,MATCHINE M.12X35 MM. | 4
set54533 | 1010110201 | BOLT,MACHINE M.16x170 mm. | 2
set54533 | 1010180100 | WASHER,PLAIN,SQUARE,LARGE 52x52x4.5 mm.HOLE DIA. 18 MM. TIS.258 | 2
set54533 | 1010180301 | WASHER,LOCK,SPRING,SIZE 16 mm.,GENERAL PURPOSE,TIS.259 | 2
set54533 | 1010220002 | ROD,GROUND,60x60x5 mm. 2 m.LONG | 3
set54533 | 1010230004 | CLAMP,TRIPLE BOLTS FOR STEEL STRANDED WIRE 50 SQ.MM. | 1
set54533 | 1080040005 | CONDUIT,PVC,RIGID,DIA. 20x2000 mm.TIS.216 | 2
set54533 | 1080040006 | CONDUIT,PVC,RIGID,DIA 40x200 MM. TIS.216 | 2
set54533 | 9090011007 | WELDING POWDER, ST. WIRE 50 SQ.MM. TO GD | 7
set54534 | 1010030007 | PLATE,STEEL,FOR GROUND WIRE,ACCORDING TO DWG.NO.SA3-015/44004 | 2
set54534 | 1010030008 | PLATE, STEEL, 5x40x110 mm. | 2
set54534 | 1010100004 | WIRE,STEEL STRANDED 50/7 sq.mm.TIS.404 | 35
set54534 | 1010110100 | BOLT,MATCHINE M.12X35 MM. | 4
set54534 | 1010110201 | BOLT,MACHINE M.16x170 mm. | 2
set54534 | 1010180100 | WASHER,PLAIN,SQUARE,LARGE 52x52x4.5 mm.HOLE DIA. 18 MM. TIS.258 | 2
set54534 | 1010180301 | WASHER,LOCK,SPRING,SIZE 16 mm.,GENERAL PURPOSE,TIS.259 | 2
set54534 | 1010220002 | ROD,GROUND,60x60x5 mm. 2 m.LONG | 4
set54534 | 1010230004 | CLAMP,TRIPLE BOLTS FOR STEEL STRANDED WIRE 50 SQ.MM. | 1
set54534 | 1080040005 | CONDUIT,PVC,RIGID,DIA. 20x2000 mm.TIS.216 | 2
set54534 | 1080040006 | CONDUIT,PVC,RIGID,DIA 40x200 MM. TIS.216 | 2
set54534 | 9090011007 | WELDING POWDER, ST. WIRE 50 SQ.MM. TO GD | 9
set54535 | 1010030007 | PLATE,STEEL,FOR GROUND WIRE,ACCORDING TO DWG.NO.SA3-015/44004 | 2
set54535 | 1010030008 | PLATE, STEEL, 5x40x110 mm. | 2
set54535 | 1010100004 | WIRE,STEEL STRANDED 50/7 sq.mm.TIS.404 | 39
set54535 | 1010110100 | BOLT,MATCHINE M.12X35 MM. | 4
set54535 | 1010110201 | BOLT,MACHINE M.16x170 mm. | 2
set54535 | 1010180100 | WASHER,PLAIN,SQUARE,LARGE 52x52x4.5 mm.HOLE DIA. 18 MM. TIS.258 | 2
set54535 | 1010180301 | WASHER,LOCK,SPRING,SIZE 16 mm.,GENERAL PURPOSE,TIS.259 | 2
set54535 | 1010220002 | ROD,GROUND,60x60x5 mm. 2 m.LONG | 5
set54535 | 1010230004 | CLAMP,TRIPLE BOLTS FOR STEEL STRANDED WIRE 50 SQ.MM. | 1
set54535 | 1080040005 | CONDUIT,PVC,RIGID,DIA. 20x2000 mm.TIS.216 | 2
set54535 | 1080040006 | CONDUIT,PVC,RIGID,DIA 40x200 MM. TIS.216 | 2
set54535 | 9090011007 | WELDING POWDER, ST. WIRE 50 SQ.MM. TO GD | 11
set54536 | 1010030007 | PLATE,STEEL,FOR GROUND WIRE,ACCORDING TO DWG.NO.SA3-015/44004 | 2
set54536 | 1010030008 | PLATE, STEEL, 5x40x110 mm. | 2
set54536 | 1010100004 | WIRE,STEEL STRANDED 50/7 sq.mm.TIS.404 | 23
set54536 | 1010110100 | BOLT,MATCHINE M.12X35 MM. | 4
set54536 | 1010110201 | BOLT,MACHINE M.16x170 mm. | 2
set54536 | 1010180100 | WASHER,PLAIN,SQUARE,LARGE 52x52x4.5 mm.HOLE DIA. 18 MM. TIS.258 | 2
set54536 | 1010180301 | WASHER,LOCK,SPRING,SIZE 16 mm.,GENERAL PURPOSE,TIS.259 | 2
set54536 | 1010220010 | CONDUCTOR, GROUND, FLAT IRON 30X3.5 MM. GALV. | 40
set54536 | 1010230004 | CLAMP,TRIPLE BOLTS FOR STEEL STRANDED WIRE 50 SQ.MM. | 1
set54536 | 1010230102 | CONNECTOR,FLAT IRON 30 mm.TO CONDUCTOR 16-50 sq.mm. | 3
set54536 | 1010230103 | CONNECTOR,FLAT IRON TO FLAT IRON 30 mm. | 3
set54536 | 1080040005 | CONDUIT,PVC,RIGID,DIA. 20x2000 mm.TIS.216 | 2
set54536 | 1080040006 | CONDUIT,PVC,RIGID,DIA 40x200 MM. TIS.216 | 2
set54536 | 9090011007 | WELDING POWDER, ST. WIRE 50 SQ.MM. TO GD | 2
set54537 | 1010030007 | PLATE,STEEL,FOR GROUND WIRE,ACCORDING TO DWG.NO.SA3-015/44004 | 2
set54537 | 1010030008 | PLATE, STEEL, 5x40x110 mm. | 1
set54537 | 1010100004 | WIRE,STEEL STRANDED 50/7 sq.mm.TIS.404 | 23
set54537 | 1010110100 | BOLT,MATCHINE M.12X35 MM. | 4
set54537 | 1010110201 | BOLT,MACHINE M.16x170 mm. | 2
set54537 | 1010180100 | WASHER,PLAIN,SQUARE,LARGE 52x52x4.5 mm.HOLE DIA. 18 MM. TIS.258 | 2
set54537 | 1010180301 | WASHER,LOCK,SPRING,SIZE 16 mm.,GENERAL PURPOSE,TIS.259 | 2
set54537 | 1010220002 | ROD,GROUND,60x60x5 mm. 2 m.LONG | 1
set54537 | 1010220200 | CHEMICALS FOR EARTH RESISTANCE REDUCTION | 140
set54537 | 1010230004 | CLAMP,TRIPLE BOLTS FOR STEEL STRANDED WIRE 50 SQ.MM. | 1
set54537 | 1080040005 | CONDUIT,PVC,RIGID,DIA. 20x2000 mm.TIS.216 | 2
set54537 | 1080040006 | CONDUIT,PVC,RIGID,DIA 40x200 MM. TIS.216 | 2
set54537 | 9090011007 | WELDING POWDER, ST. WIRE 50 SQ.MM. TO GD | 3
set54538 | 1010030007 | PLATE,STEEL,FOR GROUND WIRE,ACCORDING TO DWG.NO.SA3-015/44004 | 1
set54538 | 1010030008 | PLATE, STEEL, 5x40x110 mm. | 1
set54538 | 1010100004 | WIRE,STEEL STRANDED 50/7 sq.mm.TIS.404 | 8
set54538 | 1010110100 | BOLT,MATCHINE M.12X35 MM. | 2
set54538 | 1010110202 | BOLT,MACHINE M.16x200 mm. | 1
set54538 | 1010180100 | WASHER,PLAIN,SQUARE,LARGE 52x52x4.5 mm.HOLE DIA. 18 MM. TIS.258 | 1
set54538 | 1010180301 | WASHER,LOCK,SPRING,SIZE 16 mm.,GENERAL PURPOSE,TIS.259 | 1
set54538 | 1010220010 | CONDUCTOR, GROUND, FLAT IRON 30X3.5 MM. GALV. | 8
set54538 | 1010230004 | CLAMP,TRIPLE BOLTS FOR STEEL STRANDED WIRE 50 SQ.MM. | 2
set54538 | 1010230102 | CONNECTOR,FLAT IRON 30 mm.TO CONDUCTOR 16-50 sq.mm. | 6
set54538 | 1010230103 | CONNECTOR,FLAT IRON TO FLAT IRON 30 mm. | 6
set54538 | 1080040005 | CONDUIT,PVC,RIGID,DIA. 20x2000 mm.TIS.216 | 1
set54538 | 1080040006 | CONDUIT,PVC,RIGID,DIA 40x200 MM. TIS.216 | 1
set54538 | 9090011007 | WELDING POWDER, ST. WIRE 50 SQ.MM. TO GD | 1
set54541 | 1010030007 | PLATE,STEEL,FOR GROUND WIRE,ACCORDING TO DWG.NO.SA3-015/44004 | 1
set54541 | 1010030008 | PLATE, STEEL, 5x40x110 mm. | 1
set54541 | 1010100004 | WIRE,STEEL STRANDED 50/7 sq.mm.TIS.404 | 10
set54541 | 1010110100 | BOLT,MATCHINE M.12X35 MM. | 2
set54541 | 1010110201 | BOLT,MACHINE M.16x170 mm. | 1
set54541 | 1010180100 | WASHER,PLAIN,SQUARE,LARGE 52x52x4.5 mm.HOLE DIA. 18 MM. TIS.258 | 1
set54541 | 1010180301 | WASHER,LOCK,SPRING,SIZE 16 mm.,GENERAL PURPOSE,TIS.259 | 1
set54541 | 1010220002 | ROD,GROUND,60x60x5 mm. 2 m.LONG | 1
set54541 | 1010230004 | CLAMP,TRIPLE BOLTS FOR STEEL STRANDED WIRE 50 SQ.MM. | 1
set54541 | 1080040005 | CONDUIT,PVC,RIGID,DIA. 20x2000 mm.TIS.216 | 1
set54541 | 1080040006 | CONDUIT,PVC,RIGID,DIA 40x200 MM. TIS.216 | 1
set54541 | 9090011007 | WELDING POWDER, ST. WIRE 50 SQ.MM. TO GD | 2
set54542 | 1010030007 | PLATE,STEEL,FOR GROUND WIRE,ACCORDING TO DWG.NO.SA3-015/44004 | 1
set54542 | 1010030008 | PLATE, STEEL, 5x40x110 mm. | 1
set54542 | 1010100004 | WIRE,STEEL STRANDED 50/7 sq.mm.TIS.404 | 14
set54542 | 1010110100 | BOLT,MATCHINE M.12X35 MM. | 2
set54542 | 1010110201 | BOLT,MACHINE M.16x170 mm. | 1
set54542 | 1010180100 | WASHER,PLAIN,SQUARE,LARGE 52x52x4.5 mm.HOLE DIA. 18 MM. TIS.258 | 1
set54542 | 1010180301 | WASHER,LOCK,SPRING,SIZE 16 mm.,GENERAL PURPOSE,TIS.259 | 1
set54542 | 1010220002 | ROD,GROUND,60x60x5 mm. 2 m.LONG | 2
set54542 | 1010230004 | CLAMP,TRIPLE BOLTS FOR STEEL STRANDED WIRE 50 SQ.MM. | 1
set54542 | 1080040005 | CONDUIT,PVC,RIGID,DIA. 20x2000 mm.TIS.216 | 1
set54542 | 1080040006 | CONDUIT,PVC,RIGID,DIA 40x200 MM. TIS.216 | 1
set54542 | 9090011007 | WELDING POWDER, ST. WIRE 50 SQ.MM. TO GD | 4
set54543 | 1010030007 | PLATE,STEEL,FOR GROUND WIRE,ACCORDING TO DWG.NO.SA3-015/44004 | 1
set54543 | 1010030008 | PLATE, STEEL, 5x40x110 mm. | 1
set54543 | 1010100004 | WIRE,STEEL STRANDED 50/7 sq.mm.TIS.404 | 18
set54543 | 1010110100 | BOLT,MATCHINE M.12X35 MM. | 2
set54543 | 1010110201 | BOLT,MACHINE M.16x170 mm. | 1
set54543 | 1010180100 | WASHER,PLAIN,SQUARE,LARGE 52x52x4.5 mm.HOLE DIA. 18 MM. TIS.258 | 1
set54543 | 1010180301 | WASHER,LOCK,SPRING,SIZE 16 mm.,GENERAL PURPOSE,TIS.259 | 1
set54543 | 1010220002 | ROD,GROUND,60x60x5 mm. 2 m.LONG | 3
set54543 | 1010230004 | CLAMP,TRIPLE BOLTS FOR STEEL STRANDED WIRE 50 SQ.MM. | 1
set54543 | 1080040005 | CONDUIT,PVC,RIGID,DIA. 20x2000 mm.TIS.216 | 1
set54543 | 1080040006 | CONDUIT,PVC,RIGID,DIA 40x200 MM. TIS.216 | 1
set54543 | 9090011007 | WELDING POWDER, ST. WIRE 50 SQ.MM. TO GD | 6
set54544 | 1010030007 | PLATE,STEEL,FOR GROUND WIRE,ACCORDING TO DWG.NO.SA3-015/44004 | 1
set54544 | 1010030008 | PLATE, STEEL, 5x40x110 mm. | 1
set54544 | 1010100004 | WIRE,STEEL STRANDED 50/7 sq.mm.TIS.404 | 22
set54544 | 1010110100 | BOLT,MATCHINE M.12X35 MM. | 2
set54544 | 1010110201 | BOLT,MACHINE M.16x170 mm. | 1
set54544 | 1010180100 | WASHER,PLAIN,SQUARE,LARGE 52x52x4.5 mm.HOLE DIA. 18 MM. TIS.258 | 1
set54544 | 1010180301 | WASHER,LOCK,SPRING,SIZE 16 mm.,GENERAL PURPOSE,TIS.259 | 1
set54544 | 1010220002 | ROD,GROUND,60x60x5 mm. 2 m.LONG | 4
set54544 | 1010230004 | CLAMP,TRIPLE BOLTS FOR STEEL STRANDED WIRE 50 SQ.MM. | 1
set54544 | 1080040005 | CONDUIT,PVC,RIGID,DIA. 20x2000 mm.TIS.216 | 1
set54544 | 1080040006 | CONDUIT,PVC,RIGID,DIA 40x200 MM. TIS.216 | 1
set54544 | 9090011007 | WELDING POWDER, ST. WIRE 50 SQ.MM. TO GD | 8
set54545 | 1010030007 | PLATE,STEEL,FOR GROUND WIRE,ACCORDING TO DWG.NO.SA3-015/44004 | 1
set54545 | 1010030008 | PLATE, STEEL, 5x40x110 mm. | 1
set54545 | 1010100004 | WIRE,STEEL STRANDED 50/7 sq.mm.TIS.404 | 26
set54545 | 1010110100 | BOLT,MATCHINE M.12X35 MM. | 2
set54545 | 1010110201 | BOLT,MACHINE M.16x170 mm. | 1
set54545 | 1010180100 | WASHER,PLAIN,SQUARE,LARGE 52x52x4.5 mm.HOLE DIA. 18 MM. TIS.258 | 1
set54545 | 1010180301 | WASHER,LOCK,SPRING,SIZE 16 mm.,GENERAL PURPOSE,TIS.259 | 1
set54545 | 1010220002 | ROD,GROUND,60x60x5 mm. 2 m.LONG | 5
set54545 | 1010230004 | CLAMP,TRIPLE BOLTS FOR STEEL STRANDED WIRE 50 SQ.MM. | 1
set54545 | 1080040005 | CONDUIT,PVC,RIGID,DIA. 20x2000 mm.TIS.216 | 1
set54545 | 1080040006 | CONDUIT,PVC,RIGID,DIA 40x200 MM. TIS.216 | 1
set54545 | 9090011007 | WELDING POWDER, ST. WIRE 50 SQ.MM. TO GD | 10
set54546 | 1010030007 | PLATE,STEEL,FOR GROUND WIRE,ACCORDING TO DWG.NO.SA3-015/44004 | 1
set54546 | 1010030008 | PLATE, STEEL, 5x40x110 mm. | 1
set54546 | 1010100004 | WIRE,STEEL STRANDED 50/7 sq.mm.TIS.404 | 10
set54546 | 1010110100 | BOLT,MATCHINE M.12X35 MM. | 2
set54546 | 1010110201 | BOLT,MACHINE M.16x170 mm. | 1
set54546 | 1010180100 | WASHER,PLAIN,SQUARE,LARGE 52x52x4.5 mm.HOLE DIA. 18 MM. TIS.258 | 1
set54546 | 1010180301 | WASHER,LOCK,SPRING,SIZE 16 mm.,GENERAL PURPOSE,TIS.259 | 1
set54546 | 1010220010 | CONDUCTOR, GROUND, FLAT IRON 30X3.5 MM. GALV. | 40
set54546 | 1010230004 | CLAMP,TRIPLE BOLTS FOR STEEL STRANDED WIRE 50 SQ.MM. | 1
set54546 | 1010230102 | CONNECTOR,FLAT IRON 30 mm.TO CONDUCTOR 16-50 sq.mm. | 3
set54546 | 1010230103 | CONNECTOR,FLAT IRON TO FLAT IRON 30 mm. | 3
set54546 | 1080040005 | CONDUIT,PVC,RIGID,DIA. 20x2000 mm.TIS.216 | 1
set54546 | 1080040006 | CONDUIT,PVC,RIGID,DIA 40x200 MM. TIS.216 | 1
set54546 | 9090011007 | WELDING POWDER, ST. WIRE 50 SQ.MM. TO GD | 1
set54547 | 1010030007 | PLATE,STEEL,FOR GROUND WIRE,ACCORDING TO DWG.NO.SA3-015/44004 | 1
set54547 | 1010030008 | PLATE, STEEL, 5x40x110 mm. | 1
set54547 | 1010100004 | WIRE,STEEL STRANDED 50/7 sq.mm.TIS.404 | 12
set54547 | 1010110100 | BOLT,MATCHINE M.12X35 MM. | 2
set54547 | 1010110201 | BOLT,MACHINE M.16x170 mm. | 1
set54547 | 1010180100 | WASHER,PLAIN,SQUARE,LARGE 52x52x4.5 mm.HOLE DIA. 18 MM. TIS.258 | 1
set54547 | 1010180301 | WASHER,LOCK,SPRING,SIZE 16 mm.,GENERAL PURPOSE,TIS.259 | 1
set54547 | 1010220002 | ROD,GROUND,60x60x5 mm. 2 m.LONG | 1
set54547 | 1010220200 | CHEMICALS FOR EARTH RESISTANCE REDUCTION | 140
set54547 | 1010230004 | CLAMP,TRIPLE BOLTS FOR STEEL STRANDED WIRE 50 SQ.MM. | 1
set54547 | 1080040005 | CONDUIT,PVC,RIGID,DIA. 20x2000 mm.TIS.216 | 1
set54547 | 1080040006 | CONDUIT,PVC,RIGID,DIA 40x200 MM. TIS.216 | 1
set54547 | 9090011007 | WELDING POWDER, ST. WIRE 50 SQ.MM. TO GD | 2
set54548 | 1010030007 | PLATE,STEEL,FOR GROUND WIRE,ACCORDING TO DWG.NO.SA3-015/44004 | 1
set54548 | 1010030008 | PLATE, STEEL, 5x40x110 mm. | 1
set54548 | 1010100004 | WIRE,STEEL STRANDED 50/7 sq.mm.TIS.404 | 10
set54548 | 1010110100 | BOLT,MATCHINE M.12X35 MM. | 2
set54548 | 1010110202 | BOLT,MACHINE M.16x200 mm. | 1
set54548 | 1010180100 | WASHER,PLAIN,SQUARE,LARGE 52x52x4.5 mm.HOLE DIA. 18 MM. TIS.258 | 1
set54548 | 1010180301 | WASHER,LOCK,SPRING,SIZE 16 mm.,GENERAL PURPOSE,TIS.259 | 1
set54548 | 1010220010 | CONDUCTOR, GROUND, FLAT IRON 30X3.5 MM. GALV. | 8
set54548 | 1010230004 | CLAMP,TRIPLE BOLTS FOR STEEL STRANDED WIRE 50 SQ.MM. | 2
set54548 | 1010230102 | CONNECTOR,FLAT IRON 30 mm.TO CONDUCTOR 16-50 sq.mm. | 6
set54548 | 1010230103 | CONNECTOR,FLAT IRON TO FLAT IRON 30 mm. | 6
set54548 | 1020200000 | TAPE,ARMOR,AL 1x10 mm. | 4
set54548 | 1080040005 | CONDUIT,PVC,RIGID,DIA. 20x2000 mm.TIS.216 | 2
set54548 | 1080040006 | CONDUIT,PVC,RIGID,DIA 40x200 MM. TIS.216 | 1
set54548 | 9090011007 | WELDING POWDER, ST. WIRE 50 SQ.MM. TO GD | 1
set54551 | 1010030007 | PLATE,STEEL,FOR GROUND WIRE,ACCORDING TO DWG.NO.SA3-015/44004 | 1
set54551 | 1010030008 | PLATE, STEEL, 5x40x110 mm. | 1
set54551 | 1010100004 | WIRE,STEEL STRANDED 50/7 sq.mm.TIS.404 | 12
set54551 | 1010110100 | BOLT,MATCHINE M.12X35 MM. | 2
set54551 | 1010110201 | BOLT,MACHINE M.16x170 mm. | 1
set54551 | 1010180100 | WASHER,PLAIN,SQUARE,LARGE 52x52x4.5 mm.HOLE DIA. 18 MM. TIS.258 | 1
set54551 | 1010180301 | WASHER,LOCK,SPRING,SIZE 16 mm.,GENERAL PURPOSE,TIS.259 | 1
set54551 | 1010220002 | ROD,GROUND,60x60x5 mm. 2 m.LONG | 1
set54551 | 1010230004 | CLAMP,TRIPLE BOLTS FOR STEEL STRANDED WIRE 50 SQ.MM. | 1
set54551 | 1020200000 | TAPE,ARMOR,AL 1x10 mm. | 0.11
set54551 | 1080040005 | CONDUIT,PVC,RIGID,DIA. 20x2000 mm.TIS.216 | 2
set54551 | 1080040006 | CONDUIT,PVC,RIGID,DIA 40x200 MM. TIS.216 | 1
set54551 | 9090011007 | WELDING POWDER, ST. WIRE 50 SQ.MM. TO GD | 2
set54552 | 1010030007 | PLATE,STEEL,FOR GROUND WIRE,ACCORDING TO DWG.NO.SA3-015/44004 | 1
set54552 | 1010030008 | PLATE, STEEL, 5x40x110 mm. | 1
set54552 | 1010100004 | WIRE,STEEL STRANDED 50/7 sq.mm.TIS.404 | 16
set54552 | 1010110100 | BOLT,MATCHINE M.12X35 MM. | 2
set54552 | 1010110201 | BOLT,MACHINE M.16x170 mm. | 1
set54552 | 1010180100 | WASHER,PLAIN,SQUARE,LARGE 52x52x4.5 mm.HOLE DIA. 18 MM. TIS.258 | 1
set54552 | 1010180301 | WASHER,LOCK,SPRING,SIZE 16 mm.,GENERAL PURPOSE,TIS.259 | 1
set54552 | 1010220002 | ROD,GROUND,60x60x5 mm. 2 m.LONG | 2
set54552 | 1010230004 | CLAMP,TRIPLE BOLTS FOR STEEL STRANDED WIRE 50 SQ.MM. | 1
set54552 | 1020200000 | TAPE,ARMOR,AL 1x10 mm. | 0.11
set54552 | 1080040005 | CONDUIT,PVC,RIGID,DIA. 20x2000 mm.TIS.216 | 2
set54552 | 1080040006 | CONDUIT,PVC,RIGID,DIA 40x200 MM. TIS.216 | 1
set54552 | 9090011007 | WELDING POWDER, ST. WIRE 50 SQ.MM. TO GD | 4
set54553 | 1010030007 | PLATE,STEEL,FOR GROUND WIRE,ACCORDING TO DWG.NO.SA3-015/44004 | 1
set54553 | 1010030008 | PLATE, STEEL, 5x40x110 mm. | 1
set54553 | 1010100004 | WIRE,STEEL STRANDED 50/7 sq.mm.TIS.404 | 20
set54553 | 1010110100 | BOLT,MATCHINE M.12X35 MM. | 2
set54553 | 1010110201 | BOLT,MACHINE M.16x170 mm. | 1
set54553 | 1010180100 | WASHER,PLAIN,SQUARE,LARGE 52x52x4.5 mm.HOLE DIA. 18 MM. TIS.258 | 1
set54553 | 1010180301 | WASHER,LOCK,SPRING,SIZE 16 mm.,GENERAL PURPOSE,TIS.259 | 1
set54553 | 1010220002 | ROD,GROUND,60x60x5 mm. 2 m.LONG | 3
set54553 | 1010230004 | CLAMP,TRIPLE BOLTS FOR STEEL STRANDED WIRE 50 SQ.MM. | 1
set54553 | 1020200000 | TAPE,ARMOR,AL 1x10 mm. | 0.11
set54553 | 1080040005 | CONDUIT,PVC,RIGID,DIA. 20x2000 mm.TIS.216 | 2
set54553 | 1080040006 | CONDUIT,PVC,RIGID,DIA 40x200 MM. TIS.216 | 1
set54553 | 9090011007 | WELDING POWDER, ST. WIRE 50 SQ.MM. TO GD | 6
set54554 | 1010030007 | PLATE,STEEL,FOR GROUND WIRE,ACCORDING TO DWG.NO.SA3-015/44004 | 1
set54554 | 1010030008 | PLATE, STEEL, 5x40x110 mm. | 1
set54554 | 1010100004 | WIRE,STEEL STRANDED 50/7 sq.mm.TIS.404 | 24
set54554 | 1010110100 | BOLT,MATCHINE M.12X35 MM. | 2
set54554 | 1010110201 | BOLT,MACHINE M.16x170 mm. | 1
set54554 | 1010180100 | WASHER,PLAIN,SQUARE,LARGE 52x52x4.5 mm.HOLE DIA. 18 MM. TIS.258 | 1
set54554 | 1010180301 | WASHER,LOCK,SPRING,SIZE 16 mm.,GENERAL PURPOSE,TIS.259 | 1
set54554 | 1010220002 | ROD,GROUND,60x60x5 mm. 2 m.LONG | 4
set54554 | 1010230004 | CLAMP,TRIPLE BOLTS FOR STEEL STRANDED WIRE 50 SQ.MM. | 1
set54554 | 1020200000 | TAPE,ARMOR,AL 1x10 mm. | 0.11
set54554 | 1080040005 | CONDUIT,PVC,RIGID,DIA. 20x2000 mm.TIS.216 | 2
set54554 | 1080040006 | CONDUIT,PVC,RIGID,DIA 40x200 MM. TIS.216 | 1
set54554 | 9090011007 | WELDING POWDER, ST. WIRE 50 SQ.MM. TO GD | 8
set54555 | 1010030007 | PLATE,STEEL,FOR GROUND WIRE,ACCORDING TO DWG.NO.SA3-015/44004 | 1
set54555 | 1010030008 | PLATE, STEEL, 5x40x110 mm. | 1
set54555 | 1010100004 | WIRE,STEEL STRANDED 50/7 sq.mm.TIS.404 | 28
set54555 | 1010110100 | BOLT,MATCHINE M.12X35 MM. | 2
set54555 | 1010110201 | BOLT,MACHINE M.16x170 mm. | 1
set54555 | 1010180100 | WASHER,PLAIN,SQUARE,LARGE 52x52x4.5 mm.HOLE DIA. 18 MM. TIS.258 | 1
set54555 | 1010180301 | WASHER,LOCK,SPRING,SIZE 16 mm.,GENERAL PURPOSE,TIS.259 | 1
set54555 | 1010220002 | ROD,GROUND,60x60x5 mm. 2 m.LONG | 5
set54555 | 1010230004 | CLAMP,TRIPLE BOLTS FOR STEEL STRANDED WIRE 50 SQ.MM. | 1
set54555 | 1020200000 | TAPE,ARMOR,AL 1x10 mm. | 0.11
set54555 | 1080040005 | CONDUIT,PVC,RIGID,DIA. 20x2000 mm.TIS.216 | 2
set54555 | 1080040006 | CONDUIT,PVC,RIGID,DIA 40x200 MM. TIS.216 | 1
set54555 | 9090011007 | WELDING POWDER, ST. WIRE 50 SQ.MM. TO GD | 10
set54556 | 1010030007 | PLATE,STEEL,FOR GROUND WIRE,ACCORDING TO DWG.NO.SA3-015/44004 | 1
set54556 | 1010030008 | PLATE, STEEL, 5x40x110 mm. | 1
set54556 | 1010100004 | WIRE,STEEL STRANDED 50/7 sq.mm.TIS.404 | 12
set54556 | 1010110100 | BOLT,MATCHINE M.12X35 MM. | 2
set54556 | 1010110201 | BOLT,MACHINE M.16x170 mm. | 1
set54556 | 1010180100 | WASHER,PLAIN,SQUARE,LARGE 52x52x4.5 mm.HOLE DIA. 18 MM. TIS.258 | 1
set54556 | 1010180301 | WASHER,LOCK,SPRING,SIZE 16 mm.,GENERAL PURPOSE,TIS.259 | 1
set54556 | 1010220010 | CONDUCTOR, GROUND, FLAT IRON 30X3.5 MM. GALV. | 40
set54556 | 1010230004 | CLAMP,TRIPLE BOLTS FOR STEEL STRANDED WIRE 50 SQ.MM. | 1
set54556 | 1010230102 | CONNECTOR,FLAT IRON 30 mm.TO CONDUCTOR 16-50 sq.mm. | 3
set54556 | 1010230103 | CONNECTOR,FLAT IRON TO FLAT IRON 30 mm. | 3
set54556 | 1020200000 | TAPE,ARMOR,AL 1x10 mm. | 0.11
set54556 | 1080040005 | CONDUIT,PVC,RIGID,DIA. 20x2000 mm.TIS.216 | 2
set54556 | 1080040006 | CONDUIT,PVC,RIGID,DIA 40x200 MM. TIS.216 | 1
set54556 | 9090011007 | WELDING POWDER, ST. WIRE 50 SQ.MM. TO GD | 1
set54557 | 1010030007 | PLATE,STEEL,FOR GROUND WIRE,ACCORDING TO DWG.NO.SA3-015/44004 | 1
set54557 | 1010030008 | PLATE, STEEL, 5x40x110 mm. | 1
set54557 | 1010100004 | WIRE,STEEL STRANDED 50/7 sq.mm.TIS.404 | 12
set54557 | 1010110100 | BOLT,MATCHINE M.12X35 MM. | 2
set54557 | 1010110201 | BOLT,MACHINE M.16x170 mm. | 1
set54557 | 1010180100 | WASHER,PLAIN,SQUARE,LARGE 52x52x4.5 mm.HOLE DIA. 18 MM. TIS.258 | 1
set54557 | 1010180301 | WASHER,LOCK,SPRING,SIZE 16 mm.,GENERAL PURPOSE,TIS.259 | 1
set54557 | 1010220002 | ROD,GROUND,60x60x5 mm. 2 m.LONG | 1
set54557 | 1010220200 | CHEMICALS FOR EARTH RESISTANCE REDUCTION | 140
set54557 | 1010230004 | CLAMP,TRIPLE BOLTS FOR STEEL STRANDED WIRE 50 SQ.MM. | 1
set54557 | 1020200000 | TAPE,ARMOR,AL 1x10 mm. | 0.11
set54557 | 1080040005 | CONDUIT,PVC,RIGID,DIA. 20x2000 mm.TIS.216 | 2
set54557 | 1080040006 | CONDUIT,PVC,RIGID,DIA 40x200 MM. TIS.216 | 1
set54557 | 9090011007 | WELDING POWDER, ST. WIRE 50 SQ.MM. TO GD | 2
set54558 | 1010030007 | PLATE,STEEL,FOR GROUND WIRE,ACCORDING TO DWG.NO.SA3-015/44004 | 1
set54558 | 1010030008 | PLATE, STEEL, 5x40x110 mm. | 1
set54558 | 1010100004 | WIRE,STEEL STRANDED 50/7 sq.mm.TIS.404 | 14
set54558 | 1010110100 | BOLT,MATCHINE M.12X35 MM. | 2
set54558 | 1010110202 | BOLT,MACHINE M.16x200 mm. | 1
set54558 | 1010180100 | WASHER,PLAIN,SQUARE,LARGE 52x52x4.5 mm.HOLE DIA. 18 MM. TIS.258 | 1
set54558 | 1010180301 | WASHER,LOCK,SPRING,SIZE 16 mm.,GENERAL PURPOSE,TIS.259 | 1
set54558 | 1010220010 | CONDUCTOR, GROUND, FLAT IRON 30X3.5 MM. GALV. | 8
set54558 | 1010230004 | CLAMP,TRIPLE BOLTS FOR STEEL STRANDED WIRE 50 SQ.MM. | 2
set54558 | 1010230102 | CONNECTOR,FLAT IRON 30 mm.TO CONDUCTOR 16-50 sq.mm. | 6
set54558 | 1010230103 | CONNECTOR,FLAT IRON TO FLAT IRON 30 mm. | 6
set54558 | 1080040005 | CONDUIT,PVC,RIGID,DIA. 20x2000 mm.TIS.216 | 1
set54558 | 1080040006 | CONDUIT,PVC,RIGID,DIA 40x200 MM. TIS.216 | 1
set54558 | 9090011007 | WELDING POWDER, ST. WIRE 50 SQ.MM. TO GD | 1
set54561 | 1010030007 | PLATE,STEEL,FOR GROUND WIRE,ACCORDING TO DWG.NO.SA3-015/44004 | 1
set54561 | 1010030008 | PLATE, STEEL, 5x40x110 mm. | 1
set54561 | 1010100004 | WIRE,STEEL STRANDED 50/7 sq.mm.TIS.404 | 12
set54561 | 1010110100 | BOLT,MATCHINE M.12X35 MM. | 2
set54561 | 1010110201 | BOLT,MACHINE M.16x170 mm. | 1
set54561 | 1010180100 | WASHER,PLAIN,SQUARE,LARGE 52x52x4.5 mm.HOLE DIA. 18 MM. TIS.258 | 1
set54561 | 1010180301 | WASHER,LOCK,SPRING,SIZE 16 mm.,GENERAL PURPOSE,TIS.259 | 1
set54561 | 1010220002 | ROD,GROUND,60x60x5 mm. 2 m.LONG | 1
set54561 | 1010230004 | CLAMP,TRIPLE BOLTS FOR STEEL STRANDED WIRE 50 SQ.MM. | 1
set54561 | 1080040005 | CONDUIT,PVC,RIGID,DIA. 20x2000 mm.TIS.216 | 1
set54561 | 1080040006 | CONDUIT,PVC,RIGID,DIA 40x200 MM. TIS.216 | 1
set54561 | 9090011007 | WELDING POWDER, ST. WIRE 50 SQ.MM. TO GD | 2
set54562 | 1010030007 | PLATE,STEEL,FOR GROUND WIRE,ACCORDING TO DWG.NO.SA3-015/44004 | 1
set54562 | 1010030008 | PLATE, STEEL, 5x40x110 mm. | 1
set54562 | 1010100004 | WIRE,STEEL STRANDED 50/7 sq.mm.TIS.404 | 16
set54562 | 1010110100 | BOLT,MATCHINE M.12X35 MM. | 2
set54562 | 1010110201 | BOLT,MACHINE M.16x170 mm. | 1
set54562 | 1010180100 | WASHER,PLAIN,SQUARE,LARGE 52x52x4.5 mm.HOLE DIA. 18 MM. TIS.258 | 1
set54562 | 1010180301 | WASHER,LOCK,SPRING,SIZE 16 mm.,GENERAL PURPOSE,TIS.259 | 1
set54562 | 1010220002 | ROD,GROUND,60x60x5 mm. 2 m.LONG | 2
set54562 | 1010230004 | CLAMP,TRIPLE BOLTS FOR STEEL STRANDED WIRE 50 SQ.MM. | 1
set54562 | 1080040005 | CONDUIT,PVC,RIGID,DIA. 20x2000 mm.TIS.216 | 1
set54562 | 1080040006 | CONDUIT,PVC,RIGID,DIA 40x200 MM. TIS.216 | 1
set54562 | 9090011007 | WELDING POWDER, ST. WIRE 50 SQ.MM. TO GD | 4
set54563 | 1010030007 | PLATE,STEEL,FOR GROUND WIRE,ACCORDING TO DWG.NO.SA3-015/44004 | 1
set54563 | 1010030008 | PLATE, STEEL, 5x40x110 mm. | 1
set54563 | 1010100004 | WIRE,STEEL STRANDED 50/7 sq.mm.TIS.404 | 20
set54563 | 1010110100 | BOLT,MATCHINE M.12X35 MM. | 2
set54563 | 1010110201 | BOLT,MACHINE M.16x170 mm. | 1
set54563 | 1010180100 | WASHER,PLAIN,SQUARE,LARGE 52x52x4.5 mm.HOLE DIA. 18 MM. TIS.258 | 1
set54563 | 1010180301 | WASHER,LOCK,SPRING,SIZE 16 mm.,GENERAL PURPOSE,TIS.259 | 1
set54563 | 1010220002 | ROD,GROUND,60x60x5 mm. 2 m.LONG | 3
set54563 | 1010230004 | CLAMP,TRIPLE BOLTS FOR STEEL STRANDED WIRE 50 SQ.MM. | 1
set54563 | 1080040005 | CONDUIT,PVC,RIGID,DIA. 20x2000 mm.TIS.216 | 1
set54563 | 1080040006 | CONDUIT,PVC,RIGID,DIA 40x200 MM. TIS.216 | 1
set54563 | 9090011007 | WELDING POWDER, ST. WIRE 50 SQ.MM. TO GD | 6
set54564 | 1010030007 | PLATE,STEEL,FOR GROUND WIRE,ACCORDING TO DWG.NO.SA3-015/44004 | 1
set54564 | 1010030008 | PLATE, STEEL, 5x40x110 mm. | 1
set54564 | 1010100004 | WIRE,STEEL STRANDED 50/7 sq.mm.TIS.404 | 24
set54564 | 1010110100 | BOLT,MATCHINE M.12X35 MM. | 2
set54564 | 1010110201 | BOLT,MACHINE M.16x170 mm. | 1
set54564 | 1010180100 | WASHER,PLAIN,SQUARE,LARGE 52x52x4.5 mm.HOLE DIA. 18 MM. TIS.258 | 1
set54564 | 1010180301 | WASHER,LOCK,SPRING,SIZE 16 mm.,GENERAL PURPOSE,TIS.259 | 1
set54564 | 1010220002 | ROD,GROUND,60x60x5 mm. 2 m.LONG | 4
set54564 | 1010230004 | CLAMP,TRIPLE BOLTS FOR STEEL STRANDED WIRE 50 SQ.MM. | 1
set54564 | 1080040005 | CONDUIT,PVC,RIGID,DIA. 20x2000 mm.TIS.216 | 1
set54564 | 1080040006 | CONDUIT,PVC,RIGID,DIA 40x200 MM. TIS.216 | 1
set54564 | 9090011007 | WELDING POWDER, ST. WIRE 50 SQ.MM. TO GD | 8
set54565 | 1010030007 | PLATE,STEEL,FOR GROUND WIRE,ACCORDING TO DWG.NO.SA3-015/44004 | 1
set54565 | 1010030008 | PLATE, STEEL, 5x40x110 mm. | 1
set54565 | 1010100004 | WIRE,STEEL STRANDED 50/7 sq.mm.TIS.404 | 28
set54565 | 1010110100 | BOLT,MATCHINE M.12X35 MM. | 2
set54565 | 1010110201 | BOLT,MACHINE M.16x170 mm. | 1
set54565 | 1010180100 | WASHER,PLAIN,SQUARE,LARGE 52x52x4.5 mm.HOLE DIA. 18 MM. TIS.258 | 1
set54565 | 1010180301 | WASHER,LOCK,SPRING,SIZE 16 mm.,GENERAL PURPOSE,TIS.259 | 1
set54565 | 1010220002 | ROD,GROUND,60x60x5 mm. 2 m.LONG | 5
set54565 | 1010230004 | CLAMP,TRIPLE BOLTS FOR STEEL STRANDED WIRE 50 SQ.MM. | 1
set54565 | 1080040005 | CONDUIT,PVC,RIGID,DIA. 20x2000 mm.TIS.216 | 1
set54565 | 1080040006 | CONDUIT,PVC,RIGID,DIA 40x200 MM. TIS.216 | 1
set54565 | 9090011007 | WELDING POWDER, ST. WIRE 50 SQ.MM. TO GD | 10
set54566 | 1010030007 | PLATE,STEEL,FOR GROUND WIRE,ACCORDING TO DWG.NO.SA3-015/44004 | 1
set54566 | 1010030008 | PLATE, STEEL, 5x40x110 mm. | 1
set54566 | 1010100004 | WIRE,STEEL STRANDED 50/7 sq.mm.TIS.404 | 12
set54566 | 1010110100 | BOLT,MATCHINE M.12X35 MM. | 2
set54566 | 1010110201 | BOLT,MACHINE M.16x170 mm. | 1
set54566 | 1010180100 | WASHER,PLAIN,SQUARE,LARGE 52x52x4.5 mm.HOLE DIA. 18 MM. TIS.258 | 1
set54566 | 1010180301 | WASHER,LOCK,SPRING,SIZE 16 mm.,GENERAL PURPOSE,TIS.259 | 1
set54566 | 1010220010 | CONDUCTOR, GROUND, FLAT IRON 30X3.5 MM. GALV. | 40
set54566 | 1010230004 | CLAMP,TRIPLE BOLTS FOR STEEL STRANDED WIRE 50 SQ.MM. | 1
set54566 | 1010230102 | CONNECTOR,FLAT IRON 30 mm.TO CONDUCTOR 16-50 sq.mm. | 3
set54566 | 1010230103 | CONNECTOR,FLAT IRON TO FLAT IRON 30 mm. | 3
set54566 | 1080040005 | CONDUIT,PVC,RIGID,DIA. 20x2000 mm.TIS.216 | 1
set54566 | 1080040006 | CONDUIT,PVC,RIGID,DIA 40x200 MM. TIS.216 | 1
set54566 | 9090011007 | WELDING POWDER, ST. WIRE 50 SQ.MM. TO GD | 1
set54567 | 1010030007 | PLATE,STEEL,FOR GROUND WIRE,ACCORDING TO DWG.NO.SA3-015/44004 | 1
set54567 | 1010030008 | PLATE, STEEL, 5x40x110 mm. | 1
set54567 | 1010100004 | WIRE,STEEL STRANDED 50/7 sq.mm.TIS.404 | 12
set54567 | 1010110100 | BOLT,MATCHINE M.12X35 MM. | 2
set54567 | 1010110201 | BOLT,MACHINE M.16x170 mm. | 1
set54567 | 1010180100 | WASHER,PLAIN,SQUARE,LARGE 52x52x4.5 mm.HOLE DIA. 18 MM. TIS.258 | 1
set54567 | 1010180301 | WASHER,LOCK,SPRING,SIZE 16 mm.,GENERAL PURPOSE,TIS.259 | 1
set54567 | 1010220002 | ROD,GROUND,60x60x5 mm. 2 m.LONG | 1
set54567 | 1010220200 | CHEMICALS FOR EARTH RESISTANCE REDUCTION | 140
set54567 | 1010230004 | CLAMP,TRIPLE BOLTS FOR STEEL STRANDED WIRE 50 SQ.MM. | 1
set54567 | 1080040005 | CONDUIT,PVC,RIGID,DIA. 20x2000 mm.TIS.216 | 1
set54567 | 1080040006 | CONDUIT,PVC,RIGID,DIA 40x200 MM. TIS.216 | 1
set54567 | 9090011007 | WELDING POWDER, ST. WIRE 50 SQ.MM. TO GD | 2
set54568 | 1010030007 | PLATE,STEEL,FOR GROUND WIRE,ACCORDING TO DWG.NO.SA3-015/44004 | 1
set54568 | 1010030008 | PLATE, STEEL, 5x40x110 mm. | 1
set54568 | 1010100004 | WIRE,STEEL STRANDED 50/7 sq.mm.TIS.404 | 10
set54568 | 1010110100 | BOLT,MATCHINE M.12X35 MM. | 2
set54568 | 1010110202 | BOLT,MACHINE M.16x200 mm. | 1
set54568 | 1010180100 | WASHER,PLAIN,SQUARE,LARGE 52x52x4.5 mm.HOLE DIA. 18 MM. TIS.258 | 1
set54568 | 1010180301 | WASHER,LOCK,SPRING,SIZE 16 mm.,GENERAL PURPOSE,TIS.259 | 1
set54568 | 1010220010 | CONDUCTOR, GROUND, FLAT IRON 30X3.5 MM. GALV. | 8
set54568 | 1010230004 | CLAMP,TRIPLE BOLTS FOR STEEL STRANDED WIRE 50 SQ.MM. | 2
set54568 | 1010230102 | CONNECTOR,FLAT IRON 30 mm.TO CONDUCTOR 16-50 sq.mm. | 6
set54568 | 1010230103 | CONNECTOR,FLAT IRON TO FLAT IRON 30 mm. | 6
set54568 | 1080040005 | CONDUIT,PVC,RIGID,DIA. 20x2000 mm.TIS.216 | 1
set54568 | 1080040006 | CONDUIT,PVC,RIGID,DIA 40x200 MM. TIS.216 | 1
set54568 | 9090011007 | WELDING POWDER, ST. WIRE 50 SQ.MM. TO GD | 1
set54571 | 1010030007 | PLATE,STEEL,FOR GROUND WIRE,ACCORDING TO DWG.NO.SA3-015/44004 | 1
set54571 | 1010030008 | PLATE, STEEL, 5x40x110 mm. | 1
set54571 | 1010100004 | WIRE,STEEL STRANDED 50/7 sq.mm.TIS.404 | 9
set54571 | 1010110100 | BOLT,MATCHINE M.12X35 MM. | 2
set54571 | 1010110201 | BOLT,MACHINE M.16x170 mm. | 1
set54571 | 1010180100 | WASHER,PLAIN,SQUARE,LARGE 52x52x4.5 mm.HOLE DIA. 18 MM. TIS.258 | 1
set54571 | 1010180301 | WASHER,LOCK,SPRING,SIZE 16 mm.,GENERAL PURPOSE,TIS.259 | 1
set54571 | 1010220002 | ROD,GROUND,60x60x5 mm. 2 m.LONG | 1
set54571 | 1010230004 | CLAMP,TRIPLE BOLTS FOR STEEL STRANDED WIRE 50 SQ.MM. | 1
set54571 | 1080040005 | CONDUIT,PVC,RIGID,DIA. 20x2000 mm.TIS.216 | 1
set54571 | 1080040006 | CONDUIT,PVC,RIGID,DIA 40x200 MM. TIS.216 | 1
set54571 | 9090011007 | WELDING POWDER, ST. WIRE 50 SQ.MM. TO GD | 2
set54572 | 1010030007 | PLATE,STEEL,FOR GROUND WIRE,ACCORDING TO DWG.NO.SA3-015/44004 | 1
set54572 | 1010030008 | PLATE, STEEL, 5x40x110 mm. | 1
set54572 | 1010100004 | WIRE,STEEL STRANDED 50/7 sq.mm.TIS.404 | 13
set54572 | 1010110100 | BOLT,MATCHINE M.12X35 MM. | 2
set54572 | 1010110201 | BOLT,MACHINE M.16x170 mm. | 1
set54572 | 1010180100 | WASHER,PLAIN,SQUARE,LARGE 52x52x4.5 mm.HOLE DIA. 18 MM. TIS.258 | 1
set54572 | 1010180301 | WASHER,LOCK,SPRING,SIZE 16 mm.,GENERAL PURPOSE,TIS.259 | 1
set54572 | 1010220002 | ROD,GROUND,60x60x5 mm. 2 m.LONG | 2
set54572 | 1010230004 | CLAMP,TRIPLE BOLTS FOR STEEL STRANDED WIRE 50 SQ.MM. | 1
set54572 | 1080040005 | CONDUIT,PVC,RIGID,DIA. 20x2000 mm.TIS.216 | 1
set54572 | 1080040006 | CONDUIT,PVC,RIGID,DIA 40x200 MM. TIS.216 | 1
set54572 | 9090011007 | WELDING POWDER, ST. WIRE 50 SQ.MM. TO GD | 4
set54573 | 1010030007 | PLATE,STEEL,FOR GROUND WIRE,ACCORDING TO DWG.NO.SA3-015/44004 | 1
set54573 | 1010030008 | PLATE, STEEL, 5x40x110 mm. | 1
set54573 | 1010100004 | WIRE,STEEL STRANDED 50/7 sq.mm.TIS.404 | 17
set54573 | 1010110100 | BOLT,MATCHINE M.12X35 MM. | 2
set54573 | 1010110201 | BOLT,MACHINE M.16x170 mm. | 1
set54573 | 1010180100 | WASHER,PLAIN,SQUARE,LARGE 52x52x4.5 mm.HOLE DIA. 18 MM. TIS.258 | 1
set54573 | 1010180301 | WASHER,LOCK,SPRING,SIZE 16 mm.,GENERAL PURPOSE,TIS.259 | 1
set54573 | 1010220002 | ROD,GROUND,60x60x5 mm. 2 m.LONG | 3
set54573 | 1010230004 | CLAMP,TRIPLE BOLTS FOR STEEL STRANDED WIRE 50 SQ.MM. | 1
set54573 | 1080040005 | CONDUIT,PVC,RIGID,DIA. 20x2000 mm.TIS.216 | 1
set54573 | 1080040006 | CONDUIT,PVC,RIGID,DIA 40x200 MM. TIS.216 | 1
set54573 | 9090011007 | WELDING POWDER, ST. WIRE 50 SQ.MM. TO GD | 6
set54574 | 1010030007 | PLATE,STEEL,FOR GROUND WIRE,ACCORDING TO DWG.NO.SA3-015/44004 | 1
set54574 | 1010030008 | PLATE, STEEL, 5x40x110 mm. | 1
set54574 | 1010100004 | WIRE,STEEL STRANDED 50/7 sq.mm.TIS.404 | 21
set54574 | 1010110100 | BOLT,MATCHINE M.12X35 MM. | 2
set54574 | 1010110201 | BOLT,MACHINE M.16x170 mm. | 1
set54574 | 1010180100 | WASHER,PLAIN,SQUARE,LARGE 52x52x4.5 mm.HOLE DIA. 18 MM. TIS.258 | 1
set54574 | 1010180301 | WASHER,LOCK,SPRING,SIZE 16 mm.,GENERAL PURPOSE,TIS.259 | 1
set54574 | 1010220002 | ROD,GROUND,60x60x5 mm. 2 m.LONG | 4
set54574 | 1010230004 | CLAMP,TRIPLE BOLTS FOR STEEL STRANDED WIRE 50 SQ.MM. | 1
set54574 | 1080040005 | CONDUIT,PVC,RIGID,DIA. 20x2000 mm.TIS.216 | 1
set54574 | 1080040006 | CONDUIT,PVC,RIGID,DIA 40x200 MM. TIS.216 | 1
set54574 | 9090011007 | WELDING POWDER, ST. WIRE 50 SQ.MM. TO GD | 8
set54575 | 1010030007 | PLATE,STEEL,FOR GROUND WIRE,ACCORDING TO DWG.NO.SA3-015/44004 | 1
set54575 | 1010030008 | PLATE, STEEL, 5x40x110 mm. | 1
set54575 | 1010100004 | WIRE,STEEL STRANDED 50/7 sq.mm.TIS.404 | 25
set54575 | 1010110100 | BOLT,MATCHINE M.12X35 MM. | 2
set54575 | 1010110201 | BOLT,MACHINE M.16x170 mm. | 1
set54575 | 1010180100 | WASHER,PLAIN,SQUARE,LARGE 52x52x4.5 mm.HOLE DIA. 18 MM. TIS.258 | 1
set54575 | 1010180301 | WASHER,LOCK,SPRING,SIZE 16 mm.,GENERAL PURPOSE,TIS.259 | 1
set54575 | 1010220002 | ROD,GROUND,60x60x5 mm. 2 m.LONG | 5
set54575 | 1010230004 | CLAMP,TRIPLE BOLTS FOR STEEL STRANDED WIRE 50 SQ.MM. | 1
set54575 | 1080040005 | CONDUIT,PVC,RIGID,DIA. 20x2000 mm.TIS.216 | 1
set54575 | 1080040006 | CONDUIT,PVC,RIGID,DIA 40x200 MM. TIS.216 | 1
set54575 | 9090011007 | WELDING POWDER, ST. WIRE 50 SQ.MM. TO GD | 10
set54576 | 1010030007 | PLATE,STEEL,FOR GROUND WIRE,ACCORDING TO DWG.NO.SA3-015/44004 | 1
set54576 | 1010030008 | PLATE, STEEL, 5x40x110 mm. | 1
set54576 | 1010100004 | WIRE,STEEL STRANDED 50/7 sq.mm.TIS.404 | 9
set54576 | 1010110100 | BOLT,MATCHINE M.12X35 MM. | 2
set54576 | 1010110201 | BOLT,MACHINE M.16x170 mm. | 1
set54576 | 1010180100 | WASHER,PLAIN,SQUARE,LARGE 52x52x4.5 mm.HOLE DIA. 18 MM. TIS.258 | 1
set54576 | 1010180301 | WASHER,LOCK,SPRING,SIZE 16 mm.,GENERAL PURPOSE,TIS.259 | 1
set54576 | 1010220010 | CONDUCTOR, GROUND, FLAT IRON 30X3.5 MM. GALV. | 40
set54576 | 1010230004 | CLAMP,TRIPLE BOLTS FOR STEEL STRANDED WIRE 50 SQ.MM. | 1
set54576 | 1010230102 | CONNECTOR,FLAT IRON 30 mm.TO CONDUCTOR 16-50 sq.mm. | 3
set54576 | 1010230103 | CONNECTOR,FLAT IRON TO FLAT IRON 30 mm. | 3
set54576 | 1080040005 | CONDUIT,PVC,RIGID,DIA. 20x2000 mm.TIS.216 | 1
set54576 | 1080040006 | CONDUIT,PVC,RIGID,DIA 40x200 MM. TIS.216 | 1
set54576 | 9090011007 | WELDING POWDER, ST. WIRE 50 SQ.MM. TO GD | 1
set54577 | 1010030007 | PLATE,STEEL,FOR GROUND WIRE,ACCORDING TO DWG.NO.SA3-015/44004 | 1
set54577 | 1010030008 | PLATE, STEEL, 5x40x110 mm. | 1
set54577 | 1010100004 | WIRE,STEEL STRANDED 50/7 sq.mm.TIS.404 | 9
set54577 | 1010110100 | BOLT,MATCHINE M.12X35 MM. | 2
set54577 | 1010110201 | BOLT,MACHINE M.16x170 mm. | 1
set54577 | 1010180100 | WASHER,PLAIN,SQUARE,LARGE 52x52x4.5 mm.HOLE DIA. 18 MM. TIS.258 | 1
set54577 | 1010180301 | WASHER,LOCK,SPRING,SIZE 16 mm.,GENERAL PURPOSE,TIS.259 | 1
set54577 | 1010220002 | ROD,GROUND,60x60x5 mm. 2 m.LONG | 1
set54577 | 1010220200 | CHEMICALS FOR EARTH RESISTANCE REDUCTION | 140
set54577 | 1010230004 | CLAMP,TRIPLE BOLTS FOR STEEL STRANDED WIRE 50 SQ.MM. | 1
set54577 | 1080040005 | CONDUIT,PVC,RIGID,DIA. 20x2000 mm.TIS.216 | 1
set54577 | 1080040006 | CONDUIT,PVC,RIGID,DIA 40x200 MM. TIS.216 | 1
set54577 | 9090011007 | WELDING POWDER, ST. WIRE 50 SQ.MM. TO GD | 2
set54578 | 1010030007 | PLATE,STEEL,FOR GROUND WIRE,ACCORDING TO DWG.NO.SA3-015/44004 | 1
set54578 | 1010030008 | PLATE, STEEL, 5x40x110 mm. | 1
set54578 | 1010100004 | WIRE,STEEL STRANDED 50/7 sq.mm.TIS.404 | 15
set54578 | 1010110100 | BOLT,MATCHINE M.12X35 MM. | 2
set54578 | 1010110202 | BOLT,MACHINE M.16x200 mm. | 1
set54578 | 1010180100 | WASHER,PLAIN,SQUARE,LARGE 52x52x4.5 mm.HOLE DIA. 18 MM. TIS.258 | 1
set54578 | 1010180301 | WASHER,LOCK,SPRING,SIZE 16 mm.,GENERAL PURPOSE,TIS.259 | 1
set54578 | 1010220010 | CONDUCTOR, GROUND, FLAT IRON 30X3.5 MM. GALV. | 8
set54578 | 1010230004 | CLAMP,TRIPLE BOLTS FOR STEEL STRANDED WIRE 50 SQ.MM. | 2
set54578 | 1010230102 | CONNECTOR,FLAT IRON 30 mm.TO CONDUCTOR 16-50 sq.mm. | 6
set54578 | 1010230103 | CONNECTOR,FLAT IRON TO FLAT IRON 30 mm. | 6
set54578 | 1080040005 | CONDUIT,PVC,RIGID,DIA. 20x2000 mm.TIS.216 | 1
set54578 | 1080040006 | CONDUIT,PVC,RIGID,DIA 40x200 MM. TIS.216 | 1
set54578 | 9090011007 | WELDING POWDER, ST. WIRE 50 SQ.MM. TO GD | 1
set54581 | 1010030007 | PLATE,STEEL,FOR GROUND WIRE,ACCORDING TO DWG.NO.SA3-015/44004 | 1
set54581 | 1010030008 | PLATE, STEEL, 5x40x110 mm. | 1
set54581 | 1010100004 | WIRE,STEEL STRANDED 50/7 sq.mm.TIS.404 | 13
set54581 | 1010110100 | BOLT,MATCHINE M.12X35 MM. | 2
set54581 | 1010110201 | BOLT,MACHINE M.16x170 mm. | 1
set54581 | 1010180100 | WASHER,PLAIN,SQUARE,LARGE 52x52x4.5 mm.HOLE DIA. 18 MM. TIS.258 | 1
set54581 | 1010180301 | WASHER,LOCK,SPRING,SIZE 16 mm.,GENERAL PURPOSE,TIS.259 | 1
set54581 | 1010220002 | ROD,GROUND,60x60x5 mm. 2 m.LONG | 1
set54581 | 1010230004 | CLAMP,TRIPLE BOLTS FOR STEEL STRANDED WIRE 50 SQ.MM. | 1
set54581 | 1080040005 | CONDUIT,PVC,RIGID,DIA. 20x2000 mm.TIS.216 | 1
set54581 | 1080040006 | CONDUIT,PVC,RIGID,DIA 40x200 MM. TIS.216 | 1
set54581 | 9090011007 | WELDING POWDER, ST. WIRE 50 SQ.MM. TO GD | 2
set54582 | 1010030007 | PLATE,STEEL,FOR GROUND WIRE,ACCORDING TO DWG.NO.SA3-015/44004 | 1
set54582 | 1010030008 | PLATE, STEEL, 5x40x110 mm. | 1
set54582 | 1010100004 | WIRE,STEEL STRANDED 50/7 sq.mm.TIS.404 | 17
set54582 | 1010110100 | BOLT,MATCHINE M.12X35 MM. | 2
set54582 | 1010110201 | BOLT,MACHINE M.16x170 mm. | 1
set54582 | 1010180100 | WASHER,PLAIN,SQUARE,LARGE 52x52x4.5 mm.HOLE DIA. 18 MM. TIS.258 | 1
set54582 | 1010180301 | WASHER,LOCK,SPRING,SIZE 16 mm.,GENERAL PURPOSE,TIS.259 | 1
set54582 | 1010220002 | ROD,GROUND,60x60x5 mm. 2 m.LONG | 2
set54582 | 1010230004 | CLAMP,TRIPLE BOLTS FOR STEEL STRANDED WIRE 50 SQ.MM. | 1
set54582 | 1080040005 | CONDUIT,PVC,RIGID,DIA. 20x2000 mm.TIS.216 | 1
set54582 | 1080040006 | CONDUIT,PVC,RIGID,DIA 40x200 MM. TIS.216 | 1
set54582 | 9090011007 | WELDING POWDER, ST. WIRE 50 SQ.MM. TO GD | 4
set54583 | 1010030007 | PLATE,STEEL,FOR GROUND WIRE,ACCORDING TO DWG.NO.SA3-015/44004 | 1
set54583 | 1010030008 | PLATE, STEEL, 5x40x110 mm. | 1
set54583 | 1010100004 | WIRE,STEEL STRANDED 50/7 sq.mm.TIS.404 | 21
set54583 | 1010110100 | BOLT,MATCHINE M.12X35 MM. | 2
set54583 | 1010110201 | BOLT,MACHINE M.16x170 mm. | 1
set54583 | 1010180100 | WASHER,PLAIN,SQUARE,LARGE 52x52x4.5 mm.HOLE DIA. 18 MM. TIS.258 | 1
set54583 | 1010180301 | WASHER,LOCK,SPRING,SIZE 16 mm.,GENERAL PURPOSE,TIS.259 | 1
set54583 | 1010220002 | ROD,GROUND,60x60x5 mm. 2 m.LONG | 3
set54583 | 1010230004 | CLAMP,TRIPLE BOLTS FOR STEEL STRANDED WIRE 50 SQ.MM. | 1
set54583 | 1080040005 | CONDUIT,PVC,RIGID,DIA. 20x2000 mm.TIS.216 | 1
set54583 | 1080040006 | CONDUIT,PVC,RIGID,DIA 40x200 MM. TIS.216 | 1
set54583 | 9090011007 | WELDING POWDER, ST. WIRE 50 SQ.MM. TO GD | 6
set54584 | 1010030007 | PLATE,STEEL,FOR GROUND WIRE,ACCORDING TO DWG.NO.SA3-015/44004 | 1
set54584 | 1010030008 | PLATE, STEEL, 5x40x110 mm. | 1
set54584 | 1010100004 | WIRE,STEEL STRANDED 50/7 sq.mm.TIS.404 | 25
set54584 | 1010110100 | BOLT,MATCHINE M.12X35 MM. | 2
set54584 | 1010110201 | BOLT,MACHINE M.16x170 mm. | 1
set54584 | 1010180100 | WASHER,PLAIN,SQUARE,LARGE 52x52x4.5 mm.HOLE DIA. 18 MM. TIS.258 | 1
set54584 | 1010180301 | WASHER,LOCK,SPRING,SIZE 16 mm.,GENERAL PURPOSE,TIS.259 | 1
set54584 | 1010220002 | ROD,GROUND,60x60x5 mm. 2 m.LONG | 4
set54584 | 1010230004 | CLAMP,TRIPLE BOLTS FOR STEEL STRANDED WIRE 50 SQ.MM. | 1
set54584 | 1080040005 | CONDUIT,PVC,RIGID,DIA. 20x2000 mm.TIS.216 | 1
set54584 | 1080040006 | CONDUIT,PVC,RIGID,DIA 40x200 MM. TIS.216 | 1
set54584 | 9090011007 | WELDING POWDER, ST. WIRE 50 SQ.MM. TO GD | 8
set54585 | 1010030007 | PLATE,STEEL,FOR GROUND WIRE,ACCORDING TO DWG.NO.SA3-015/44004 | 1
set54585 | 1010030008 | PLATE, STEEL, 5x40x110 mm. | 1
set54585 | 1010100004 | WIRE,STEEL STRANDED 50/7 sq.mm.TIS.404 | 29
set54585 | 1010110100 | BOLT,MATCHINE M.12X35 MM. | 2
set54585 | 1010110201 | BOLT,MACHINE M.16x170 mm. | 1
set54585 | 1010180100 | WASHER,PLAIN,SQUARE,LARGE 52x52x4.5 mm.HOLE DIA. 18 MM. TIS.258 | 1
set54585 | 1010180301 | WASHER,LOCK,SPRING,SIZE 16 mm.,GENERAL PURPOSE,TIS.259 | 1
set54585 | 1010220002 | ROD,GROUND,60x60x5 mm. 2 m.LONG | 5
set54585 | 1010230004 | CLAMP,TRIPLE BOLTS FOR STEEL STRANDED WIRE 50 SQ.MM. | 1
set54585 | 1080040005 | CONDUIT,PVC,RIGID,DIA. 20x2000 mm.TIS.216 | 1
set54585 | 1080040006 | CONDUIT,PVC,RIGID,DIA 40x200 MM. TIS.216 | 1
set54585 | 9090011007 | WELDING POWDER, ST. WIRE 50 SQ.MM. TO GD | 10
set54586 | 1010030007 | PLATE,STEEL,FOR GROUND WIRE,ACCORDING TO DWG.NO.SA3-015/44004 | 1
set54586 | 1010030008 | PLATE, STEEL, 5x40x110 mm. | 1
set54586 | 1010100004 | WIRE,STEEL STRANDED 50/7 sq.mm.TIS.404 | 13
set54586 | 1010110100 | BOLT,MATCHINE M.12X35 MM. | 2
set54586 | 1010110201 | BOLT,MACHINE M.16x170 mm. | 1
set54586 | 1010180100 | WASHER,PLAIN,SQUARE,LARGE 52x52x4.5 mm.HOLE DIA. 18 MM. TIS.258 | 1
set54586 | 1010180301 | WASHER,LOCK,SPRING,SIZE 16 mm.,GENERAL PURPOSE,TIS.259 | 1
set54586 | 1010220010 | CONDUCTOR, GROUND, FLAT IRON 30X3.5 MM. GALV. | 40
set54586 | 1010230004 | CLAMP,TRIPLE BOLTS FOR STEEL STRANDED WIRE 50 SQ.MM. | 1
set54586 | 1010230102 | CONNECTOR,FLAT IRON 30 mm.TO CONDUCTOR 16-50 sq.mm. | 3
set54586 | 1010230103 | CONNECTOR,FLAT IRON TO FLAT IRON 30 mm. | 3
set54586 | 1080040005 | CONDUIT,PVC,RIGID,DIA. 20x2000 mm.TIS.216 | 1
set54586 | 1080040006 | CONDUIT,PVC,RIGID,DIA 40x200 MM. TIS.216 | 1
set54586 | 9090011007 | WELDING POWDER, ST. WIRE 50 SQ.MM. TO GD | 1
set54587 | 1010030007 | PLATE,STEEL,FOR GROUND WIRE,ACCORDING TO DWG.NO.SA3-015/44004 | 1
set54587 | 1010030008 | PLATE, STEEL, 5x40x110 mm. | 1
set54587 | 1010100004 | WIRE,STEEL STRANDED 50/7 sq.mm.TIS.404 | 13
set54587 | 1010110100 | BOLT,MATCHINE M.12X35 MM. | 2
set54587 | 1010110201 | BOLT,MACHINE M.16x170 mm. | 1
set54587 | 1010180100 | WASHER,PLAIN,SQUARE,LARGE 52x52x4.5 mm.HOLE DIA. 18 MM. TIS.258 | 1
set54587 | 1010180301 | WASHER,LOCK,SPRING,SIZE 16 mm.,GENERAL PURPOSE,TIS.259 | 1
set54587 | 1010220002 | ROD,GROUND,60x60x5 mm. 2 m.LONG | 1
set54587 | 1010220200 | CHEMICALS FOR EARTH RESISTANCE REDUCTION | 140
set54587 | 1010230004 | CLAMP,TRIPLE BOLTS FOR STEEL STRANDED WIRE 50 SQ.MM. | 1
set54587 | 1080040005 | CONDUIT,PVC,RIGID,DIA. 20x2000 mm.TIS.216 | 1
set54587 | 1080040006 | CONDUIT,PVC,RIGID,DIA 40x200 MM. TIS.216 | 1
set54587 | 9090011007 | WELDING POWDER, ST. WIRE 50 SQ.MM. TO GD | 2
set54588 | 1010030007 | PLATE,STEEL,FOR GROUND WIRE,ACCORDING TO DWG.NO.SA3-015/44004 | 2
set54588 | 1010030008 | PLATE, STEEL, 5x40x110 mm. | 2
set54588 | 1010100004 | WIRE,STEEL STRANDED 50/7 sq.mm.TIS.404 | 20
set54588 | 1010110100 | BOLT,MATCHINE M.12X35 MM. | 4
set54588 | 1010110202 | BOLT,MACHINE M.16x200 mm. | 2
set54588 | 1010180100 | WASHER,PLAIN,SQUARE,LARGE 52x52x4.5 mm.HOLE DIA. 18 MM. TIS.258 | 2
set54588 | 1010180301 | WASHER,LOCK,SPRING,SIZE 16 mm.,GENERAL PURPOSE,TIS.259 | 2
set54588 | 1010220010 | CONDUCTOR, GROUND, FLAT IRON 30X3.5 MM. GALV. | 8
set54588 | 1010230004 | CLAMP,TRIPLE BOLTS FOR STEEL STRANDED WIRE 50 SQ.MM. | 4
set54588 | 1010230102 | CONNECTOR,FLAT IRON 30 mm.TO CONDUCTOR 16-50 sq.mm. | 6
set54588 | 1010230103 | CONNECTOR,FLAT IRON TO FLAT IRON 30 mm. | 6
set54588 | 1080040005 | CONDUIT,PVC,RIGID,DIA. 20x2000 mm.TIS.216 | 2
set54588 | 1080040006 | CONDUIT,PVC,RIGID,DIA 40x200 MM. TIS.216 | 2
set54588 | 9090011007 | WELDING POWDER, ST. WIRE 50 SQ.MM. TO GD | 2
set54591 | 1010030007 | PLATE,STEEL,FOR GROUND WIRE,ACCORDING TO DWG.NO.SA3-015/44004 | 2
set54591 | 1010030008 | PLATE, STEEL, 5x40x110 mm. | 2
set54591 | 1010100004 | WIRE,STEEL STRANDED 50/7 sq.mm.TIS.404 | 18
set54591 | 1010110100 | BOLT,MATCHINE M.12X35 MM. | 4
set54591 | 1010110201 | BOLT,MACHINE M.16x170 mm. | 2
set54591 | 1010180100 | WASHER,PLAIN,SQUARE,LARGE 52x52x4.5 mm.HOLE DIA. 18 MM. TIS.258 | 2
set54591 | 1010180301 | WASHER,LOCK,SPRING,SIZE 16 mm.,GENERAL PURPOSE,TIS.259 | 2
set54591 | 1010220002 | ROD,GROUND,60x60x5 mm. 2 m.LONG | 1
set54591 | 1010230004 | CLAMP,TRIPLE BOLTS FOR STEEL STRANDED WIRE 50 SQ.MM. | 3
set54591 | 1080040005 | CONDUIT,PVC,RIGID,DIA. 20x2000 mm.TIS.216 | 2
set54591 | 1080040006 | CONDUIT,PVC,RIGID,DIA 40x200 MM. TIS.216 | 2
set54591 | 9090011007 | WELDING POWDER, ST. WIRE 50 SQ.MM. TO GD | 3
set54592 | 1010030007 | PLATE,STEEL,FOR GROUND WIRE,ACCORDING TO DWG.NO.SA3-015/44004 | 2
set54592 | 1010030008 | PLATE, STEEL, 5x40x110 mm. | 2
set54592 | 1010100004 | WIRE,STEEL STRANDED 50/7 sq.mm.TIS.404 | 22
set54592 | 1010110100 | BOLT,MATCHINE M.12X35 MM. | 4
set54592 | 1010110201 | BOLT,MACHINE M.16x170 mm. | 2
set54592 | 1010180100 | WASHER,PLAIN,SQUARE,LARGE 52x52x4.5 mm.HOLE DIA. 18 MM. TIS.258 | 2
set54592 | 1010180301 | WASHER,LOCK,SPRING,SIZE 16 mm.,GENERAL PURPOSE,TIS.259 | 2
set54592 | 1010220002 | ROD,GROUND,60x60x5 mm. 2 m.LONG | 2
set54592 | 1010230004 | CLAMP,TRIPLE BOLTS FOR STEEL STRANDED WIRE 50 SQ.MM. | 3
set54592 | 1080040005 | CONDUIT,PVC,RIGID,DIA. 20x2000 mm.TIS.216 | 2
set54592 | 1080040006 | CONDUIT,PVC,RIGID,DIA 40x200 MM. TIS.216 | 2
set54592 | 9090011007 | WELDING POWDER, ST. WIRE 50 SQ.MM. TO GD | 5
set54593 | 1010030007 | PLATE,STEEL,FOR GROUND WIRE,ACCORDING TO DWG.NO.SA3-015/44004 | 2
set54593 | 1010030008 | PLATE, STEEL, 5x40x110 mm. | 2
set54593 | 1010100004 | WIRE,STEEL STRANDED 50/7 sq.mm.TIS.404 | 26
set54593 | 1010110100 | BOLT,MATCHINE M.12X35 MM. | 4
set54593 | 1010110201 | BOLT,MACHINE M.16x170 mm. | 2
set54593 | 1010180100 | WASHER,PLAIN,SQUARE,LARGE 52x52x4.5 mm.HOLE DIA. 18 MM. TIS.258 | 2
set54593 | 1010180301 | WASHER,LOCK,SPRING,SIZE 16 mm.,GENERAL PURPOSE,TIS.259 | 2
set54593 | 1010220002 | ROD,GROUND,60x60x5 mm. 2 m.LONG | 3
set54593 | 1010230004 | CLAMP,TRIPLE BOLTS FOR STEEL STRANDED WIRE 50 SQ.MM. | 3
set54593 | 1080040005 | CONDUIT,PVC,RIGID,DIA. 20x2000 mm.TIS.216 | 2
set54593 | 1080040006 | CONDUIT,PVC,RIGID,DIA 40x200 MM. TIS.216 | 2
set54593 | 9090011007 | WELDING POWDER, ST. WIRE 50 SQ.MM. TO GD | 7
set54594 | 1010030007 | PLATE,STEEL,FOR GROUND WIRE,ACCORDING TO DWG.NO.SA3-015/44004 | 2
set54594 | 1010030008 | PLATE, STEEL, 5x40x110 mm. | 2
set54594 | 1010100004 | WIRE,STEEL STRANDED 50/7 sq.mm.TIS.404 | 30
set54594 | 1010110100 | BOLT,MATCHINE M.12X35 MM. | 4
set54594 | 1010110201 | BOLT,MACHINE M.16x170 mm. | 2
set54594 | 1010180100 | WASHER,PLAIN,SQUARE,LARGE 52x52x4.5 mm.HOLE DIA. 18 MM. TIS.258 | 2
set54594 | 1010180301 | WASHER,LOCK,SPRING,SIZE 16 mm.,GENERAL PURPOSE,TIS.259 | 2
set54594 | 1010220002 | ROD,GROUND,60x60x5 mm. 2 m.LONG | 4
set54594 | 1010230004 | CLAMP,TRIPLE BOLTS FOR STEEL STRANDED WIRE 50 SQ.MM. | 3
set54594 | 1080040005 | CONDUIT,PVC,RIGID,DIA. 20x2000 mm.TIS.216 | 2
set54594 | 1080040006 | CONDUIT,PVC,RIGID,DIA 40x200 MM. TIS.216 | 2
set54595 | 1010030007 | PLATE,STEEL,FOR GROUND WIRE,ACCORDING TO DWG.NO.SA3-015/44004 | 2
set54595 | 1010030008 | PLATE, STEEL, 5x40x110 mm. | 2
set54595 | 1010100004 | WIRE,STEEL STRANDED 50/7 sq.mm.TIS.404 | 34
set54595 | 1010110100 | BOLT,MATCHINE M.12X35 MM. | 4
set54595 | 1010110201 | BOLT,MACHINE M.16x170 mm. | 2
set54595 | 1010180100 | WASHER,PLAIN,SQUARE,LARGE 52x52x4.5 mm.HOLE DIA. 18 MM. TIS.258 | 2
set54595 | 1010180301 | WASHER,LOCK,SPRING,SIZE 16 mm.,GENERAL PURPOSE,TIS.259 | 2
set54595 | 1010220002 | ROD,GROUND,60x60x5 mm. 2 m.LONG | 5
set54595 | 1010230004 | CLAMP,TRIPLE BOLTS FOR STEEL STRANDED WIRE 50 SQ.MM. | 3
set54595 | 1080040005 | CONDUIT,PVC,RIGID,DIA. 20x2000 mm.TIS.216 | 2
set54595 | 1080040006 | CONDUIT,PVC,RIGID,DIA 40x200 MM. TIS.216 | 2
set54595 | 9090011007 | WELDING POWDER, ST. WIRE 50 SQ.MM. TO GD | 11
set54596 | 1010030007 | PLATE,STEEL,FOR GROUND WIRE,ACCORDING TO DWG.NO.SA3-015/44004 | 2
set54596 | 1010030008 | PLATE, STEEL, 5x40x110 mm. | 2
set54596 | 1010100004 | WIRE,STEEL STRANDED 50/7 sq.mm.TIS.404 | 18
set54596 | 1010110100 | BOLT,MATCHINE M.12X35 MM. | 4
set54596 | 1010110201 | BOLT,MACHINE M.16x170 mm. | 2
set54596 | 1010180100 | WASHER,PLAIN,SQUARE,LARGE 52x52x4.5 mm.HOLE DIA. 18 MM. TIS.258 | 2
set54596 | 1010180301 | WASHER,LOCK,SPRING,SIZE 16 mm.,GENERAL PURPOSE,TIS.259 | 2
set54596 | 1010220010 | CONDUCTOR, GROUND, FLAT IRON 30X3.5 MM. GALV. | 40
set54596 | 1010230004 | CLAMP,TRIPLE BOLTS FOR STEEL STRANDED WIRE 50 SQ.MM. | 3
set54596 | 1010230102 | CONNECTOR,FLAT IRON 30 mm.TO CONDUCTOR 16-50 sq.mm. | 3
set54596 | 1010230103 | CONNECTOR,FLAT IRON TO FLAT IRON 30 mm. | 3
set54596 | 1080040005 | CONDUIT,PVC,RIGID,DIA. 20x2000 mm.TIS.216 | 2
set54596 | 1080040006 | CONDUIT,PVC,RIGID,DIA 40x200 MM. TIS.216 | 2
set54596 | 9090011007 | WELDING POWDER, ST. WIRE 50 SQ.MM. TO GD | 2
set54597 | 1010030007 | PLATE,STEEL,FOR GROUND WIRE,ACCORDING TO DWG.NO.SA3-015/44004 | 2
set54597 | 1010030008 | PLATE, STEEL, 5x40x110 mm. | 2
set54597 | 1010100004 | WIRE,STEEL STRANDED 50/7 sq.mm.TIS.404 | 18
set54597 | 1010110100 | BOLT,MATCHINE M.12X35 MM. | 4
set54597 | 1010110201 | BOLT,MACHINE M.16x170 mm. | 2
set54597 | 1010180100 | WASHER,PLAIN,SQUARE,LARGE 52x52x4.5 mm.HOLE DIA. 18 MM. TIS.258 | 2
set54597 | 1010180301 | WASHER,LOCK,SPRING,SIZE 16 mm.,GENERAL PURPOSE,TIS.259 | 2
set54597 | 1010220002 | ROD,GROUND,60x60x5 mm. 2 m.LONG | 1
set54597 | 1010220200 | CHEMICALS FOR EARTH RESISTANCE REDUCTION | 140
set54597 | 1010230004 | CLAMP,TRIPLE BOLTS FOR STEEL STRANDED WIRE 50 SQ.MM. | 3
set54597 | 1080040005 | CONDUIT,PVC,RIGID,DIA. 20x2000 mm.TIS.216 | 2
set54597 | 1080040006 | CONDUIT,PVC,RIGID,DIA 40x200 MM. TIS.216 | 2
set54597 | 9090011007 | WELDING POWDER, ST. WIRE 50 SQ.MM. TO GD | 3
set54598 | 1010030007 | PLATE,STEEL,FOR GROUND WIRE,ACCORDING TO DWG.NO.SA3-015/44004 | 2
set54598 | 1010030008 | PLATE, STEEL, 5x40x110 mm. | 2
set54598 | 1010100004 | WIRE,STEEL STRANDED 50/7 sq.mm.TIS.404 | 32
set54598 | 1010110100 | BOLT,MATCHINE M.12X35 MM. | 4
set54598 | 1010110202 | BOLT,MACHINE M.16x200 mm. | 2
set54598 | 1010180100 | WASHER,PLAIN,SQUARE,LARGE 52x52x4.5 mm.HOLE DIA. 18 MM. TIS.258 | 2
set54598 | 1010180301 | WASHER,LOCK,SPRING,SIZE 16 mm.,GENERAL PURPOSE,TIS.259 | 2
set54598 | 1010220010 | CONDUCTOR, GROUND, FLAT IRON 30X3.5 MM. GALV. | 8
set54598 | 1010230004 | CLAMP,TRIPLE BOLTS FOR STEEL STRANDED WIRE 50 SQ.MM. | 3
set54598 | 1010230102 | CONNECTOR,FLAT IRON 30 mm.TO CONDUCTOR 16-50 sq.mm. | 6
set54598 | 1010230103 | CONNECTOR,FLAT IRON TO FLAT IRON 30 mm. | 6
set54598 | 1080040005 | CONDUIT,PVC,RIGID,DIA. 20x2000 mm.TIS.216 | 2
set54598 | 1080040006 | CONDUIT,PVC,RIGID,DIA 40x200 MM. TIS.216 | 2
set54598 | 9090011007 | WELDING POWDER, ST. WIRE 50 SQ.MM. TO GD | 2
set54601 | 1010030007 | PLATE,STEEL,FOR GROUND WIRE,ACCORDING TO DWG.NO.SA3-015/44004 | 2
set54601 | 1010030008 | PLATE, STEEL, 5x40x110 mm. | 2
set54601 | 1010100004 | WIRE,STEEL STRANDED 50/7 sq.mm.TIS.404 | 24
set54601 | 1010110100 | BOLT,MATCHINE M.12X35 MM. | 4
set54601 | 1010110201 | BOLT,MACHINE M.16x170 mm. | 2
set54601 | 1010180100 | WASHER,PLAIN,SQUARE,LARGE 52x52x4.5 mm.HOLE DIA. 18 MM. TIS.258 | 2
set54601 | 1010180301 | WASHER,LOCK,SPRING,SIZE 16 mm.,GENERAL PURPOSE,TIS.259 | 2
set54601 | 1010220002 | ROD,GROUND,60x60x5 mm. 2 m.LONG | 1
set54601 | 1010230004 | CLAMP,TRIPLE BOLTS FOR STEEL STRANDED WIRE 50 SQ.MM. | 3
set54601 | 1080040005 | CONDUIT,PVC,RIGID,DIA. 20x2000 mm.TIS.216 | 2
set54601 | 1080040006 | CONDUIT,PVC,RIGID,DIA 40x200 MM. TIS.216 | 2
set54601 | 9090011007 | WELDING POWDER, ST. WIRE 50 SQ.MM. TO GD | 3
set54602 | 1010030007 | PLATE,STEEL,FOR GROUND WIRE,ACCORDING TO DWG.NO.SA3-015/44004 | 2
set54602 | 1010030008 | PLATE, STEEL, 5x40x110 mm. | 2
set54602 | 1010100004 | WIRE,STEEL STRANDED 50/7 sq.mm.TIS.404 | 28
set54602 | 1010110100 | BOLT,MATCHINE M.12X35 MM. | 4
set54602 | 1010110201 | BOLT,MACHINE M.16x170 mm. | 2
set54602 | 1010180100 | WASHER,PLAIN,SQUARE,LARGE 52x52x4.5 mm.HOLE DIA. 18 MM. TIS.258 | 2
set54602 | 1010180301 | WASHER,LOCK,SPRING,SIZE 16 mm.,GENERAL PURPOSE,TIS.259 | 2
set54602 | 1010220002 | ROD,GROUND,60x60x5 mm. 2 m.LONG | 2
set54602 | 1010230004 | CLAMP,TRIPLE BOLTS FOR STEEL STRANDED WIRE 50 SQ.MM. | 3
set54602 | 1080040005 | CONDUIT,PVC,RIGID,DIA. 20x2000 mm.TIS.216 | 2
set54602 | 1080040006 | CONDUIT,PVC,RIGID,DIA 40x200 MM. TIS.216 | 2
set54602 | 9090011007 | WELDING POWDER, ST. WIRE 50 SQ.MM. TO GD | 5
set54603 | 1010030007 | PLATE,STEEL,FOR GROUND WIRE,ACCORDING TO DWG.NO.SA3-015/44004 | 2
set54603 | 1010030008 | PLATE, STEEL, 5x40x110 mm. | 2
set54603 | 1010100004 | WIRE,STEEL STRANDED 50/7 sq.mm.TIS.404 | 32
set54603 | 1010110100 | BOLT,MATCHINE M.12X35 MM. | 4
set54603 | 1010110201 | BOLT,MACHINE M.16x170 mm. | 2
set54603 | 1010180100 | WASHER,PLAIN,SQUARE,LARGE 52x52x4.5 mm.HOLE DIA. 18 MM. TIS.258 | 2
set54603 | 1010180301 | WASHER,LOCK,SPRING,SIZE 16 mm.,GENERAL PURPOSE,TIS.259 | 2
set54603 | 1010220002 | ROD,GROUND,60x60x5 mm. 2 m.LONG | 3
set54603 | 1010230004 | CLAMP,TRIPLE BOLTS FOR STEEL STRANDED WIRE 50 SQ.MM. | 3
set54603 | 1080040005 | CONDUIT,PVC,RIGID,DIA. 20x2000 mm.TIS.216 | 2
set54603 | 1080040006 | CONDUIT,PVC,RIGID,DIA 40x200 MM. TIS.216 | 2
set54603 | 9090011007 | WELDING POWDER, ST. WIRE 50 SQ.MM. TO GD | 7
set54604 | 1010030007 | PLATE,STEEL,FOR GROUND WIRE,ACCORDING TO DWG.NO.SA3-015/44004 | 2
set54604 | 1010030008 | PLATE, STEEL, 5x40x110 mm. | 2
set54604 | 1010100004 | WIRE,STEEL STRANDED 50/7 sq.mm.TIS.404 | 36
set54604 | 1010110100 | BOLT,MATCHINE M.12X35 MM. | 4
set54604 | 1010110201 | BOLT,MACHINE M.16x170 mm. | 2
set54604 | 1010180100 | WASHER,PLAIN,SQUARE,LARGE 52x52x4.5 mm.HOLE DIA. 18 MM. TIS.258 | 2
set54604 | 1010180301 | WASHER,LOCK,SPRING,SIZE 16 mm.,GENERAL PURPOSE,TIS.259 | 2
set54604 | 1010220002 | ROD,GROUND,60x60x5 mm. 2 m.LONG | 4
set54604 | 1010230004 | CLAMP,TRIPLE BOLTS FOR STEEL STRANDED WIRE 50 SQ.MM. | 3
set54604 | 1080040005 | CONDUIT,PVC,RIGID,DIA. 20x2000 mm.TIS.216 | 2
set54604 | 1080040006 | CONDUIT,PVC,RIGID,DIA 40x200 MM. TIS.216 | 2
set54604 | 9090011007 | WELDING POWDER, ST. WIRE 50 SQ.MM. TO GD | 9
set54605 | 1010030007 | PLATE,STEEL,FOR GROUND WIRE,ACCORDING TO DWG.NO.SA3-015/44004 | 2
set54605 | 1010030008 | PLATE, STEEL, 5x40x110 mm. | 2
set54605 | 1010100004 | WIRE,STEEL STRANDED 50/7 sq.mm.TIS.404 | 40
set54605 | 1010110100 | BOLT,MATCHINE M.12X35 MM. | 4
set54605 | 1010110201 | BOLT,MACHINE M.16x170 mm. | 2
set54605 | 1010180100 | WASHER,PLAIN,SQUARE,LARGE 52x52x4.5 mm.HOLE DIA. 18 MM. TIS.258 | 2
set54605 | 1010180301 | WASHER,LOCK,SPRING,SIZE 16 mm.,GENERAL PURPOSE,TIS.259 | 2
set54605 | 1010220002 | ROD,GROUND,60x60x5 mm. 2 m.LONG | 5
set54605 | 1010230004 | CLAMP,TRIPLE BOLTS FOR STEEL STRANDED WIRE 50 SQ.MM. | 3
set54605 | 1080040005 | CONDUIT,PVC,RIGID,DIA. 20x2000 mm.TIS.216 | 2
set54605 | 1080040006 | CONDUIT,PVC,RIGID,DIA 40x200 MM. TIS.216 | 2
set54605 | 9090011007 | WELDING POWDER, ST. WIRE 50 SQ.MM. TO GD | 11
set54606 | 1010030007 | PLATE,STEEL,FOR GROUND WIRE,ACCORDING TO DWG.NO.SA3-015/44004 | 2
set54606 | 1010030008 | PLATE, STEEL, 5x40x110 mm. | 2
set54606 | 1010100004 | WIRE,STEEL STRANDED 50/7 sq.mm.TIS.404 | 24
set54606 | 1010110100 | BOLT,MATCHINE M.12X35 MM. | 4
set54606 | 1010110201 | BOLT,MACHINE M.16x170 mm. | 2
set54606 | 1010180100 | WASHER,PLAIN,SQUARE,LARGE 52x52x4.5 mm.HOLE DIA. 18 MM. TIS.258 | 2
set54606 | 1010180301 | WASHER,LOCK,SPRING,SIZE 16 mm.,GENERAL PURPOSE,TIS.259 | 2
set54606 | 1010220010 | CONDUCTOR, GROUND, FLAT IRON 30X3.5 MM. GALV. | 40
set54606 | 1010230004 | CLAMP,TRIPLE BOLTS FOR STEEL STRANDED WIRE 50 SQ.MM. | 3
set54606 | 1010230102 | CONNECTOR,FLAT IRON 30 mm.TO CONDUCTOR 16-50 sq.mm. | 3
set54606 | 1010230103 | CONNECTOR,FLAT IRON TO FLAT IRON 30 mm. | 3
set54606 | 1080040005 | CONDUIT,PVC,RIGID,DIA. 20x2000 mm.TIS.216 | 2
set54606 | 1080040006 | CONDUIT,PVC,RIGID,DIA 40x200 MM. TIS.216 | 2
set54606 | 9090011007 | WELDING POWDER, ST. WIRE 50 SQ.MM. TO GD | 2
set54607 | 1010030007 | PLATE,STEEL,FOR GROUND WIRE,ACCORDING TO DWG.NO.SA3-015/44004 | 2
set54607 | 1010030008 | PLATE, STEEL, 5x40x110 mm. | 2
set54607 | 1010100004 | WIRE,STEEL STRANDED 50/7 sq.mm.TIS.404 | 24
set54607 | 1010110100 | BOLT,MATCHINE M.12X35 MM. | 4
set54607 | 1010110201 | BOLT,MACHINE M.16x170 mm. | 2
set54607 | 1010180100 | WASHER,PLAIN,SQUARE,LARGE 52x52x4.5 mm.HOLE DIA. 18 MM. TIS.258 | 2
set54607 | 1010180301 | WASHER,LOCK,SPRING,SIZE 16 mm.,GENERAL PURPOSE,TIS.259 | 2
set54607 | 1010220002 | ROD,GROUND,60x60x5 mm. 2 m.LONG | 1
set54607 | 1010220200 | CHEMICALS FOR EARTH RESISTANCE REDUCTION | 140
set54607 | 1010230004 | CLAMP,TRIPLE BOLTS FOR STEEL STRANDED WIRE 50 SQ.MM. | 3
set54607 | 1080040005 | CONDUIT,PVC,RIGID,DIA. 20x2000 mm.TIS.216 | 2
set54607 | 1080040006 | CONDUIT,PVC,RIGID,DIA 40x200 MM. TIS.216 | 2
set54607 | 9090011007 | WELDING POWDER, ST. WIRE 50 SQ.MM. TO GD | 3
set54608 | 1010030007 | PLATE,STEEL,FOR GROUND WIRE,ACCORDING TO DWG.NO.SA3-015/44004 | 2
set54608 | 1010030008 | PLATE, STEEL, 5x40x110 mm. | 4
set54608 | 1010110100 | BOLT,MATCHINE M.12X35 MM. | 8
set54608 | 1010110202 | BOLT,MACHINE M.16x200 mm. | 2
set54608 | 1010180100 | WASHER,PLAIN,SQUARE,LARGE 52x52x4.5 mm.HOLE DIA. 18 MM. TIS.258 | 4
set54608 | 1010180301 | WASHER,LOCK,SPRING,SIZE 16 mm.,GENERAL PURPOSE,TIS.259 | 2
set54608 | 1010220007 | ROD,GROUND,COPPER COVERED STEEL,16 MM.DIA., 3 M. LONG | 6
set54608 | 1010220127 | GROUND CLAMP FOR CABLE 95-120 SQ.MM. | 8
set54608 | 1010230009 | CLAMP,GROUND,CU 95 SQ.MM. | 2
set54608 | 1020000007 | COND.,CU,BARE 95 SQ.MM.TIS 64 | 74
set54608 | 1020080612 | CABLE,POWER,PVC-INSULATED 750 V. 1X95 SQ.MM.TIS.11-2531 TABLE 4 | 70
set54608 | 1020180001 | TAPE,ELECTRICAL,PVC.PLASTIC,OUTDOOR TYPE,ROLL SIZE 0.18X19X10,000 MM. TIS.386 | 3
set54608 | 1020300005 | CONN.,PG,DOUBLE BOLT,CU 50-95 SQ.MM. | 12
set54608 | 1080040006 | CONDUIT,PVC,RIGID,DIA 40x200 MM. TIS.216 | 2
set54608 | 1080040007 | CONDUIT,PVC,RIGID,25x4000 mm TIS.216 | 4
set54609 | 1010030007 | PLATE,STEEL,FOR GROUND WIRE,ACCORDING TO DWG.NO.SA3-015/44004 | 2
set54609 | 1010030008 | PLATE, STEEL, 5x40x110 mm. | 4
set54609 | 1010110100 | BOLT,MATCHINE M.12X35 MM. | 8
set54609 | 1010110202 | BOLT,MACHINE M.16x200 mm. | 2
set54609 | 1010180100 | WASHER,PLAIN,SQUARE,LARGE 52x52x4.5 mm.HOLE DIA. 18 MM. TIS.258 | 4
set54609 | 1010180301 | WASHER,LOCK,SPRING,SIZE 16 mm.,GENERAL PURPOSE,TIS.259 | 2
set54609 | 1010220007 | ROD,GROUND,COPPER COVERED STEEL,16 MM.DIA., 3 M. LONG | 6
set54609 | 1010220127 | GROUND CLAMP FOR CABLE 95-120 SQ.MM. | 14
set54609 | 1010230009 | CLAMP,GROUND,CU 95 SQ.MM. | 2
set54609 | 1020000007 | COND.,CU,BARE 95 SQ.MM.TIS 64 | 74
set54609 | 1020080612 | CABLE,POWER,PVC-INSULATED 750 V. 1X95 SQ.MM.TIS.11-2531 TABLE 4 | 70
set54609 | 1020180001 | TAPE,ELECTRICAL,PVC.PLASTIC,OUTDOOR TYPE,ROLL SIZE 0.18X19X10,000 MM. TIS.386 | 4
set54609 | 1020300005 | CONN.,PG,DOUBLE BOLT,CU 50-95 SQ.MM. | 18
set54609 | 1080040006 | CONDUIT,PVC,RIGID,DIA 40x200 MM. TIS.216 | 2
set54609 | 1080040007 | CONDUIT,PVC,RIGID,25x4000 mm TIS.216 | 4
set54610 | 1010000100 | STEEL CHANNEL, 100x50x5 mm. 2,250 MM.LONG | 1
set54610 | 1010000400 | STEEL CHANNEL,200X80X7.5 MM.1,000 MM.LONG | 1
set54610 | 1010020001 | ST. CHANNEL, 100X50X5 MM. 4 M.LONG | 1
set54610 | 1010110201 | BOLT,MACHINE M.16x170 mm. | 2
set54610 | 1010110204 | BOLT,MACHINE M.16x300 mm. | 4
set54610 | 1010110208 | BOLT,MACHINE M.16x500 mm. | 2
set54610 | 1010180100 | WASHER,PLAIN,SQUARE,LARGE 52x52x4.5 mm.HOLE DIA. 18 MM. TIS.258 | 16
set54610 | 1010180301 | WASHER,LOCK,SPRING,SIZE 16 mm.,GENERAL PURPOSE,TIS.259 | 2
set54611 | 1010030008 | PLATE, STEEL, 5x40x110 mm. | 1
set54611 | 1010100004 | WIRE,STEEL STRANDED 50/7 sq.mm.TIS.404 | 3
set54611 | 1010110100 | BOLT,MATCHINE M.12X35 MM. | 2
set54611 | 1010220002 | ROD,GROUND,60x60x5 mm. 2 m.LONG | 1
set54611 | 1080040005 | CONDUIT,PVC,RIGID,DIA. 20x2000 mm.TIS.216 | 1
set54611 | 9090011007 | WELDING POWDER, ST. WIRE 50 SQ.MM. TO GD | 2
set54612 | 1010030008 | PLATE, STEEL, 5x40x110 mm. | 1
set54612 | 1010100004 | WIRE,STEEL STRANDED 50/7 sq.mm.TIS.404 | 5.5
set54612 | 1010110100 | BOLT,MATCHINE M.12X35 MM. | 2
set54612 | 1010220002 | ROD,GROUND,60x60x5 mm. 2 m.LONG | 2
set54612 | 1080040005 | CONDUIT,PVC,RIGID,DIA. 20x2000 mm.TIS.216 | 1
set54612 | 9090011007 | WELDING POWDER, ST. WIRE 50 SQ.MM. TO GD | 4
set54613 | 1010030008 | PLATE, STEEL, 5x40x110 mm. | 1
set54613 | 1010100004 | WIRE,STEEL STRANDED 50/7 sq.mm.TIS.404 | 8
set54613 | 1010110100 | BOLT,MATCHINE M.12X35 MM. | 2
set54613 | 1010220002 | ROD,GROUND,60x60x5 mm. 2 m.LONG | 3
set54613 | 1080040005 | CONDUIT,PVC,RIGID,DIA. 20x2000 mm.TIS.216 | 1
set54613 | 9090011007 | WELDING POWDER, ST. WIRE 50 SQ.MM. TO GD | 6
set54614 | 1010030008 | PLATE, STEEL, 5x40x110 mm. | 1
set54614 | 1010100004 | WIRE,STEEL STRANDED 50/7 sq.mm.TIS.404 | 10.5
set54614 | 1010110100 | BOLT,MATCHINE M.12X35 MM. | 2
set54614 | 1010220002 | ROD,GROUND,60x60x5 mm. 2 m.LONG | 4
set54614 | 1080040005 | CONDUIT,PVC,RIGID,DIA. 20x2000 mm.TIS.216 | 1
set54614 | 9090011007 | WELDING POWDER, ST. WIRE 50 SQ.MM. TO GD | 8
set54615 | 1010030008 | PLATE, STEEL, 5x40x110 mm. | 1
set54615 | 1010100004 | WIRE,STEEL STRANDED 50/7 sq.mm.TIS.404 | 13
set54615 | 1010110100 | BOLT,MATCHINE M.12X35 MM. | 2
set54615 | 1010220002 | ROD,GROUND,60x60x5 mm. 2 m.LONG | 5
set54615 | 1080040005 | CONDUIT,PVC,RIGID,DIA. 20x2000 mm.TIS.216 | 1
set54615 | 9090011007 | WELDING POWDER, ST. WIRE 50 SQ.MM. TO GD | 10
set54616 | 1010030008 | PLATE, STEEL, 5x40x110 mm. | 1
set54616 | 1010100004 | WIRE,STEEL STRANDED 50/7 sq.mm.TIS.404 | 3
set54616 | 1010110100 | BOLT,MATCHINE M.12X35 MM. | 2
set54616 | 1010220010 | CONDUCTOR, GROUND, FLAT IRON 30X3.5 MM. GALV. | 40
set54616 | 1010230102 | CONNECTOR,FLAT IRON 30 mm.TO CONDUCTOR 16-50 sq.mm. | 3
set54616 | 1010230103 | CONNECTOR,FLAT IRON TO FLAT IRON 30 mm. | 3
set54616 | 1080040005 | CONDUIT,PVC,RIGID,DIA. 20x2000 mm.TIS.216 | 1
set54616 | 9090011007 | WELDING POWDER, ST. WIRE 50 SQ.MM. TO GD | 1
set54617 | 1010030008 | PLATE, STEEL, 5x40x110 mm. | 1
set54617 | 1010100004 | WIRE,STEEL STRANDED 50/7 sq.mm.TIS.404 | 3
set54617 | 1010110100 | BOLT,MATCHINE M.12X35 MM. | 2
set54617 | 1010220002 | ROD,GROUND,60x60x5 mm. 2 m.LONG | 1
set54617 | 1010220200 | CHEMICALS FOR EARTH RESISTANCE REDUCTION | 140
set54617 | 1080040005 | CONDUIT,PVC,RIGID,DIA. 20x2000 mm.TIS.216 | 1
set54617 | 9090011007 | WELDING POWDER, ST. WIRE 50 SQ.MM. TO GD | 2
set60001 | 1000120100 | CROSSARM COM ST.100x50x5MM. 1M.LONG.ACC. | 1
set60001 | 1010030009 | ST. PLATE, CLEVIS FOR TELECOM. CABLE | 3
set60001 | 1010110202 | BOLT,MACHINE M.16x200 mm. | 2
set60001 | 1010110404 | BOLT,MACHINE,HEXAGON, M.16X50 MM. | 2
set60001 | 1010120006 | BOLT, DOUBLE ARMING, M 16x250 MM. | 3
set60001 | 1010180100 | WASHER,PLAIN,SQUARE,LARGE 52x52x4.5 mm.HOLE DIA. 18 MM. TIS.258 | 6
set60001 | 1010180301 | WASHER,LOCK,SPRING,SIZE 16 mm.,GENERAL PURPOSE,TIS.259 | 8
set60001 | 1010180400 | WASHER,ROUND,FLAT,SIZE 16 MM. | 11
set60002 | 1000120100 | CROSSARM COM ST.100x50x5MM. 1M.LONG.ACC. | 1
set60002 | 1010030009 | ST. PLATE, CLEVIS FOR TELECOM. CABLE | 3
set60002 | 1010110204 | BOLT,MACHINE M.16x300 mm. | 2
set60002 | 1010110404 | BOLT,MACHINE,HEXAGON, M.16X50 MM. | 2
set60002 | 1010120006 | BOLT, DOUBLE ARMING, M 16x250 MM. | 3
set60002 | 1010180100 | WASHER,PLAIN,SQUARE,LARGE 52x52x4.5 mm.HOLE DIA. 18 MM. TIS.258 | 6
set60002 | 1010180301 | WASHER,LOCK,SPRING,SIZE 16 mm.,GENERAL PURPOSE,TIS.259 | 8
set60002 | 1010180400 | WASHER,ROUND,FLAT,SIZE 16 MM. | 11
set60003 | 1000120100 | CROSSARM COM ST.100x50x5MM. 1M.LONG.ACC. | 1
set60003 | 1010030009 | ST. PLATE, CLEVIS FOR TELECOM. CABLE | 3
set60003 | 1010110205 | BOLT,MACHINE M.16x350 mm. | 2
set60003 | 1010110404 | BOLT,MACHINE,HEXAGON, M.16X50 MM. | 2
set60003 | 1010120006 | BOLT, DOUBLE ARMING, M 16x250 MM. | 3
set60003 | 1010180100 | WASHER,PLAIN,SQUARE,LARGE 52x52x4.5 mm.HOLE DIA. 18 MM. TIS.258 | 6
set60003 | 1010180301 | WASHER,LOCK,SPRING,SIZE 16 mm.,GENERAL PURPOSE,TIS.259 | 8
set60003 | 1010180400 | WASHER,ROUND,FLAT,SIZE 16 MM. | 11
set60004 | 1000120100 | CROSSARM COM ST.100x50x5MM. 1M.LONG.ACC. | 1
set60004 | 1010030009 | ST. PLATE, CLEVIS FOR TELECOM. CABLE | 3
set60004 | 1010110207 | BOLT,MACHINE M.16x450 mm. | 2
set60004 | 1010110404 | BOLT,MACHINE,HEXAGON, M.16X50 MM. | 2
set60004 | 1010120006 | BOLT, DOUBLE ARMING, M 16x250 MM. | 3
set60004 | 1010180100 | WASHER,PLAIN,SQUARE,LARGE 52x52x4.5 mm.HOLE DIA. 18 MM. TIS.258 | 6
set60004 | 1010180301 | WASHER,LOCK,SPRING,SIZE 16 mm.,GENERAL PURPOSE,TIS.259 | 8
set60004 | 1010180400 | WASHER,ROUND,FLAT,SIZE 16 MM. | 11
set60005 | 1000120101 | CROSSARM COM ST 100X50X5MM.1.7M.LONG ACC | 1
set60005 | 1010030009 | ST. PLATE, CLEVIS FOR TELECOM. CABLE | 6
set60005 | 1010110202 | BOLT,MACHINE M.16x200 mm. | 2
set60005 | 1010110404 | BOLT,MACHINE,HEXAGON, M.16X50 MM. | 4
set60005 | 1010120006 | BOLT, DOUBLE ARMING, M 16x250 MM. | 6
set60005 | 1010180100 | WASHER,PLAIN,SQUARE,LARGE 52x52x4.5 mm.HOLE DIA. 18 MM. TIS.258 | 8
set60005 | 1010180301 | WASHER,LOCK,SPRING,SIZE 16 mm.,GENERAL PURPOSE,TIS.259 | 15
set60005 | 1010180400 | WASHER,ROUND,FLAT,SIZE 16 MM. | 22
set60006 | 1000120101 | CROSSARM COM ST 100X50X5MM.1.7M.LONG ACC | 1
set60006 | 1010030009 | ST. PLATE, CLEVIS FOR TELECOM. CABLE | 6
set60006 | 1010110204 | BOLT,MACHINE M.16x300 mm. | 2
set60006 | 1010110404 | BOLT,MACHINE,HEXAGON, M.16X50 MM. | 4
set60006 | 1010120006 | BOLT, DOUBLE ARMING, M 16x250 MM. | 6
set60006 | 1010180100 | WASHER,PLAIN,SQUARE,LARGE 52x52x4.5 mm.HOLE DIA. 18 MM. TIS.258 | 8
set60006 | 1010180301 | WASHER,LOCK,SPRING,SIZE 16 mm.,GENERAL PURPOSE,TIS.259 | 15
set60006 | 1010180400 | WASHER,ROUND,FLAT,SIZE 16 MM. | 22
set60007 | 1000120101 | CROSSARM COM ST 100X50X5MM.1.7M.LONG ACC | 1
set60007 | 1010030009 | ST. PLATE, CLEVIS FOR TELECOM. CABLE | 6
set60007 | 1010110205 | BOLT,MACHINE M.16x350 mm. | 2
set60007 | 1010110404 | BOLT,MACHINE,HEXAGON, M.16X50 MM. | 4
set60007 | 1010120006 | BOLT, DOUBLE ARMING, M 16x250 MM. | 6
set60007 | 1010180100 | WASHER,PLAIN,SQUARE,LARGE 52x52x4.5 mm.HOLE DIA. 18 MM. TIS.258 | 8
set60007 | 1010180301 | WASHER,LOCK,SPRING,SIZE 16 mm.,GENERAL PURPOSE,TIS.259 | 15
set60007 | 1010180400 | WASHER,ROUND,FLAT,SIZE 16 MM. | 22
set60008 | 1000120101 | CROSSARM COM ST 100X50X5MM.1.7M.LONG ACC | 1
set60008 | 1010030009 | ST. PLATE, CLEVIS FOR TELECOM. CABLE | 6
set60008 | 1010110207 | BOLT,MACHINE M.16x450 mm. | 2
set60008 | 1010110404 | BOLT,MACHINE,HEXAGON, M.16X50 MM. | 4
set60008 | 1010120006 | BOLT, DOUBLE ARMING, M 16x250 MM. | 6
set60008 | 1010180100 | WASHER,PLAIN,SQUARE,LARGE 52x52x4.5 mm.HOLE DIA. 18 MM. TIS.258 | 8
set60008 | 1010180301 | WASHER,LOCK,SPRING,SIZE 16 mm.,GENERAL PURPOSE,TIS.259 | 15
set60008 | 1010180400 | WASHER,ROUND,FLAT,SIZE 16 MM. | 22
set60009 | 1000130101 | CROSSARM COM FRP 100X50X10MM 1M ACC | 1
set60009 | 1010030009 | ST. PLATE, CLEVIS FOR TELECOM. CABLE | 3
set60009 | 1010110202 | BOLT,MACHINE M.16x200 mm. | 2
set60009 | 1010110404 | BOLT,MACHINE,HEXAGON, M.16X50 MM. | 2
set60009 | 1010120006 | BOLT, DOUBLE ARMING, M 16x250 MM. | 3
set60009 | 1010180100 | WASHER,PLAIN,SQUARE,LARGE 52x52x4.5 mm.HOLE DIA. 18 MM. TIS.258 | 6
set60009 | 1010180301 | WASHER,LOCK,SPRING,SIZE 16 mm.,GENERAL PURPOSE,TIS.259 | 8
set60009 | 1010180400 | WASHER,ROUND,FLAT,SIZE 16 MM. | 11
set60010 | 1000130101 | CROSSARM COM FRP 100X50X10MM 1M ACC | 1
set60010 | 1010030009 | ST. PLATE, CLEVIS FOR TELECOM. CABLE | 3
set60010 | 1010110204 | BOLT,MACHINE M.16x300 mm. | 2
set60010 | 1010110404 | BOLT,MACHINE,HEXAGON, M.16X50 MM. | 2
set60010 | 1010120006 | BOLT, DOUBLE ARMING, M 16x250 MM. | 3
set60010 | 1010180100 | WASHER,PLAIN,SQUARE,LARGE 52x52x4.5 mm.HOLE DIA. 18 MM. TIS.258 | 6
set60010 | 1010180301 | WASHER,LOCK,SPRING,SIZE 16 mm.,GENERAL PURPOSE,TIS.259 | 8
set60010 | 1010180400 | WASHER,ROUND,FLAT,SIZE 16 MM. | 11
set60011 | 1000130101 | CROSSARM COM FRP 100X50X10MM 1M ACC | 1
set60011 | 1010030009 | ST. PLATE, CLEVIS FOR TELECOM. CABLE | 3
set60011 | 1010110205 | BOLT,MACHINE M.16x350 mm. | 2
set60011 | 1010110404 | BOLT,MACHINE,HEXAGON, M.16X50 MM. | 2
set60011 | 1010120006 | BOLT, DOUBLE ARMING, M 16x250 MM. | 3
set60011 | 1010180100 | WASHER,PLAIN,SQUARE,LARGE 52x52x4.5 mm.HOLE DIA. 18 MM. TIS.258 | 6
set60011 | 1010180301 | WASHER,LOCK,SPRING,SIZE 16 mm.,GENERAL PURPOSE,TIS.259 | 8
set60011 | 1010180400 | WASHER,ROUND,FLAT,SIZE 16 MM. | 11
set60012 | 1000130101 | CROSSARM COM FRP 100X50X10MM 1M ACC | 1
set60012 | 1010030009 | ST. PLATE, CLEVIS FOR TELECOM. CABLE | 3
set60012 | 1010110207 | BOLT,MACHINE M.16x450 mm. | 2
set60012 | 1010110404 | BOLT,MACHINE,HEXAGON, M.16X50 MM. | 2
set60012 | 1010120006 | BOLT, DOUBLE ARMING, M 16x250 MM. | 3
set60012 | 1010180100 | WASHER,PLAIN,SQUARE,LARGE 52x52x4.5 mm.HOLE DIA. 18 MM. TIS.258 | 6
set60012 | 1010180301 | WASHER,LOCK,SPRING,SIZE 16 mm.,GENERAL PURPOSE,TIS.259 | 8
set60012 | 1010180400 | WASHER,ROUND,FLAT,SIZE 16 MM. | 11
set60013 | 1000130100 | CROSSARM COM FRP 100X50X10MM 1.7M L ACC | 1
set60013 | 1010030009 | ST. PLATE, CLEVIS FOR TELECOM. CABLE | 6
set60013 | 1010110202 | BOLT,MACHINE M.16x200 mm. | 2
set60013 | 1010110404 | BOLT,MACHINE,HEXAGON, M.16X50 MM. | 4
set60013 | 1010120006 | BOLT, DOUBLE ARMING, M 16x250 MM. | 6
set60013 | 1010180100 | WASHER,PLAIN,SQUARE,LARGE 52x52x4.5 mm.HOLE DIA. 18 MM. TIS.258 | 8
set60013 | 1010180301 | WASHER,LOCK,SPRING,SIZE 16 mm.,GENERAL PURPOSE,TIS.259 | 15
set60013 | 1010180400 | WASHER,ROUND,FLAT,SIZE 16 MM. | 22
set60014 | 1000130100 | CROSSARM COM FRP 100X50X10MM 1.7M L ACC | 1
set60014 | 1010030009 | ST. PLATE, CLEVIS FOR TELECOM. CABLE | 6
set60014 | 1010110204 | BOLT,MACHINE M.16x300 mm. | 2
set60014 | 1010110404 | BOLT,MACHINE,HEXAGON, M.16X50 MM. | 4
set60014 | 1010120006 | BOLT, DOUBLE ARMING, M 16x250 MM. | 6
set60014 | 1010180100 | WASHER,PLAIN,SQUARE,LARGE 52x52x4.5 mm.HOLE DIA. 18 MM. TIS.258 | 8
set60014 | 1010180301 | WASHER,LOCK,SPRING,SIZE 16 mm.,GENERAL PURPOSE,TIS.259 | 15
set60014 | 1010180400 | WASHER,ROUND,FLAT,SIZE 16 MM. | 22
set60015 | 1000130100 | CROSSARM COM FRP 100X50X10MM 1.7M L ACC | 1
set60015 | 1010030009 | ST. PLATE, CLEVIS FOR TELECOM. CABLE | 6
set60015 | 1010110205 | BOLT,MACHINE M.16x350 mm. | 2
set60015 | 1010110404 | BOLT,MACHINE,HEXAGON, M.16X50 MM. | 4
set60015 | 1010120006 | BOLT, DOUBLE ARMING, M 16x250 MM. | 6
set60015 | 1010180100 | WASHER,PLAIN,SQUARE,LARGE 52x52x4.5 mm.HOLE DIA. 18 MM. TIS.258 | 8
set60015 | 1010180301 | WASHER,LOCK,SPRING,SIZE 16 mm.,GENERAL PURPOSE,TIS.259 | 15
set60015 | 1010180400 | WASHER,ROUND,FLAT,SIZE 16 MM. | 22
set60016 | 1000130100 | CROSSARM COM FRP 100X50X10MM 1.7M L ACC | 1
set60016 | 1010030009 | ST. PLATE, CLEVIS FOR TELECOM. CABLE | 6
set60016 | 1010110207 | BOLT,MACHINE M.16x450 mm. | 2
set60016 | 1010110404 | BOLT,MACHINE,HEXAGON, M.16X50 MM. | 4
set60016 | 1010120006 | BOLT, DOUBLE ARMING, M 16x250 MM. | 6
set60016 | 1010180100 | WASHER,PLAIN,SQUARE,LARGE 52x52x4.5 mm.HOLE DIA. 18 MM. TIS.258 | 8
set60016 | 1010180301 | WASHER,LOCK,SPRING,SIZE 16 mm.,GENERAL PURPOSE,TIS.259 | 15
set60016 | 1010180400 | WASHER,ROUND,FLAT,SIZE 16 MM. | 22
set60017 | 1010110204 | BOLT,MACHINE M.16x300 mm. | 4
set60017 | 1010180100 | WASHER,PLAIN,SQUARE,LARGE 52x52x4.5 mm.HOLE DIA. 18 MM. TIS.258 | 8
set60017 | 1080050800 | CABLE TRAY FOR LAYING TELECOM CABLE | 1
set60018 | 1010110205 | BOLT,MACHINE M.16x350 mm. | 4
set60018 | 1010180100 | WASHER,PLAIN,SQUARE,LARGE 52x52x4.5 mm.HOLE DIA. 18 MM. TIS.258 | 8
set60018 | 1080050800 | CABLE TRAY FOR LAYING TELECOM CABLE | 1
set90000 | 1000000001 | POLE,WOOD 8 M.LONG | 1
set90000 | 1030010002 | INSULATOR,LINE-POST TYPE, 22 kV.CLASS 57-2L POWER ARC TEST | 9
set99999 | 8888888880 | test | 1
seta0011 | 1000000001 | POLE,WOOD 8 M.LONG | 2
seta0011 | 1000000002 | POLE,WOOD 9-10 M.LONG | 1
seta0011 | 1000006963 | DIRECTIONAL DRILLS 4-160 MM. HDPE PN.10 | 2