## LT
รหัส KeyCode | คำอธิบาย | ชุด Set
1 | POLE,WOOD 8 M.LONG
2 | POLE,WOOD 9-10 M.LONG
3 | POLE,CONCRETE, 8 M.LONG
4 | POLE,CONCRETE, 9 M.LONG
5 | POLE,CONCRETE, 12 M.LONG
6 | POLE,CONCRETE, 12.20 M. LONG
7 | POLE,CONCRETE, 14 M. LONG
8 | POLE,CONCRETE, 14.30 M. LONG
15 | POLE IMPROVEMENT 8 M.
16 | POLE IMPROVEMENT 9, 10 M.
17 | POLE IMPROVEMENT 12 M.
18 | POLE IMPROVEMENT 12.20, 14 M.
19 | POLE IMPROVEMENT 14.30, 16 M.
25 | CONCRETE STUB, 1X(.25X.25X3.50 M.) | Set14301
26 | CONCRETE STUB, 1X(.25X.25X4.50 M.) | Set14302
27 | CONCRETE STUB, 1X(.25X.25X5.50 M.) | Set14303
28 | CONCRETE STUB, 1X(.30X.30X4.50 M.) | Set14304
29 | CONCRETE STUB, 1X(.30X.30X5.50 M.) | Set14305
30 | CONCRETE STUB, 1X(.30X.30X6.50 M.) | Set14306
31 | CONCRETE STUB, 1X(.35X.35X5.50 M.) | Set14308
35 | POLE FOUNDATION, 8 M.- 9 M. | Set14201
36 | POLE FOUNDATION (CONCRETE), 12 M. | Set14211
37 | POLE FOUNDATION, 12 M. - 14 M. , 12.20 M. - 14.30 M. | Set14202
38 | FOUNDATION,METER INSTALLATION
39 | FOUNDATION FOR COMPACT ENCLOSURE CBS 150X300X450 MM
40 | SAND
41 | ROCK DRILLING-EXPLOSING FOR GUY (เฉพาะค่าแรงงาน)
45 | RACK,SECONDARY,MEDIUM PRESSED STEEL 2X200 mm.(2x8")
46 | RACK,SECONDARY,MEDIUM PRESSED STEEL 3X200 mm.(3x8")
47 | RACK,SECONDARY,MEDIUM PRESSED STEEL 4X200 mm.(4x8")
48 | RACK,SECONDARY,MEDIUM PRESSED STEEL 2X200 mm.(2x8")
49 | RACK,SECONDARY,MEDIUM PRESSED STEEL 3X200 mm.(3x8")
50 | RACK,SECONDARY,MEDIUM PRESSED STEEL 4X200 mm.(4x8")
51 | CLEVIS,FLAT STEEL 4 1/4" FOR INSULATOR EEI-NEMA CLASS 53-2 TIS.227
60 | RACK 2 INST. ON LT. POLE, 0-5 DEGREE | Set10021
61 | RACK 2 INST. ON LT. POLE, 5-60 DEGREE | Set10022
62 | RACK 2 INST. ON LT. POLE, DE 25-35 SQ.MM. | Set10023
63 | RACK 2 INST. ON LT. POLE, DE 50-70 SQ.MM. | Set10024
64 | RACK 2 INST. ON LT. POLE, DE 95-120 SQ.MM. | Set10025
65 | RACK 2 INST. ON LT. POLE, DDE 25-35 SQ.MM. | Set10061
66 | RACK 2 INST. ON LT. POLE, DDE 50-70 SQ.MM. | Set10062
67 | RACK 2 INST. ON LT. POLE, DDE 95-120 SQ.MM. | Set10063
68 | RACK 2 INST. UNDER HT. (12 M.), 0-5 DEGREE | Set10121
69 | RACK 2 INST. UNDER HT. (12 M.), 5-60 DEGREE | Set10122
70 | RACK 2 INST. UNDER HT. (12 M.), DE 25-35 SQ.MM. | Set10123
71 | RACK 2 INST. UNDER HT. (12 M.), DE 50-70 SQ.MM. | Set10124
72 | RACK 2 INST.UNDER HT. (12 M.), DE 95-120 SQ.MM. | Set10125
73 | RACK 2 INST. UNDER HT. (12 M.), DDE 25-35 SQ.MM. | Set10161
74 | RACK 2 INST. UNDER HT. (12 M.), DDE 50-70 SQ.MM. | Set10162
75 | RACK 2 INST. UNDER HT. (12 M.), DDE 95-120 SQ.MM. | Set10163
76 | RACK 2 INST. UNDER HT. (12.20 M.), 0-5 DEGREE | Set10421
77 | RACK 2 INST. UNDER HT. (12.20 M.), 5-60 DEGREE | Set10422
78 | RACK 2 INST. UNDER HT. (12.20 M.), DE 25-35 SQ.MM. | Set10423
79 | RACK 2 INST. UNDER HT. (12.20 M.), DE 50-70 SQ.MM. | Set10424
80 | RACK 2 INST. UNDER HT. (12.20 M.), DDE 25-35 SQ.MM. | Set10461
81 | RACK 2 INST. UNDER HT. (12.20 M.), DDE 50-70 SQ.MM. | Set10462
82 | RACK 2 INST. UNDER HT. (12.20 M.), DDE 95-120 SQ.MM. | Set10463
83 | RACK 2 INST. UNDER HT. (14 M.), 0-5 DEGREE | Set10221
84 | RACK 2 INST. UNDER HT. (14 M.), 5-60 DEGREE | Set10222
85 | RACK 2 INST. UNDER HT. (14 M.), DE 25-35 SQ.MM. | Set10223
86 | RACK 2 INST. UNDER HT. (14 M.), DE 50-70 SQ.MM. | Set10224
87 | RACK 2 INST. UNDER HT. (14 M.), DE 95-120 SQ.MM. | Set10225
88 | RACK 2 INST. UNDER HT. (14 M.), DDE 25-35 SQ.MM. | Set10261
89 | RACK 2 INST. UNDER HT. (14 M.), DDE 50-70 SQ.MM. | Set10262
90 | RACK 2 INST. UNDER HT. (14 M.), DDE 95-120 SQ.MM. | Set10263
91 | RACK 2 INST. UNDER HT. (14.30 M.), DDE 25-35 SQ.MM. | Set10361
92 | RACK 2 INST. UNDER HT. (14.30 M.), DDE 50-70 SQ.MM. | Set10362
93 | RACK 2 INST. UNDER HT. (14.30 M.), DDE 95-120 SQ.MM. | Set10363
94 | RACK 2 INST. UNDER HT. (14.30 M.), 0-5 DEGREE | Set10321
95 | RACK 2 INST. UNDER HT. (14.30 M.), 5-60 DEGREE | Set10322
96 | RACK 2 INST. UNDER HT. (14.30 M.), DE 25-35 SQ.MM. | Set10323
97 | RACK 2 INST. UNDER HT. (14.30 M.), DE 50-70 SQ.MM. | Set10324
98 | RACK 2 INST. UNDER HT. (14.30 M.), DE 95-120 SQ.MM. | Set10325
99 | RACK 2 INST. UNDER HT. (22 M.), 0-5 DEGREE | Set10521
100 | RACK 2 INST. UNDER HT. (22 M.) 5-60 DEGREE | Set10522
101 | RACK 2 INST. UNDER HT. (22 M.), DE 25-35 SQ.MM. | Set10523
102 | RACK 2 INST. UNDER HT. (22 M.), DE 50-70 SQ.MM. | Set10524
103 | RACK 2 INST. UNDER HT. (22 M.), DE 95-120 SQ.MM. | Set10525
104 | RACK 2 INST. UNDER HT. (22 M.), DDE 25-35 SQ.MM. | Set10561
105 | RACK 2 INST. UNDER HT. (22 M.), DDE 50-70 SQ.MM. | Set10562
106 | RACK 2 INST. UNDER HT. (22 M.), DDE 95-120 SQ.MM. | Set10563
107 | RACK 2 INST. ON SUNSHADE CEILING, TANGENT | Set12021
108 | RACK 2 INST. ON SUNSHADE CEILING, DE 25-35 SQ.MM. | Set12023
109 | RACK 2 INST. ON SUNSHADE CEILING, DE 50-70 SQ.MM. | Set12024
120 | RACK 3 INST. ON LT. POLE, 0-5 DEGREE | Set10011
121 | RACK 3 INST. ON LT. POLE, 5-60 DEGREE | Set10012
122 | RACK 3 INST. ON LT. POLE, DE 25-35 SQ.MM. | Set10013
123 | RACK 3 INST. ON LT. POLE, DE 50-70 SQ.MM. | Set10014
124 | RACK 3 INST. ON LT. POLE, DDE 25-35 SQ.MM. | Set10056
125 | RACK 3 INST. ON LT. POLE, DDE 50-70 SQ.MM. | Set10057
126 | RACK 3 INST. ON LT. POLE, DDE 95-120 SQ.MM. | Set10058
127 | RACK 3 INST. UNDER HT. (12 M.), O-5 DEGREE | Set10111
128 | RACK 3 INST. UNDER HT. (12 M.), 5-60 DEGREE | Set10112
129 | RACK 3 INST. UNDER HT. (12 M.), DE 25-35 SQ.MM. | Set10113
130 | RACK 3 INST. UNDER HT. (12 M.), DE 50-70 SQ.MM. | Set10114
131 | RACK 3 INST. UNDER HT. (12 M.), DDE 25-35 SQ.MM. | Set10156
132 | RACK 3 INST. UNDER HT. (12 M.), DDE 50-70 SQ.MM. | Set10157
133 | RACK 3 INST. UNDER HT. (12 M.), DDE 95-120 SQ.MM. | Set10158
134 | RACK 3 INST. UNDER HT. (12.20 M.), O-5 DEGREE | Set10411
135 | RACK 3 INST. UNDER HT. (12.20 M.), 5-60 DEGREE | Set10412
136 | RACK 3 INST. UNDER HT. (12.20 M.), DE 25-35 SQ.MM. | Set10413
137 | RACK 3 INST. UNDER HT. (12.20 M.), DE 50-70 SQ.MM. | Set10414
138 | RACK 3 INST. UNDER HT. (12.20 M.), DDE 25-35 SQ.MM. | Set10456
139 | RACK 3 INST. UNDER HT. (12.20 M.), DDE 50-70 SQ.MM. | Set10457
140 | RACK 3 INST. UNDER HT. (12.20 M.), DDE 95-120 SQ.MM. | Set10458
141 | RACK 3 INST. UNDER HT. (14 M.), 0-5 DEGREE | Set10211
142 | RACK 3 INST. UNDER HT. (14 M.), 5-60 DEGREE | Set10212
143 | RACK 3 INST. UNDER HT. (14 M.), DE 25-35 SQ.MM. | Set10213
144 | RACK 3 INST. UNDER HT. (14 M.), DE 50-70 SQ.MM. | Set10214
145 | RACK 3 INST. UNDER HT. (14 M.), DDE 25-35 SQ.MM. | Set10256
146 | RACK 3 INST. UNDER HT. (14 M.), DDE 50-70 SQ.MM. | Set10257
147 | RACK 3 INST. UNDER HT. (14 M.), DDE 95-120 SQ.MM. | Set10258
148 | RACK 3 INST. UNDER HT. (14.30 M.), 0-5 DEGREE | Set10311
149 | RACK 3 INST. UNDER HT. (14.30 M.), 5-60 DEGREE | Set10312
150 | RACK 3 INST. UNDER HT. (14.30 M.), DE 25-35 SQ.MM. | Set10313
151 | RACK 3 INST. UNDER HT. (14.30 M.), DE 50-70 SQ.MM. | Set10314
152 | RACK 3 INST. UNDER HT. (14.30 M.), DDE 25-35 SQ.MM. | Set10356
153 | RACK 3 INST. UNDER HT. (14.30 M.), DDE 50-70 SQ.MM. | Set10357
154 | RACK 3 INST. UNDER HT. (14.30 M.), DDE 95-120 SQ.MM. | Set10358
155 | RACK 3 INST. UNDER HT. (22 M.), 0-5 DEGREE | Set10511
156 | RACK 3 INST. UNDER HT. (22 M.), 5-60 DEGREE | Set10512
157 | RACK 3 INST. UNDER HT. (22 M.), DE 50-75 SQ.MM. | Set10514
158 | RACK 3 INST. UNDER HT. (22 M.), DE 25-35 SQ.MM. | Set10513
159 | RACK 3 INST. UNDER HT. (22 M.), DDE 25-35 SQ.MM. | Set10556
160 | RACK 3 INST. UNDER HT. (22 M.), DDE 50-70 SQ.MM. | Set10557
161 | RACK 3 INST. UNDER HT. (22 M.), DDE 95-120 SQ.MM. | Set10558
162 | RACK 3 INST. ON SUNSHADE CEILING, TANGENT | Set12011
163 | RACK 3 INST. ON SUNSHADE CEILING, DE 25-35 SQ.MM. | Set12013
164 | RACK 3 INST. ON SUNSHADE CEILING, DE 50-70 SQ.MM. | Set12014
175 | RACK 4 INST. ON LT. POLE, 0-5 DEGREE | Set10001
176 | RACK 4 INST. ON LT. POLE, 5-60 DEGREE | Set10002
177 | RACK 4 INST. ON LT. POLE, DE 25-35 SQ.MM. | Set10003
178 | RACK 4 INST. ON LT. POLE, DE 50-70 SQ.MM. | Set10004
179 | RACK 4 INST. ON LT. POLE, DE 95-120 SQ.MM. | Set10005
180 | RACK 4 INST. ON LT. POLE, DDE 25-35 SQ.MM. | Set10051
181 | RACK 4 INST. ON LT. POLE, DDE 50-70 SQ.MM. | Set10052
182 | RACK 4 INST. ON LT. POLE, DDE 95-120 SQ.MM. | Set10053
183 | RACK 4 INST. UNDER HT. (12 M.), 0-5 DEGREE | Set10101
184 | RACK 4 INST. UNDER HT. (12 M.), 5-60 DEGREE | Set10102
185 | RACK 4 INST. UNDER HT. (12 M.), DE 25-35 SQ.MM. | Set10103
186 | RACK 4 INST. UNDER HT. (12 M.), DE 50-70 SQ.MM. | Set10104
187 | RACK 4 INST. UNDER HT. (12 M.), DE 95-120 SQ.MM. | Set10105
188 | RACK 4 INST. UNDER HT. (12 M.), DDE 25-35 SQ.MM. | Set10151
189 | RACK 4 INST. UNDER HT. (12 M.), DDE 50-70 SQ.MM. | Set10152
190 | RACK 4 INST. UNDER HT. (12 M.), DDE 95-120 SQ.MM. | Set10153
191 | RACK 4 INST. UNDER HT. (12.20 M.), 0-5 DEGREE | Set10401
192 | RACK 4 INST. UNDER HT. (12.20 M.), 5-60 DEGREE | Set10402
193 | RACK 4 INST. UNDER HT. (12.20 M.), DE 25-35 SQ.MM. | Set10403
194 | RACK 4 INST. UNDER HT. (12.20 M.), DE 50-70 SQ.MM. | Set10404
195 | RACK 4 INST. UNDER HT. (12.20 M.), DE 95-120 SQ.MM. | Set10405
196 | RACK 4 INST. UNDER HT. (12.20 M.), DDE 25-35 SQ.MM. | Set10451
197 | RACK 4 INST. UNDER HT. (12.20 M.), DDE 50-70 SQ.MM. | Set10452
198 | RACK 4 INST. UNDER HT. (12.20 M.), DDE 95-120 SQ.MM. | Set10453
199 | RACK 4 INST. UNDER HT. (14 M.), 0-5 DEGREE | Set10201
200 | RACK 4 INST. UNDER HT. (14 M.), 5-60 DEGREE | Set10202
201 | RACK 4 INST. UNDER HT. (14 M.), DE 25-35 SQ.MM. | Set10203
202 | RACK 4 INST. UNDER HT. (14 M.), DE 50-70 SQ.MM. | Set10204
203 | RACK 4 INST. UNDER HT. (14 M.), DE 95-120 SQ.MM. | Set10205
204 | RACK 4 INST. UNDER HT. (14 M.), DDE 25-35 SQ.MM. | Set10251
205 | RACK 4 INST. UNDER HT. (14 M.), DDE 50-70 SQ.MM. | Set10252
206 | RACK 4 INST. UNDER HT. (14 M.), DDE 95-120 SQ.MM. | Set10253
207 | RACK 4 INST. UNDER HT. (14.30 M.), 0-5 DEGREE | Set10301
208 | RACK 4 INST. UNDER HT. (14.30 M.), 5-60 DEGREE | Set10302
209 | RACK 4 INST. UNDER HT. (14.30 M.), DE 25-35 SQ.MM. | Set10303
210 | RACK 4 INST. UNDER HT. (14.30 M.), DE 50-70 SQ.MM. | Set10304
211 | RACK 4 INST. UNDER HT. (14.30 M.), DE 95-120 SQ.MM. | Set10305
212 | RACK 4 INST. UNDER HT. (14.30 M.), DDE 25-35 SQ.MM. | Set10351
213 | RACK 4 INST. UNDER HT. (14.30 M.), DDE 50-70 SQ.MM. | Set10352
214 | RACK 4 INST. UNDER HT. (14.30 M.), DDE 95-120 SQ.MM. | Set10353
215 | RACK 4 INST. UNDER HT. (22 M.), 0-5 DEGREE | Set10501
216 | RACK 4 INST. UNDER HT. (22 M.), 5-60 DEGREE | Set10502
217 | RACK 4 INST. UNDER HT. (22 M.), DE 25-35 SQ.MM.. | Set10503
218 | RACK 4 INST. UNDER HT. (22 M.), DE 50-70 SQ.MM. | Set10504
219 | RACK 4 INST. UNDER HT. (22 M.), DE 95-120 SQ.MM. | Set10505
220 | RACK 4 INST. UNDER HT. (22 M.), DDE 25-35 SQ.MM. | Set10551
221 | RACK 4 INST. UNDER HT. (22 M.), DDE 50-70 SQ.MM. | Set10552
222 | RACK 4 INST. UNDER HT. (22 M.), DDE 95-120 SQ.MM. | Set10553
223 | RACK 4 INST. ON SUNSHADE CEILING TANGENT | Set12001
224 | RACK 4 INST. ON SUNSHADE CEILING, DE 25-35 SQ.MM. | Set12003
225 | RACK 4 INST. ON SUNSHADE CEILING, DE 50-70 SQ.MM. | Set12004
226 | RACK 4 INST. ON SUNSHADE CEILING, DE 95-120 SQ.MM. | Set12005
235 | RACK 4, 2-CIR, COM.N, ON LT. POLE, DE 50-70 SQ.MM. | Set11004
236 | RACK 4, 2-CIR, COM.N, ON LT. POLE, DE 95-120 SQ.MM. | Set11005
237 | RACK 4, 2-CIR, COM.N, UNDER HT. (12 M.), DE 50-70 SQ.MM. | Set11104
238 | RACK 4, 2-CIR, COM.N, UNDER HT. (12 M.), DE 95-120 SQ.MM. | Set11105
239 | RACK 4, 2-CIR, COM.N, UNDER HT. (12.20 M.), DE 50-70 SQ.MM. | Set11141
240 | RACK 4, 2-CIR, COM.N, UNDER HT. (12.20 M.), DE 95-120 SQ.MM. | Set11142
241 | RACK 4, 2-CIR, COM.N, UNDER HT. (14 M.), DE 50-70 SQ.MM. | Set11204
242 | RACK 4, 2-CIR, COM.N, UNDER HT. (14 M.), DE 95-120 SQ.MM. | Set11205
243 | RACK 4, 2-CIR, COM.N, UNDER HT. (14.30 M.), DE 50-70 SQ.MM. | Set11224
244 | RACK 4, 2-CIR, COM.N, UNDER HT. (14.30 M.), DE 95-120 SQ.MM. | Set11225
245 | RACK 4, 2-CIR, COM.N, UNDER HT. (22 M.), DE 50-70 SQ.MM. | Set11244
246 | RACK 4, 2-CIR, COM.N, UNDER HT. (22 M.), DE 95-120 SQ.MM. | Set11245
247 | RACK 4, 2-CIR, SEP.N, ON LT. POLE, DE 50-70 SQ.MM. | Set11014
248 | RACK 4, 2-CIR, SEP.N, ON LT. POLE, DE 95-120 SQ.MM. | Set11015
249 | RACK 4, 2-CIR, SEP.N, UNDER HT. (12 M.), DE 50-70 SQ.MM. | Set11114
250 | RACK 4, 2-CIR, SEP.N, UNDER HT. (12 M.), DE 95-120 SQ.MM. | Set11115
251 | RACK 4, 2-CIR, SEP.N, UNDER HT. (12.20 M.), DE 50-70 SQ.MM. | Set11151
252 | RACK 4, 2-CIR, SEP.N, UNDER HT. (12.20 M.), DE 95-120 SQ.MM. | Set11152
253 | RACK 4, 2-CIR, SEP.N, UNDER HT. (14 M.), DE 50-70 SQ.MM. | Set11214
254 | RACK 4, 2-CIR, SEP.N, UNDER HT. (14 M.), DE 95-120 SQ.MM. | Set11215
255 | RACK 4, 2-CIR, SEP.N, UNDER HT. (14.30 M.), DE 50-70 SQ.MM. | Set11234
256 | RACK 4, 2-CIR, SEP.N, UNDER HT. (14.30 M.), DE 95-120 SQ.MM. | Set11235
257 | RACK 4, 2-CIR, SEP.N, UNDER HT. (22 M.), DE 50-70 SQ.MM. | Set11254
258 | RACK 4, 2-CIR, SEP.N, UNDER HT. (22 M.), DE 95-120 SQ.MM. | Set11255
265 | CLEVIS, DIVIDED INST., DE, 50-70 SQ.MM. | Set14132
266 | CLEVIS, DIVIDED INST., DE, 25-35 SQ.MM. | Set14131
267 | CLEVIS, DIVIDED INST., DE, 95-120 SQ.MM. | Set14133
268 | CLEVIS, FLAT STEEL INST. ON LT. POLE, INSULATOR TANGENT | Set10031
269 | CLEVIS, FLAT STEEL INST. ON LT. POLE, INSULATOR DE 25-35 SQ.MM. | Set10032
270 | CLEVIS, FLAT STEEL INST. ON LT. POLE, INSULATOR DE 50-70 SQ.MM. | Set10033
271 | CLEVIS, FLAT STEEL INST. ON LT. POLE, INSULATOR DE 95-120 SQ.MM. | Set10034
272 | CLEVIS, FLAT STEEL INST. ON LT. POLE, INSULATOR DDE 25-35 SQ.MM. | Set10071
273 | CLEVIS, FLAT STEEL INST. ON LT. POLE, INSULATOR DDE 50-70 SQ.MM. | Set10072
274 | CLEVIS, FLAT STEEL INST. ON LT. POLE, INSULATOR DDE 95-120 SQ.MM. | Set10073
275 | CLEVIS, FLAT STEEL INST. ON SUNSHADE CEILING, TANGENT | Set12031
276 | CLEVIS, FLAT STEEL INST. ON SUNSHADE CEILING, DE 25-35 SQ.MM. | Set12032
277 | CLEVIS, FLAT STEEL INST. ON SUNSHADE CEILING, DE 50-70 SQ.MM. | Set12033
278 | CLEVIS, FLAT STEEL INST. ON HT. (12 M.), INSULATOR DDE 25-35 SQ.MM. | Set10171
279 | CLEVIS, FLAT STEEL INST. ON HT. (12 M.), INSULATOR DDE 50-70 SQ.MM. | Set10173
280 | CLEVIS, FLAT STEEL INST. ON HT. (12 M.), INSULATOR DDE 95-120 SQ.MM. | Set10174
281 | CLEVIS, FLAT STEEL INST. UNDER HT. (12 M.), INSULATOR TANGENT | Set10131
282 | CLEVIS, FLAT STEEL INST. UNDER HT. (12 M.), INSULATOR DE 25-35 SQ.MM. | Set10132
283 | CLEVIS, FLAT STEEL INST. UNDER HT. (12 M.), INSULATOR DE 50-70 SQ.MM. | Set10133
284 | CLEVIS, FLAT STEEL INST. UNDER HT. (12 M.), INSULATOR DE 95-120 SQ.MM. | Set10134
285 | CLEVIS, FLAT STEEL INST. UNDER HT. (12.20 M.), INSULATOR TANGENT | Set10431
286 | CLEVIS, FLAT STEEL INST. UNDER HT. (12.20 M.), INSULATOR DE 25-35 SQ.MM. | Set10432
287 | CLEVIS, FLAT STEEL INST. UNDER HT. (12.20 M.), INSULATOR DE 50-70 SQ.MM. | Set10433
288 | CLEVIS, FLAT STEEL INST. UNDER HT. (12.20 M.), INSULATOR DE 95-120 SQ.MM. | Set10434
289 | CLEVIS, FLAT STEEL INST. UNDER HT. (14 M.), INSULATOR TANGENT | Set10231
290 | CLEVIS, FLAT STEEL INST. UNDER HT. (14 M.), INSULATOR DE 25-35 SQ.MM. | Set10232
291 | CLEVIS, FLAT STEEL INST. UNDER HT. (14 M.), INSULATOR DE 50-70 SQ.MM. | Set10233
292 | CLEVIS, FLAT STEEL INST. UNDER HT. (14 M.), INSULATOR DE 95-120 SQ.MM. | Set10234
293 | CLEVIS, FLAT STEEL INST. UNDER HT. (14 M.), INSULATOR DDE 25-35 SQ.MM. | Set10266
294 | CLEVIS, FLAT STEEL INST. UNDER HT. (14 M.), INSULATOR DDE 50-70 SQ.MM. | Set10267
295 | CLEVIS, FLAT STEEL INST. UNDER HT. (14 M.), INSULATOR DDE 95-120 SQ.MM. | Set10268
296 | CLEVIS, FLAT STEEL INST. UNDER HT. (14.30 M.), INSULATOR TANGENT | Set10331
297 | CLEVIS, FLAT STEEL INST. UNDER HT. (14.30 M.), INSULATOR DE 25-35 SQ.MM. | Set10332
298 | CLEVIS, FLAT STEEL INST. UNDER HT. (14.30 M.), INSULATOR DE 50-70 SQ.MM. | Set10333
299 | CLEVIS, FLAT STEEL INST. UNDER HT. (14.30 M.), INSULATOR DE 95-120 SQ.MM. | Set10334
300 | CLEVIS, FLAT STEEL INST. UNDER HT. (22 M.), INSULATOR TANGENT | Set10531
301 | CLEVIS, FLAT STEEL INST. UNDER HT. (22 M.), INSULATOR DE 25-35 SQ.MM. | Set10532
302 | CLEVIS, FLAT STEEL INST. UNDER HT. (22 M.), INSULATOR DE 50-70 SQ.MM. | Set10533
303 | CLEVIS, FLAT STEEL INST. UNDER HT. (22 M.), INSULATOR DE 95-120 SQ.MM. | Set10534
304 | CLEVIS, FLAT STEEL INST. UNDER HT. (22 M.), INSULATOR DDE 25-35 SQ.MM. | Set10566
305 | CLEVIS, FLAT STEEL INST. UNDER HT. (22 M.), INSULATOR DDE 50-70 SQ.MM. | Set10567
306 | CLEVIS, FLAT STEEL INST. UNDER HT. (22 M.), INSULATOR DDE 95-120 SQ.MM. | Set10568
315 | DEVELOP 1PHASE 2-WIRE INTO 3 PHASE 4-WIRE ON LT. POLE | Set10035
316 | DEVELOP 1 PHASE 2-WIRE INTO 3 PHASE 4-WIRE ON HT. POLE (12 M.) | Set10135
317 | DEVELOP 1 PHASE 2-WIRE INTO 3 PHASE 4-WIRE ON HT. POLE (12.20 M.) | Set10435
318 | DEVELOP 1 PHASE 2-WIRE INTO 3 PHASE 4-WIRE ON HT. POLE (14 M.) | Set10235
319 | DEVELOP 1 PHASE 2-WIRE INTO 3 PHASE 4-WIRE ON HT. POLE (14.30 M.) | Set10335
320 | DEVELOP 1 PHASE 2-WIRE INTO 3 PHASE 4-WIRE ON HT. POLE (22 M.) | Set10535
321 | CONNECT RACK 4, 2-CIR, COM.N, ADD 2ND-CCT, DE 50-70 SQ.MM. | Set10602
322 | CONNECT RACK 4, 2-CIR, COM.N, ADD 2ND-CCT, DE 95-120 SQ.MM. | Set10603
323 | CONNECT RACK 4, 2-CIR, SEP.N, ADD 2ND-CCT, DE 50-70 SQ.MM. | Set10606
324 | CONNECT RACK 4, 2-CIR, SEP.N, ADD 2ND-CCT, DE 95-120 SQ.MM. | Set10608
335 | X-ARM-C, ON LT. POLE, 0-5 DEGREE | Set14101
336 | X-ARM-C, ON LT. POLE, 5-30 DEGREE | Set14102
337 | X-ARM-C, ON LT. POLE, DE | Set14103
338 | X-ARM-C, UNDER HT. (12 M.), 0-5 DEGREE | Set14111
339 | X-ARM-C, UNDER HT. (12 M.), 5-30 DEGREE | Set14112
340 | X-ARM-C, UNDER HT. (12 M.), DE | Set14113
341 | X-ARM-C, UNDER HT. (12.20, 14 M.), 0-5 DEGREE | Set14121
342 | X-ARM-C, UNDER HT. (12.20, 14 M.), 5-30 DEGREE | Set14122
343 | X-ARM-C, UNDER HT. (12.20, 14 M.), DE | Set14123
344 | X-ARM-C, UNDER HT. (14.30, 16 M.), DE | Set14125
355 | ANCHOR,PLATE,REINFORCED CONCRETE 550X550X150 MM.
356 | GUY GUARD, 2,000 mm.LONG
357 | SIDEWALK GUY SIZE 50 SQ.MM. | Set23031
358 | SIDEWALK GUY SIZE 95 SQ.MM. | Set23032
359 | STUB,PRESTRESSED CONCRETE, 0.35X0.35 M., 5.50 M.LONG
365 | ANCHOR GUY, GY-01, 50 SQ.MM. INSTALL WITH RACK | Set13001
366 | ANCHOR GUY, GY-01, 50 SQ.MM. INSTALL WITHOUT RACK ON LT. POLE | Set13011
367 | ANCHOR GUY, GY-01, 95 SQ.MM. INSTALL WITH RACK | Set13002
368 | ANCHOR GUY, GY-01, 95 SQ.MM. INSTALL WITHOUT RACK ON LT. POLE | Set13012
369 | ANCHOR GUY, GY-02, 50 SQ.MM. INSTALL WITH RACK | Set13003
370 | ANCHOR GUY, GY-02, 50 SQ.MM. INSTALL WITHOUT RACK ON LT. POLE | Set13013
371 | ANCHOR GUY, GY-02, 50 SQ.MM. INSTALL WITHOUT RACK ON 12 M. POLE | Set13033
372 | ANCHOR GUY, GY-02, 50 SQ.MM. INSTALL WITHOUT RACK ON 14 M. POLE | Set13053
373 | ANCHOR GUY, GY-02, 95 SQ.MM. INSTALL WITH RACK | Set13004
374 | ANCHOR GUY, GY-02, 95 SQ.MM. INSTALL WITHOUT RACK ON LT. POLE | Set13014
375 | ANCHOR GUY, GY-02, 95 SQ.MM. INSTALL WITHOUT RACK ON 12 M. POLE | Set13034
376 | ANCHOR GUY, GY-02, 95 SQ.MM. INSTALL WITHOUT RACK ON 14 M. POLE | Set13054
377 | ANCHOR GUY, GY-03, 50 SQ.MM. INSTALL WITHOUT RACK ON LT. POLE | Set13015
378 | ANCHOR GUY, GY-03, 50 SQ.MM. INSTALL WITHOUT RACK ON 12 M. POLE | Set13035
379 | ANCHOR GUY, GY-03, 50 SQ.MM. INSTALL WITHOUT RACK ON 14 M. POLE | Set13055
380 | ANCHOR GUY, GY-03, 95 SQ.MM. INSTALL WITHOUT RACK ON LT. POLE | Set13016
381 | ANCHOR GUY, GY-03, 95 SQ.MM. INSTALL WITHOUT RACK ON 12 M. POLE | Set13036
382 | ANCHOR GUY, GY-03, 95 SQ.MM. INSTALL WITHOUT RACK ON 14 M. POLE | Set13056
383 | ANCHOR GUY, GY-04, 50 SQ.MM. INSTALL WITHOUT RACK ON 12 M. POLE | Set13037
384 | ANCHOR GUY, GY-04, 50 SQ.MM. INSTALL WITHOUT RACK ON 14 M. POLE | Set13057
385 | ANCHOR GUY, GY-04, 95 SQ.MM. INSTALL WITHOUT RACK ON 12 M. POLE | Set13038
386 | ANCHOR GUY, GY-04, 95 SQ.MM. INSTALL WITHOUT RACK ON 14 M. POLE | Set13058
395 | POLE GUY OVER STREET, GY-04, 50 SQ.MM. INSTALL WITHOUT RACK ON LT. POLE | Set13017
396 | POLE GUY OVER STREET, GY-04, 95 SQ.MM. INSTALL WITHOUT RACK ON LT. POLE | Set13018
397 | STUB GUY, GY-01, 50 SQ.MM. INSTALL WITH RACK | Set13101
398 | STUB GUY, GY-01, 50 SQ.MM. INSTALL WITHOUT RACK ON LT. POLE | Set13111
399 | STUB GUY, GY-01, 95 SQ.MM. INSTALL WITH RACK | Set13102
400 | STUB GUY, GY-01, 95 SQ.MM. INSTALL WITHOUT RACK ON LT. POLE | Set13112
401 | STUB GUY, GY-02, 50 SQ.MM. INSTALL WITH RACK | Set13103
402 | STUB GUY, GY-02, 50 SQ.MM. INSTALL WITHOUT RACK ON LT. POLE | Set13113
403 | STUB GUY, GY-02, 50 SQ.MM. INSTALL WITHOUT RACK ON 12 M. POLE | Set13133
404 | STUB GUY, GY-02, 50 SQ.MM. INSTALL WITHOUT RACK ON 14 M. POLE | Set13153
405 | STUB GUY, GY-02, 95 SQ.MM. INSTALL WITH RACK | Set13104
406 | STUB GUY, GY-02, 95 SQ.MM. INSTALL WITHOUT RACK ON LT. POLE | Set13114
407 | STUB GUY, GY-02, 95 SQ.MM. INSTALL WITHOUT RACK ON 12 M. POLE | Set13134
408 | STUB GUY, GY-02, 95 SQ.MM. INSTALL WITHOUT RACK ON 14 M. POLE | Set13154
409 | STUB GUY, GY-03, 50 SQ.MM. INSTALL WITHOUT RACK ON LT. POLE | Set13115
410 | STUB GUY, GY-03, 50 SQ.MM. INSTALL WITHOUT RACK ON 12 M. POLE | Set13135
411 | STUB GUY, GY-03, 50 SQ.MM. INSTALL WITHOUT RACK ON 14 M. POLE | Set13155
412 | STUB GUY, GY-03, 95 SQ.MM. INSTALL WITHOUT RACK ON LT. POLE | Set13116
413 | STUB GUY, GY-03, 95 SQ.MM. INSTALL WITHOUT RACK ON 12 M. POLE | Set13136
414 | STUB GUY, GY-03, 95 SQ.MM. INSTALL WITHOUT RACK ON 14 M. POLE | Set13156
425 | CONDUCTOR,CU.PVC. INSULATED AND JACKTED 2X6 SQ.MM 600 V.
426 | CONDUCTOR,CU.PVC. INSULATED AND JACKTED 2X10 SQ.M 600 V.
427 | CABLE,AL,SOLID,PVE-INSULATED,SERVICE DROP 750 V. 75 DEG,C. 16 SQ.MM.
428 | CABLE,AL,CU.COMPACT.PVC. 750V. < 25 SQ.MM.
429 | CONDUCTOR,AL.,BARE 25 SQ.MM.TIS.85
430 | CONDUCTOR,AL,BARE 35 sq.mm.TIS.85
431 | CONDUCTOR,AL,BARE 50/7 sq.mm.TIS.85
432 | CONDUCTOR,AL.BARE 70 SQ.MM.TIS.85
433 | CONDUCTOR,AL,BARE 95 sq.mm.TIS.85
434 | CONDUCTOR,AL,BARE 120 sq.mm.TIS.85
435 | CONDUCTOR,AL,BARE 185 sq.mm.TIS.85
436 | CONDUCTOR,AL.BARE 240 SQ.MM. TIS.85
437 | CONDUCTOR,AL,BARE,400 SQ.MM.TIS.85
438 | CONDUCTOR,AL.BARE 625 SQ.MM. TIS.85
445 | CABLE, POWER, PVC-INSULATED 750 V. 1x10 sq.mm. TIS. 11-2531 TABLE 4 (THW-CU)
446 | CABLE, POWER, PVC-INSULATED 750 V. 1x16 sq.mm. TIS. 11-2531 TABLE 4 (THW-CU)
447 | CABLE, POWER, PVC-INSULATED 750 V. 1x2.5 sq.mm. TIS. 11-2531 TABLE 4 (THW-CU)
448 | CABLE,AL,COMPACT STRANDED,PVC-INSULATED,750 V. 75 DEG.C, 25 DQ.MM. TIS.293
449 | CABLE,AL,COMPACT STRANDED,PVC-INSULATED,750 V. 75 DEG.C, 35 SQ.MM.TIS.293
450 | CABLE,AL,COMPACT STRANDED,PVC-INSULATED,750 V. 75 DEG.C, 50 SQ.MM. TIS.293
451 | CABLE,AL,COMPACT STRANDED,PVC-INSULATED,750 V. 75 DEG.C, 70 SQ.MM. TIS.293
452 | CABLE,AL,COMPACT STRANDED,PVC-INSULATED,750 V. 75 DEG.C, 95 SQ.MM. TIS.293
453 | CABLE,AL,COMPACT STRANDED,PVC-INSULATED,750 V. 75 DEG.C, 120 SQ.MM.TIS.293
454 | CABLE,AL,COMPACT STRANDED,PVC-INSULATED,750 V. 75 DEG.C, 185 SQ.MM. TIS.293
465 | CABLE,AL,COMPACT STRANDED,PVC-INSULATED,750 V. 75 DEG.C, 25 DQ.MM. TIS.293
466 | CABLE,AL,COMPACT STRANDED,PVC-INSULATED,750 V. 75 DEG.C, 35 SQ.MM.TIS.293
467 | CABLE,AL,COMPACT STRANDED,PVC-INSULATED,750 V. 75 DEG.C, 50 SQ.MM. TIS.293
468 | CABLE,AL,COMPACT STRANDED,PVC-INSULATED,750 V. 75 DEG.C, 70 SQ.MM. TIS.293
469 | CABLE,AL,COMPACT STRANDED,PVC-INSULATED,750 V. 75 DEG.C, 95 SQ.MM. TIS.293
470 | CABLE,AL,COMPACT STRANDED,PVC-INSULATED,750 V. 75 DEG.C, 120 SQ.MM.TIS.293
471 | CABLE,AL,COMPACT STRANDED,PVC-INSULATED,750 V. 75 DEG.C, 185 SQ.MM. TIS.293
480 | CONDUCTOR,ACSR 35/6 sq.mm.TIS.86
481 | CONDUCTOR,ACSR 50/8 sq.mm.TIS.86
482 | CONDUCTOR,ACSR 70/12 SQ.MM.TIS.85
483 | CONDUCTOR,ACSR 95/15 sq.mm.TIS.86
484 | CONDUCTOR,ACSR 120/20 sq.mm.TIS.86
485 | CONDUCTOR,ACSR 185/30 sq.mm.TIS.86
486 | CONDUCTOR,AL-ALLOY 35 sq.mm.TIS.725
487 | CONDUCTOR,AL-ALLOY 50/7 sq.mm.TIS.725
488 | CONDUCTOR,AL-ALLOY 70 SQ.MM.TIS.725
489 | CONDUCTOR,AL-ALLOY 95 sq.mm.TIS.725
490 | CONDUCTOR,ALUMINIUM-ALLOY 120 SQ.MM.TIS.725
491 | CONDUCTOR,ALUMINIUM-ALLOY 185 SQ.MM. TIS.725
505 | CABLE MARKER
506 | CABLE,POWER,PVC-INSULATED & JACKETED,750 V.2X2.5 SQ.MM. TIS.11-2531 TABLE 7
507 | CABLE,POWER,PVC-INSULATED & JACKETED, 750 V. 2x4 sq.mm.TIS.11-2531 Table 7 (NYY)
508 | CABLE, POWER, PVC-INSULATED & JACKETED, 750 V. 2x16 Sq.mm. TIS. 11-2531 TABLE 7 (NYY)
509 | CABLE, POWER, PVC-INSULATED & JACKETED, 750 V. 2x25 Sq.mm. TIS.11-2531 TABLE 7 (NYY)
510 | CABLE,POWER,PVC INSULATED & JACKETED, 750 V. 1x35 sq.mm. TIS.11-2531 TABLE 6 (NYY)
511 | CABLE,POWER,PVC-INSULATED & JACKETED, 750 V. 1x50 sq.mm.TIS.11-2531 Table 6 (NYY)
513 | CABLE, POWER, PVC-INSULATED & JACKETED 750 V. 1x95 Sq.mm.TIS. 11-2531 TABLE 6 (NYY)
514 | CABLE, POWER, PVC-INSULATED & JACKETED,750 V. 1x120 sq.mm.TIS.11-2531 TABLE 6 (NYY)
520 | WIRE,STEEL STRANDED 50/7 sq.mm.TIS.404
521 | WIRE,STEEL STRANDED 95 sq.mm.TIS.404
525 | CONNECTOR WEDGE TYPE FOR CONDUCTOR MAIN 185 SQ.MM. TO CONDUCTOR TAP 50 SQ.MM.
526 | CONNECTOR WEDGE TYPE FOR CONDUCTOR MAIN 185 SQ.MM.TO CONDUCTOR TAP 95 SQ.MM.
527 | CONNECTOR WEDGE TYPE FOR CONDUCTOR MAIN 185 SQ.MM. TO CONDUCTOR TAP 120 SQ.MM.
528 | CONNECTOR,COMPRESSION,H-TYPE,MAIN AL 10-16 SQ.MM.,TAP AL OR CU 4-10 SQ.MM.
529 | CONNECTOR,COMPRESSION,H-TYPE,MAIN AL.35-50 SQ.MM.TAP CU. 6-10 SQ.MM.
530 | CONNECTOR,COMPRESSION,H-TYPE,MAIN AL.70-95 SQ.MM.TAP CU. 6-10 SQ.MM.
531 | CONNECTOR,COMPRESSION H-TYPE,MAIN AL.25-50 SQ.MM.TAP AL OR CU 2.5-6 SQ.MM.
532 | CONNECTOR,COMPRESSION,H-TYPE,MAIN AL 25-50 SQ.MM.,TAP AL. OR CU. 16-35 SQ.MM.
533 | CONNECTOR,COMPRESSION,H-TYPE,MAIN AL 50-95 SQ.MM.,TAP AL. OR CU. 50-95 SQ.MM.
534 | CONNECTOR,COMPRESSION,H-TYPE,MAIN AL 70-95 SQ.MM.,TAP AL. OR CU. 16-35 SQ.MM.
535 | CONNECTOR,DEAD END,AL 25-35 sq.mm.
536 | CONNECTOR,DEAD END,AL 50-70 sq.mm.
537 | CONNECTOR,DEAD END,AL 95-120 sq.mm.
538 | CONNECTOR,PARALLEL GROOVE,DOUBLE BOLT,AL,AL-ALLOY AND ACSR 16-70 SQ.MM.
539 | CONNECTOR,PARALLEL GROOVE,DOUBLE BOLT,AL,AL-ALLOY AND ACSR 25-95 SQ.MM.
540 | CONNECTOR,PARALLEL GROOVE,TRIPLE BOLT,AL,AL-ALLOY AND ACSR 70-185 SQ.MM.
541 | CONNECTOR,SPLICE,COMPRESSION TYPE,TENSION LOADED AL 35 SQ.MM.
542 | CONNECTOR,SPLICE,COMPRESSION TYPE,TENSION LOADED AL 50 SQ.MM.
543 | CONNECTOR,SPLICE,COMPRESSION TYPE,TENSION LOADED AL 95 SQ.MM.
544 | CONNECTOR,SPLICE,COMPRESSION TYPE,TENSION LOADED AL 70 SQ.MM.
545 | CONNECTOR,SPLICE,COMPRESSION TYPE,TENSION LOADED AL 120 SQ.MM.
546 | CONNECTOR,SPLICE,COMPRESSION TYPE,TENSION LOADED AL 185 SQ.MM.
555 | LT. LIGHTNING ARRESTER, FOR 2 W | Set14001
556 | LT. LIGHTNING ARRESTER, FOR 3 W | Set14002
557 | LT. LIGHTNING ARRESTER, FOR 3 ph 4 W | Set14003
558 | LIGHTNING ARRESTER 250-500 V. 2.5-5.0 kA.
559 | LT. GROUNDING CONNECTION | Set14005
560 | ROD,GROUND,60x60x5 mm. 2 m.LONG
561 | ROD,ANCHOR,ROUND EYE M.16, 2,000 mm.LONG
564 | THIMBLE,GUY,FOR STEEL WIRE 50-95 sq.mm.
570 | CROSSARM WOOD, L.T. 1,500X100X100 MM.
571 | CROSSARM WOOD, L.T. 2,500X100X100 MM.
572 | CROSSARM WOOD,H.T. 3,000X100X120 MM.
573 | CROSSARM,PRESTRESSED CONCRETE, 100X100X1,500 MM.
574 | CROSSARM,PRESTRESSED CONCRETE,SPUN,H.T. 100X100X2,500 MM.
575 | CROSSARM,PRESTRESSED CONCRETE,SPUN(FOR DEAD-ENDING) 120X120X2,000
576 | CROSSARM,PRESTRESSED CONCRETE,SPUN(FOR DEAD-ENDING) 120X120X2,50
577 | CROSSARM,PRESTRESSED CONCRETE,SPUN,H.T. 120X120X3,000 MM.
585 | STEEL BRACKET
586 | BRACE,FLAT,FOR CROSSARM 30x6x760 mm.
587 | BRACE,FLAT,FOR CROSSARM 40x6x1,000 mm.
588 | BOLT,DOUBLE ARMING,M.16x400 mm.
589 | BOLT,DOUBLE ARMING,M.16x450 mm.
590 | BOLT,DOUBLE ARMING,M.16x500 mm.
591 | BOLT,DOUBLE ARMING,M.16X550 MM.
592 | BOLT,DOUBLE ARMING,M.16x600 mm.
593 | BOLT,DOUBLE ARMING M.16X650 MM.
594 | BOLT,DOUBLE ARMING,ROUND EYE M.16x400 mm.
595 | BOLT,DOUBLE ARMING,ROUND EYE M.16x450 mm.
596 | BOLT,DOUBLE ARMING,ROUND EYE M.16x500 mm.
597 | BOLT,DOUBLE ARMING,ROUND EYE M.16x600 mm.
598 | BOLT,DOUBLE ARMING,ROUND EYE,M.16X650 MM.
599 | BOLT,MATCHINE M.12X35 MM.
600 | BOLT,MACHINE M.16x130 mm.
601 | BOLT,MACHINE M.16x170 mm.
602 | BOLT,MACHINE M.16x200 mm.
603 | BOLT,MACHINE M.16x250 mm.
604 | BOLT,MACHINE M.16x300 mm.
605 | BOLT,MACHINE M.16x350 mm.
606 | BOLT,MACHINE M.16x400 mm.
607 | BOLT,MACHINE M.16x450 mm.
608 | BOLT MACHINE M.16X600 MM.
609 | BOLT,MACHINE M.16x500 mm.
610 | BOLT,MACHINE M.20X350 MM.
611 | BOLT,MACHINE M.20x400 mm.
612 | BOLT,MACHINE M.20X450 MM.
613 | BOLT,MACHINE,HEXAGON, M.16X50 MM.
614 | BOLT,MACHINE, HEXAGON, M.16X75 MM.
615 | BOLT,MACHINE,HEXAGON,M.16x550 mm.
616 | BOLT,OVAL EYE M.16X150 MM.
617 | BOLT,OVAL EYE M.16X200 MM.
618 | Bolt, Oval eye m.16x350 mm.
619 | BOLT,OVAL FULL THREAD M.16X250 MM.
620 | BOLT,OVAL FULL THREAD M.16X300 MM.
621 | BOLT,OVAL M.20X350 MM.
622 | BOLT,OVAL M.20X450 MM.
623 | BOLT, ROUNG EYE M 16X200 MM.
624 | BOLT,ROUND EYE M.16x250 mm.
625 | BOLT,ROUND EYE M.16x300 mm.
626 | BOLT,STUB M.24x600 mm.
627 | BOLT,STUB M.24x800 mm.
628 | BOLT,STUB M.24x1,000 mm.
629 | BOLT,STUB M.24X1,250 MM.
630 | BOLT,STUB,M 24 X 1,600 MM.
640 | CLAMP,SINGLE U-BOLT,M.8 (WIRE ROPE CLIP)
641 | CLAMP,DOUBLE U-BOLT,M.16 (WIRE ROPE CLIP)
642 | PLUG BOLT M.8
643 | PLUG BOLT M.10
644 | LOCK NUT 75 MM
645 | WASHER,PLAIN,SQUARE,LARGE 52x52x4.5 mm.HOLE DIA. 18 MM. TIS.258
646 | CABLE LUG,NEMA HOLE,COMP.TYPE,AL. 10 SQ.MM. CU
647 | CABLE LUG,NEMA HOLE,COMPRESSION TYPE,AL 35 SQ.MM.
648 | CABLE LUG,NEMA HOLE,COMPRESSION TYPE,AL 50 SQ.MM.
649 | CABLE LUG,NEMA HOLE,COMPRESSION TYPE,AL 70 SQ.MM.
650 | CABLE LUG,NEMA HOLE,COMPRESSION TYPE,AL 95 SQ.MM.
651 | CABLE LUG,NEMA HOLE,COMPRESSION TYPE,AL 120 SQ.MM.
652 | CABLE LUG,NEMA HOLE,COMPRESSION TYPE,AL 185 SQ.MM.
653 | PREFORMED DEAD END,FOR AERIAL CABLE 22 KV.120 SQ.MM. & 33 KV. 95 SQ.MM.
654 | PREFORMED DEAD END,FOR AERIAL CABLE 22 KV.185 SQ.MM. & 33 KV.120 SQ.MM.
655 | PREFORMED DEAD END,FOR AL PARTIALLY INSULATED CONDUCTOR 33 KV.185 SQ.MM.& AERIAL CABLE 22 KV.95 SQ.MM.33 KV.
656 | TAPE,ARMOR,AL 1x10 mm.
657 | TIE WIRE,AL 4 mm.
658 | TAPE,ELECTRICAL,PVC PLASTIC,OUTDOOR TYPE,ROLL SIZE 0.18X19X20,000 MM.TIS.386
659 | COMPOUND,ELECTRICAL CONTACT AID
660 | INSULATOR,SPOOL,TYPE B (CLASS 53-2)TIS.227
661 | INSULATOR,PIN TYPE,L.T.EEI-NEMA CLASS 55-2
662 | PIN INSULATOR,L.T.,SHANK 140 MM.LEAD HEAD 25.4 MM. (1")
663 | CONDUIT,HDPE PN6 DIA 75 MM
664 | CONDUIT,HDPE,COUPLING DIA 75 MM
665 | CONDUIT,HDPE,ELBOW DIA.75 MM.
666 | CONDUIT,HDPE DIA 90 MM
667 | CONDUIT,HDPE DIA 90 MM,COUPLING
668 | CONDUIT,HDPE DIA 90 MM,ELBOW
669 | CONDUIT,RSC DIA 75X3000 MM
670 | RSC DIA 60 MM. (3 M.)
671 | CONDUIT,RSC,COUPLING DIA 75 MM
672 | CONDUIT,RSC,ELBOW DIA 75 MM
673 | BUSHING FOR RSC CONDUIT DIA 75 MM
674 | U-CLAMP FOR RSC CONDUIT DIA 75 MM
675 | CONDUIT,PVC,RIGID,DIA. 20x2500 mm.TIS.216
676 | CONDUIT,PVC,RIGID,DIA. 20x4000 mm.TIS.216
677 | CONDUIT,PVC,RIGID,DIA. 65x1000 mm.TIS.216
678 | CONDUIT,PVC, DIA 80 MM, ELBOW
679 | CONDUIT,PVC, ONE END SOCKET DIA 80X4000 MM.
680 | CONDUIT CLIPS FOR C-CHANNEL, 90 MM
682 | SERVICE ENTRANCE CAPS DIA 38 MM.
683 | SERVICE ENTRANCE CAPS DIA. 55 MM
684 | SERVICE ENTRANCE CAPS, DIA 80 MM.
685 | SERVICE ENTRANCE CAP 90 MM
695 | FLUORESCENT LUM. 2x36 W.(8-9 M.), TYPE 1,6/SA4-015/43001 | Set14401
696 | FLUORESCENT LUM. 2x36 W.(8-9 M.), TYPE 2,6/SA4-015/43001 | Set14402
697 | FLUORESCENT LUM. 2x36 W.(8-9 M.), TYPE 3,6/SA4-015/43001 | Set14403
698 | FLUORESCENT LUM. 2x36 W.(12, 12.20 M.), TYPE 1,6/SA4-015/43001 | Set14421
699 | FLUORESCENT LUM. 2x36 W.(12, 12.20 M.), TYPE 2,6/SA4-015/43001 | Set14422
700 | FLUORESCENT LUM. 2x36 W.(14, 16 M.), TYPE 1,6/SA4-015/43001 | Set14441
701 | FLUORESCENT LUM. 2x36 W.(14, 16 M.), TYPE 2,6/SA4-015/43001 | Set14442
702 | HIGH PRESSURE SODIUM LUM. 70 W.(14, 16 M.) TYPE 2,3(OR 4)/SA4-015/43001 | Set14454
703 | MERCURY LUM. 80 W.(8-9 M.), TYPE 1,1(OR 2)/SA4-015/43001 | Set14404
704 | MERCURY LUM. 80 W.(12, 12.20 M.), TYPE 1,1(OR 2)/SA4-015/43001 | Set14424
705 | MERCURY LUM. 80 W.(14, 16 M.), TYPE 1,1(OR 2)/SA4-015/43001 | Set14444
706 | MERCURY LUM. 125 W.(8-9 M.) TYPE 1,1(OR 2)/SA4-015/43001 | Set14405
707 | MERCURY LUM. 125 W.(12, 12.20 M.) TYPE 1,1(OR 2)/SA4-015/43001 | Set14425
708 | MERCURY LUM. 125 W.(14, 16 M.) TYPE 1,1(OR 2)/SA4-015/43001 | Set14445
709 | MERCURY LUM. 250 W.(12, 12.20 M.) TYPE 1,3(OR 4)/SA4-015/43001 | Set14426
710 | MERCURY LUM. 250 W.(14, 16 M.) TYPE 1,3(OR 4)/SA4-015/43001 | Set14446
715 | TIME SWITCH, 1C, WEATHER PROOF FOR 220 V. 20 A. | Set14461
716 | TIME SWITCH, 1C, WEATHER PROOF FOR 220 V. 30 A. | Set14462
717 | TIME SWITCH, 1C, WEATHER PROOF FOR 220 V. 40 A. | Set14463
718 | CIRCUIT BREAKER, 30 AT,3P,18 KA 415 V
719 | CIRCUIT BREAKER, 50 AT,3P,18 KA 415 V
720 | CIRCUIT BREAKER, 100 AT,3P,18 KA 415 V
721 | CIRCUIT BREAKER, 400 AT.3P,30 KA 415 V
722 | SAFTY SWITCH,3-P,600 V,200 A,OUTDOOR
723 | SET OF PHOTO ELECTRIC CONTROL,1 PHASE 220 V. 30 A. | Set14464
724 | L.T. H.R.C. FUSE 32-36 A.DIN 43620 SIZE 0 OR 1 OR BS.88
725 | L.T. H.R.C. FUSE 200 A.DIN 43620 SIZE 1 OR BS.88
726 | L.T. FUSE-SWITCHES 1x400 A. 500 V.
727 | FUSE LINK FOR SAFTY SWITCH, 200 A,600 V
728 | CABINET,LT METER WITH GROUNDING (CAN BE USED ONLY SPECIFIC JOB)
729 | CABINET,ALUMINIUM,OUTDOOR,FOR 3 PHASE WATTHOUR METER
730 | CABINET,ALUMINIUM,OUTDOOR,FOR 3 PHASE DEMAND METER
731 | CABINET,STEEL,FOR WATTHOUR METER WITH L.T.,CT.
732 | CABINET,STEEL,OUTDOOR,FOR TOU METER
740 | LT METER INS. 1-P,220V. ON 6-9 M. CONCRETE POLE 1 UNIT | Set41001
741 | LT METER INS. 1-P,220V. ON 6-9 M. CONCRETE POLE 2 UNIT | Set41002
742 | LT METER INS. 1-P,220V. ON 6-9 M. CONCRETE POLE 3 UNIT | Set41003
743 | LT METER INS. 1-P,220V. ON 6-9 M. CONCRETE POLE 4 UNIT | Set41004
744 | LT METER INS. 1-P,220V. ON 12 M. CONCRETE POLE 1 UNIT | Set41021
745 | LT METER INS. 1-P,220V. ON 12 M. CONCRETE POLE 2 UNIT | Set41022
746 | LT METER INS. 1-P,220V. ON 12 M. CONCRETE POLE 3 UNIT | Set41023
747 | LT METER INS. 1-P,220V. ON 12 M. CONCRETE POLE 4 UNIT | Set41024
748 | LT METER INS. 1-P,220V. ON 12 M. POLE FOR TR. | Set41025
749 | LT METER INS. 1-P,220V. ON 14 M. CONCRETE POLE 1 UNIT | Set41041
750 | LT METER INS. 1-P,220V. ON 14 M. CONCRETE POLE 2 UNIT | Set41042
751 | LT METER INS. 1-P,220V. ON 14 M. CONCRETE POLE 3 UNIT | Set41043
752 | LT METER INS. 1-P,220V. ON 14 M. CONCRETE POLE 4 UNIT | Set41044
753 | LT METER INS. 1-P,220V. ON 14 M. POLE FOR TR. | Set41026
754 | LT METER INS. 3-P,4W, ON 6-9 M. CONCRETE POLE | Set41011
755 | LT METER INS. 3-P,4W WITH CT ON 6-9 M. CONCRETE POLE | Set41012
756 | LT METER INS. 3-P,4W ON 12 M. CONCRETE POLE | Set41031
757 | LT METER INS. 3-P,4W ON 14 M. CONCRETE POLE | Set41051
758 | DEMAND METER,CUMULATIVE,3 PHASE,4 WIRE 380/220 V. 5 A. (CT.TYPE)
759 | METER,WATTHOUR,1 PHASE,2 WIRE 220 V. 3(9) A.,WEATHER PROOF
760 | METER,WATTHOUR,1 PHASE,2 WIRE 220 V. 5(15)A.,WEATHER PROOF
761 | METER,WATTHOUR,1 PHASE,2 WIRE 220 V. 10(30) A.WEATHER PROOF
762 | METER,WATTHOUR 1 PHASE,2 WIRE,220V.15(45) A.,WETHER PROOF
763 | METER,WATTHOUR, 1 PHASE,2 WIRE 220 V.20(40) A.,WEATHER PROOF
764 | METER,WATTHOUR,1 PHASE,2 WIRE 220 V.30(60) A.,WEATHER PROOF
765 | METER,WATTHOUR, 1PHASE,2 WIRE 220 V. 30(100)A. WEATH PROOF
766 | METER,WATTHOUR,1 PHASE,2 WIRE 220 V.50(100) A.,WEATHER PROOF
767 | METER,WATTHOUR,3 PHASE,4 WIRE 380/220 V. 10 A.
768 | METER,WATTHOUR,3 PHASE,4WIRE,380/220 V., 15(45) A.
769 | METER,WATTHOUR,3 PHASE,4 WIRE 380/220 V. 20(40) A.
770 | METER,WATTHOUR,3 PHASE,4WIRE.,380/220 V. 30(100)A .
771 | DEMAND METER,CUMULATIVE,3 PHASE, 4 WIRE 380/220 V. 50 A.
772 | METER PLATE,WOOD,SIZE 2x20x60 cm.
773 | METER PLATE,WOOD,SIZE 2x20x120 cm.
780 | MDB FOUNDATION
781 | MDB,BUSBAR 400 A,WITH METER & ACCESSORIES 800X1000X1800 MM ENCLOSURE
782 | COMPACT ENCLOSURE CBS,O/D, 150X300X450 MM
784 | DUCT BANK, SIZE 1 X 2 HDPE,160 MM. PN.6.3
786 | HAND HOLE TYPE 1 (HH-1) WITHOUT PILE SA1-015/46009
787 | HAND HOLE TYPE 2 (HH-2) WITHOUT PILE SA1-015/46010
788 | TRENCH DRILLING 750X400 MM (เฉพาะค่าแรงงาน)
789 | WARNING TAPE FOR BURIED ELECTRIC CABLE 0.15X1000 M
790 | ACCESSORIES
791 | SILICONE RUBBER
859 | COVERED CONCRETE, POLE SIZE 8.00 m LONG FOR NORMAL SOIL (ASSEMBLY NO. 8201) | Set14214
860 | COVERED CONCRETE, POLE SIZE 8.00 m LONG FOR HARD SOIL (ASSEMBLY NO. 8201) | Set14215
861 | COVERED CONCRETE, POLE SIZE 8.00 m LONG FOR ROCK (ASSEMBLY NO. 8201) | Set14216
862 | COVERED CONCRETE, POLE SIZE 9.00 m LONG FOR NORMAL SOIL (ASSEMBLY NO. 8201) | Set14217
863 | COVERED CONCRETE, POLE SIZE 9.00 m LONG FOR HARD SOIL (ASSEMBLY NO. 8201) | Set14218
864 | COVERED CONCRETE, POLE SIZE 9.00 m LONG FOR ROCK (ASSEMBLY NO. 8201) | Set14219

## HT
รหัส KeyCode | คำอธิบาย | ชุด Set | พัสดุ | แผนก
1 | POLE,WOOD 8 M.LONG |  | 1000000001 | แผนกแรงสูง 22 KV.
2 | POLE,WOOD 9-10 M.LONG |  | 1000000002 | แผนกแรงสูง 22 KV.
3 | POLE,CONCRETE, 8 M.LONG |  | 1000010001 | แผนกแรงสูง 22 KV.
4 | POLE,CONCRETE, 9 M.LONG |  | 1000010002 | แผนกแรงสูง 22 KV.
10 | POLE,CONCRETE, 12 M.LONG |  | 1000010004 | แผนกแรงสูง 22 KV.
11 | POLE,CONCRETE, 12.20 M. LONG |  | 1000010012 | แผนกแรงสูง 22 KV.
12 | POLE,CONCRETE, 14 M. LONG |  | 1000010006 | แผนกแรงสูง 22 KV.
13 | POLE,CONCRETE, 14.30 M. LONG |  | 1000010013 | แผนกแรงสูง 22 KV.
14 | POLE,CONCRETE, 16 M. LONG |  | 1000010008 | แผนกแรงสูง 22 KV.
15 | POLE,CONCRETE, 22 M. LONG |  | 1000010011 | แผนกแรงสูง 22 KV.
25 | POLE IMPROVEMENT 8 M. |  | 9010070001 | แผนกแรงสูง 22 KV.
26 | POLE IMPROVEMENT 9, 10 M. |  | 9010070002 | แผนกแรงสูง 22 KV.
27 | POLE IMPROVEMENT 12 M. |  | 9010070003 | แผนกแรงสูง 22 KV.
28 | POLE IMPROVEMENT 12.20, 14 M. |  | 9010070004 | แผนกแรงสูง 22 KV.
29 | POLE IMPROVEMENT 14.30, 16 M. |  | 9010070005 | แผนกแรงสูง 22 KV.
39 | CONCRETE STUB, 1X(.25X.25X3.50 M.) | Set14301 |  | แผนกแรงสูง 22 KV.
40 | CONCRETE STUB, 1X(.25X.25X4.50 M.) | Set14302 |  | แผนกแรงสูง 22 KV.
41 | CONCRETE STUB, 1X(.25X.25X5.50 M.) | Set14303 |  | แผนกแรงสูง 22 KV.
42 | CONCRETE STUB, 1X(.30X.30X4.50 M.) | Set14304 |  | แผนกแรงสูง 22 KV.
43 | CONCRETE STUB, 1X(.30X.30X5.50 M.) | Set14305 |  | แผนกแรงสูง 22 KV.
44 | CONCRETE STUB, 1X(.30X.30X6.50 M.) | Set14306 |  | แผนกแรงสูง 22 KV.
45 | CONCRETE STUB, 1X(.35X.35X4.50 M.) | Set14307 |  | แผนกแรงสูง 22 KV.
46 | CONCRETE STUB, 1X(.35X.35X5.50 M.) | Set14308 |  | แผนกแรงสูง 22 KV.
47 | CONSRETE STUB, 1X(.35X.35X6.50 M.) | Set14309 |  | แผนกแรงสูง 22 KV.
48 | CONCRETE STUB, 1X(.36X.36X4.50 M.) | Set14316 |  | แผนกแรงสูง 22 KV.
49 | CONCRETE STUB, 1X(.36X.36X5.50 M.) | Set14317 |  | แผนกแรงสูง 22 KV.
50 | CONCRETE STUB, 1X(.36X.36X6.50 M.) | Set14318 |  | แผนกแรงสูง 22 KV.
51 | STUB,PRESTRESSED CONCRETE,0.36X0.36M.,4.50M.LONG |  | 1000020400 | แผนกแรงสูง 22 KV.
52 | STUB,PRESTRESSED CONCRETE,0.36X0.36M.,5.50M.LONG |  | 1000020401 | แผนกแรงสูง 22 KV.
53 | STUB,PRESTRESSED CONCRETE,0.36X0.36M.,6.50M.LONG |  | 1000020402 | แผนกแรงสูง 22 KV.
54 | STUB,PRESTRESSED CONCRETE,0.41X0.41M.,5.50M.LONG |  | 1000020500 | แผนกแรงสูง 22 KV.
55 | CONCRETE STUB, 1X(.40X.40X5.50 M.) | Set14310 |  | แผนกแรงสูง 22 KV.
56 | CONCRETE STUB, 1X(.40X.40X7.50 M.) | Set14312 |  | แผนกแรงสูง 22 KV.
57 | CONCRETE STUB, 1X(.40X.40X6.50 M.) | Set14311 |  | แผนกแรงสูง 22 KV.
58 | CONCRETE STUB, 1X(.41X.41X5.50 M.) | Set14313 |  | แผนกแรงสูง 22 KV.
59 | CONCRETE STUB, 1X(.41X.41X6.50 M.) | Set14314 |  | แผนกแรงสูง 22 KV.
60 | CONCRETE STUB, 1X(.41X.41X7.50 M.) | Set14315 |  | แผนกแรงสูง 22 KV.
70 | SAND |  | 9090010027 | แผนกแรงสูง 22 KV.
71 | ROCK DRILLING-EXPLOSING FOR GUY (เฉพาะค่าแรงงาน) |  | 9090010102 | แผนกแรงสูง 22 KV.
72 | POLE FOUNDATION, 8 M.- 9 M. | Set14201 |  | แผนกแรงสูง 22 KV.
73 | POLE FOUNDATION (CONCRETE), 12 M. | Set14211 |  | แผนกแรงสูง 22 KV.
74 | POLE FOUNDATION (CONCRETE), 14 M. | Set14212 |  | แผนกแรงสูง 22 KV.
75 | POLE FOUNDATION, 12 M. - 14 M. , 12.20 M. - 14.30 M. | Set14202 |  | แผนกแรงสูง 22 KV.
85 | CROSSARM WOOD, H.T. 2,500X100X100 MM. |  | 1000100002 | แผนกแรงสูง 22 KV.
86 | CROSSARM,PRESTRESSED CONCRETE, 100X100X1,500 MM. |  | 1000110000 | แผนกแรงสูง 22 KV.
87 | CROSSARM,PRESTRESSED CONCRETE,SPUN,H.T. 100X100X2,500 MM. |  | 1000110001 | แผนกแรงสูง 22 KV.
88 | CROSSARM,PRESTRESSED CONCRETE,SPUN(FOR DEAD-ENDING) 120X120X2,000 |  | 1000110003 | แผนกแรงสูง 22 KV.
89 | CROSSARM,PRESTRESSED CONCRETE,SPUN(FOR DEAD-ENDING) 120X120X2,50 |  | 1000110004 | แผนกแรงสูง 22 KV.
99 | X-ARM-C, DEAD END CONNECTION (SLK.SPN) | Set20112 |  | แผนกแรงสูง 22 KV.
100 | X-ARM-C, DEAD END CONNECTION I (14,16 M.) | Set25209 |  | แผนกแรงสูง 22 KV.
101 | X-ARM-C, DEAD END CONNECTION II (12,14,16 M.) | Set25210 |  | แผนกแรงสูง 22 KV.
102 | X-ARM-C, FOR CUT OUT ON BREAK LINE POLE | Set24002 |  | แผนกแรงสูง 22 KV.
103 | X-ARM-C, FOR ISO, SWITCH ON BREAK LINE POLE | Set24001 |  | แผนกแรงสูง 22 KV.
104 | X-ARM-C,BA (22.00 m pole) | Set21227 |  | แผนกแรงสูง 22 KV.
105 | X-ARM-C,SP (22.00 m pole) | Set21221 |  | แผนกแรงสูง 22 KV.
106 | X-ARM-C,DP (22.00 m pole) | Set21222 |  | แผนกแรงสูง 22 KV.
107 | X-ARM-C,DE (22.00 m pole) | Set21226 |  | แผนกแรงสูง 22 KV.
108 | X-ARM-C,DDE(22.00 m pole) | Set21223 |  | แผนกแรงสูง 22 KV.
109 | X-ARM-C, 1-P, 1ST-POLE LAT-SLK SPN. | Set20105 |  | แผนกแรงสูง 22 KV.
110 | X-ARM-C, 1-P, BA | Set20107 |  | แผนกแรงสูง 22 KV.
111 | X-ARM-C, 1-P, BA (SLK.SPN.) | Set20109 |  | แผนกแรงสูง 22 KV.
112 | X-ARM-C, 1-P, BA OVER STREET | Set20108 |  | แผนกแรงสูง 22 KV.
113 | X-ARM-C, 1-P, BA SLK SPN,PIN | Set20110 |  | แผนกแรงสูง 22 KV.
114 | X-ARM-C, 1-P, DDE | Set20103 |  | แผนกแรงสูง 22 KV.
115 | X-ARM-C, 1-P, DE | Set20106 |  | แผนกแรงสูง 22 KV.
116 | X-ARM-C, 1-P, DEAD END CONNECTION | Set20111 |  | แผนกแรงสูง 22 KV.
117 | X-ARM-C, 1-P, DP 5-30 * C | Set20102 |  | แผนกแรงสูง 22 KV.
118 | X-ARM-C, 1-P, FOR CUTOUT ON BREAK LINE | Set20104 |  | แผนกแรงสูง 22 KV.
119 | X-ARM-C, 1-P, SP 0-5 * C | Set20101 |  | แผนกแรงสูง 22 KV.
120 | X-ARM-C, 3-P, 1ST-POLE LAT-SLK SPN. | Set20205 |  | แผนกแรงสูง 22 KV.
121 | X-ARM-C, 3-P, 30-60 OVERHEAD GROUND WIRE (12 M.) | Set25203 |  | แผนกแรงสูง 22 KV.
122 | X-ARM-C, 3-P, 30-60 OVERHEAD GROUND WIRE (14 M.) | Set25204 |  | แผนกแรงสูง 22 KV.
123 | X-ARM-C, 3-P, BA | Set20207 |  | แผนกแรงสูง 22 KV.
124 | X-ARM-C, 3-P, BA (SLK. SPN.) | Set20209 |  | แผนกแรงสูง 22 KV.
125 | X-ARM-C, 3-P, BA FOR AERIAL CABLE 22 kV | Set20214 |  | แผนกแรงสูง 22 KV.
126 | X-ARM-C, 3-P, BA OVER STREET | Set20208 |  | แผนกแรงสูง 22 KV.
127 | X-ARM-C, 3-P, BA SLK SPN,PIN | Set20210 |  | แผนกแรงสูง 22 KV.
128 | X-ARM-C, 3-P, BREAK LINE | Set20204 |  | แผนกแรงสูง 22 KV.
129 | X-ARM-C, 3-P, DDE | Set20203 |  | แผนกแรงสูง 22 KV.
130 | X-ARM-C, 3-P, DDE OVERHEAD GROUND WIRE (12 M.) | Set25207 |  | แผนกแรงสูง 22 KV.
131 | X-ARM-C, 3-P, DDE OVERHEAD GROUND WIRE (14 M.) | Set25208 |  | แผนกแรงสูง 22 KV.
132 | X-ARM-C, 3-P, DE | Set20206 |  | แผนกแรงสูง 22 KV.
133 | X-ARM-C, 3-P, DE FOR AERIAL CABLE 22 kV | Set20213 |  | แผนกแรงสูง 22 KV.
134 | X-ARM-C, 3-P, DE OVERHEAD GROUND WIRE (12 M.) | Set25205 |  | แผนกแรงสูง 22 KV.
135 | X-ARM-C, 3-P, DE OVERHEAD GROUND WIRE (14 M.) | Set25206 |  | แผนกแรงสูง 22 KV.
136 | X-ARM-C, 3-P, DEAD END CONNECTION | Set20211 |  | แผนกแรงสูง 22 KV.
137 | X-ARM-C, 3-P, DEAD END CONNECTION (SLK.SPN.) | Set20212 |  | แผนกแรงสูง 22 KV.
138 | X-ARM-C, 3-P, DP 5-30 | Set20202 |  | แผนกแรงสูง 22 KV.
139 | X-ARM-C, 3-P, DP 5-30 OVERHEAD GROUND WIRE | Set25202 |  | แผนกแรงสูง 22 KV.
140 | X-ARM-C, 3-P, SP 0-5 | Set20201 |  | แผนกแรงสูง 22 KV.
141 | X-ARM-C, 3-P, SP 0-5 OVERHEAD GROUND WIRE | Set25201 |  | แผนกแรงสูง 22 KV.
142 | X-ARM-C, 2-CCT ,1ST-CCT, BA (14.30 m.) | Set21117 |  | แผนกแรงสูง 22 KV.
143 | X-ARM-C, 2-CCT ,1ST-CCT, DDE (14.30 m.) | Set21113 |  | แผนกแรงสูง 22 KV.
144 | X-ARM-C, 2-CCT ,1ST-CCT, DE (14.30 m.) | Set21116 |  | แผนกแรงสูง 22 KV.
145 | X-ARM-C, 2-CCT ,1ST-CCT, SP 0-5 (14.30 m.) | Set21111 |  | แผนกแรงสูง 22 KV.
146 | X-ARM-C, 2-CCT ,2ND-CCT, BA (14.30 m.) | Set21217 |  | แผนกแรงสูง 22 KV.
147 | X-ARM-C, 2-CCT ,2ND-CCT, DDE (14.30 m.) | Set21213 |  | แผนกแรงสูง 22 KV.
148 | X-ARM-C, 2-CCT ,2ND-CCT, DE (14.30 m.) | Set21216 |  | แผนกแรงสูง 22 KV.
149 | X-ARM-C, 2-CCT ,2ND-CCT, SP (14.30 m.) | Set21211 |  | แผนกแรงสูง 22 KV.
150 | X-ARM-C, 2-CCT, 2ND-CCT,1ST-POLE LAT-SLK SPN. | Set21205 |  | แผนกแรงสูง 22 KV.
151 | X-ARM-C, 2-CCT, 2ND-CCT,BA | Set21207 |  | แผนกแรงสูง 22 KV.
152 | X-ARM-C, 2-CCT, 2ND-CCT,BA SLK SPN,PIN | Set21210 |  | แผนกแรงสูง 22 KV.
153 | X-ARM-C, 2-CCT, 2ND-CCT,BREAK LINE | Set21204 |  | แผนกแรงสูง 22 KV.
154 | X-ARM-C, 2-CCT, 2ND-CCT,DDE | Set21203 |  | แผนกแรงสูง 22 KV.
155 | X-ARM-C, 2-CCT, 2ND-CCT,DE | Set21206 |  | แผนกแรงสูง 22 KV.
156 | X-ARM-C, 2-CCT, 2ND-CCT,DP 5-30 | Set21202 |  | แผนกแรงสูง 22 KV.
157 | X-ARM-C, 2-CCT, 2ND-CCT,SP 0-5 | Set21201 |  | แผนกแรงสูง 22 KV.
158 | X-ARM-C,3-CCT,3RD-CCT,SP(14.30 m) | Set22311 |  | แผนกแรงสูง 22 KV.
159 | X-ARM-C,3-CCT,3RD-CCT,DDE OF AERIAL ON 14.30 M | Set21313 |  | แผนกแรงสูง 22 KV.
160 | X-ARM-C,3-CCT,3RD-CCT,DE OF AERIAL ON 14.30 M | Set21316 |  | แผนกแรงสูง 22 KV.
161 | X-ARM-C,3-CCT,3RD-CCT,SP OF AERIAL ON 14.30 M | Set21311 |  | แผนกแรงสูง 22 KV.
171 | X-ARM-STEEL,SP | Set20221 |  | แผนกแรงสูง 22 KV.
172 | X-ARM-STEEL,BA | Set20227 |  | แผนกแรงสูง 22 KV.
173 | X-ARM-STEEL,DE | Set20226 |  | แผนกแรงสูง 22 KV.
174 | X-ARM-STEEL,DDE | Set20223 |  | แผนกแรงสูง 22 KV.
175 | X-ARM-STEEL, 1-P, BA | Set20127 |  | แผนกแรงสูง 22 KV.
176 | X-ARM-STEEL, 1-P, BA OVER STREET | Set20128 |  | แผนกแรงสูง 22 KV.
177 | X-ARM-STEEL, 1-P, DDE | Set20123 |  | แผนกแรงสูง 22 KV.
178 | X-ARM-STEEL, 1-P, DE | Set20126 |  | แผนกแรงสูง 22 KV.
179 | X-ARM-STEEL, 1-P, DP 5-30 * C | Set20122 |  | แผนกแรงสูง 22 KV.
180 | X-ARM-STEEL, 1-P, SP 0-5 * C | Set20121 |  | แผนกแรงสูง 22 KV.
181 | X-ARM-STEEL, 3-P, BA OVER STREET | Set20228 |  | แผนกแรงสูง 22 KV.
182 | X-ARM-STEEL, 3-P, DDE OVERHEAD GROUND WIRE (12 M.) | Set25227 |  | แผนกแรงสูง 22 KV.
184 | X-ARM-STEEL, 3-P, DEAD END CONNECTION | Set20411 |  | แผนกแรงสูง 22 KV.
185 | X-ARM-STEEL, 3-P, DP 5-30 | Set20222 |  | แผนกแรงสูง 22 KV.
186 | X-ARM-STEEL, 3-P, DP 5-30 OVERHEAD GROUND WIRE | Set25222 |  | แผนกแรงสูง 22 KV.
187 | X-ARM-STEEL, 3-P, SP 0-5 OVERHEAD GROUND WIRE | Set25221 |  | แผนกแรงสูง 22 KV.
188 | X-ARM-STEEL, 2-CCT, 2ND-CCT,BA | Set21257 |  | แผนกแรงสูง 22 KV.
189 | X-ARM-STEEL, 2-CCT, 2ND-CCT,DDE | Set21253 |  | แผนกแรงสูง 22 KV.
190 | X-ARM-STEEL, 2-CCT, 2ND-CCT,DE | Set21256 |  | แผนกแรงสูง 22 KV.
191 | X-ARM-STEEL, 2-CCT, 2ND-CCT,DP 5-30 | Set21252 |  | แผนกแรงสูง 22 KV.
192 | X-ARM-STEEL, 2-CCT, 2ND-CCT,SP 0-5 | Set21251 |  | แผนกแรงสูง 22 KV.
193 | X-ARM-Steel,BA (22.00 m pole) | Set21327 |  | แผนกแรงสูง 22 KV.
194 | X-ARM-Steel,DE Double cct (22.00 m pole) | Set21326 |  | แผนกแรงสูง 22 KV.
195 | X-ARM-Steel,DP (22.00 m pole) | Set21322 |  | แผนกแรงสูง 22 KV.
196 | X-ARM-Steel,SP (22.00 m pole) | Set21321 |  | แผนกแรงสูง 22 KV.
206 | X-ARM-W, 1-P, DE | Set20166 |  | แผนกแรงสูง 22 KV.
207 | X-ARM-W, 3-P, DE | Set20266 |  | แผนกแรงสูง 22 KV.
208 | X-ARM-W, 3-P, DDE | Set20263 |  | แผนกแรงสูง 22 KV.
217 | A-ARM-C, 1-P, DDE | Set20137 |  | แผนกแรงสูง 22 KV.
218 | A-ARM-C, 1-P, SP 0-5 * C | Set20131 |  | แผนกแรงสูง 22 KV.
219 | A-ARM-C, 1-P, DP 5-30 * C | Set20132 |  | แผนกแรงสูง 22 KV.
220 | A-ARM-C, 1-P, 1ST POLE LAT-SLK SPN. | Set20133 |  | แผนกแรงสูง 22 KV.
221 | A-ARM-C, 1-P, BA | Set20135 |  | แผนกแรงสูง 22 KV.
222 | A-ARM-C, 1-P, BA,PIN | Set20136 |  | แผนกแรงสูง 22 KV.
223 | A-ARM-C, 1-P, DE | Set20134 |  | แผนกแรงสูง 22 KV.
224 | A-ARM-C, 3-P, 1ST-POLE LAT-SLK SPN. | Set20233 |  | แผนกแรงสูง 22 KV.
225 | A-ARM-C, 3-P, BA | Set20235 |  | แผนกแรงสูง 22 KV.
226 | A-ARM-C, 3-P, BA,PIN | Set20236 |  | แผนกแรงสูง 22 KV.
227 | A-ARM-C, 3-P, DE | Set20234 |  | แผนกแรงสูง 22 KV.
228 | A-ARM-C, 3-P, DP 5-30 | Set20232 |  | แผนกแรงสูง 22 KV.
229 | A-ARM-C, 3-P, DP 5-30 OVERHEAD GROUND WIRE | Set25232 |  | แผนกแรงสูง 22 KV.
230 | A-ARM-C, 3-P, SP 0-5 | Set20231 |  | แผนกแรงสูง 22 KV.
231 | A-ARM-C, 3-P, SP 0-5 OVERHEAD GROUND WIRE | Set25231 |  | แผนกแรงสูง 22 KV.
232 | A-ARM-C, 3-P, DE FOR AERIAL CABLE 22 KV | Set20215 |  | แผนกแรงสูง 22 KV.
233 | A-ARM-C, 3-P, DDE | Set20237 |  | แผนกแรงสูง 22 KV.
243 | A-ARM-STEEL, 3-P, BA | Set20255 |  | แผนกแรงสูง 22 KV.
244 | A-ARM-STEEL, 3-P, DP 5-30 | Set20252 |  | แผนกแรงสูง 22 KV.
245 | A-ARM-STEEL, 3-P, DP 5-30 OVERHEAD GROUND WIRE | Set25242 |  | แผนกแรงสูง 22 KV.
246 | A-ARM-STEEL, 3-P, SP 0-5 | Set20251 |  | แผนกแรงสูง 22 KV.
247 | A-ARM-STEEL, 3-P, SP 0-5 OVERHEAD GROUND WIRE | Set25241 |  | แผนกแรงสูง 22 KV.
257 | A-ARM-C, 2-CCT, 2ND-CCT,1ST-POLE LAT-SLK SPN | Set21233 |  | แผนกแรงสูง 22 KV.
258 | A-ARM-C, 2-CCT, 2ND-CCT,BA,PIN | Set21236 |  | แผนกแรงสูง 22 KV.
259 | A-ARM-C, 2-CCT, 2ND-CCT,SP 0-5 | Set21231 |  | แผนกแรงสูง 22 KV.
260 | A-ARM-C,2-CCT,1ST-CCT,SP(14.30 m) | Set21141 |  | แผนกแรงสูง 22 KV.
261 | A-ARM-C,2-CCT,2ND-CCT,SP(14.30 m) | Set21241 |  | แผนกแรงสูง 22 KV.
271 | STEEL ANGLE,OVERHEAD GROUND WIRE BAYONET 65x65x6 MM. 2,250 MM. LONG |  | 1010010003 | แผนกแรงสูง 22 KV.
272 | STEEL ANGLE,OVERHEAD GROUND WIRE CORNER BAYONET 65X65X6 MM. 2,250 MM. AND 2,100 MM.LONG |  | 1010010002 | แผนกแรงสูง 22 KV.
273 | STEEL CHANNEL, 100x50x5 mm. 2,250 MM.LONG |  | 1010000100 | แผนกแรงสูง 22 KV.
274 | OVERHEAD GROUND WIRE SP. 0-5 | Set25251 |  | แผนกแรงสูง 22 KV.
275 | OVERHEAD GROUND WIRE DP. 5-30 | Set25252 |  | แผนกแรงสูง 22 KV.
276 | OVERHEAD GROUND WIRE 30-60 I (14,16 M.) | Set25253 |  | แผนกแรงสูง 22 KV.
277 | OVERHEAD GROUND WIRE 30-60 II (12,14,16 M.) | Set25254 |  | แผนกแรงสูง 22 KV.
278 | OVERHEAD GROUND WIRE BA. I (14,16 M.) | Set25259 |  | แผนกแรงสูง 22 KV.
279 | OVERHEAD GROUND WIRE BA. II (12 M.) | Set25260 |  | แผนกแรงสูง 22 KV.
280 | OVERHEAD GROUND WIRE BA. II (14,16 M.) | Set25261 |  | แผนกแรงสูง 22 KV.
281 | OVERHEAD GROUND WIRE DDE. I (14,16 M.) | Set25257 |  | แผนกแรงสูง 22 KV.
282 | OVERHEAD GROUND WIRE DDE. II (12,14,16 M.) | Set25258 |  | แผนกแรงสูง 22 KV.
283 | OVERHEAD GROUND WIRE DE. I (14,16 M.) | Set25255 |  | แผนกแรงสูง 22 KV.
284 | OVERHEAD GROUND WIRE DE. II (12,14,16 M.) | Set25256 |  | แผนกแรงสูง 22 KV.
294 | LIGHTNING ARRESTER 20-21 kV. 5 kA. |  | 1040000000 | แผนกแรงสูง 22 KV.
295 | IGHTING ARRESTER 24-26 KV.5 KA |  | 1040000002 | แผนกแรงสูง 22 KV.
296 | LIGHTING ARRESTER 24-26 KV.10 KA. |  | 1040000003 | แผนกแรงสูง 22 KV.
306 | CONDUCTOR,AL,BARE 35 sq.mm.TIS.85 |  | 1020010001 | แผนกแรงสูง 22 KV.
307 | CONDUCTOR,AL,BARE 50/7 sq.mm.TIS.85 |  | 1020010002 | แผนกแรงสูง 22 KV.
308 | CONDUCTOR,AL.BARE 70 SQ.MM.TIS.85 |  | 1020010003 | แผนกแรงสูง 22 KV.
309 | CONDUCTOR,AL,BARE 95 sq.mm.TIS.85 |  | 1020010004 | แผนกแรงสูง 22 KV.
310 | CONDUCTOR,AL,BARE 120 sq.mm.TIS.85 |  | 1020010005 | แผนกแรงสูง 22 KV.
311 | CONDUCTOR,AL,BARE 185 sq.mm.TIS.85 |  | 1020010007 | แผนกแรงสูง 22 KV.
312 | CONDUCTOR,ACSR 35/6 sq.mm.TIS.86 |  | 1020020001 | แผนกแรงสูง 22 KV.
313 | CONDUCTOR,ACSR 50/8 sq.mm.TIS.86 |  | 1020020002 | แผนกแรงสูง 22 KV.
314 | CONDUCTOR,ACSR 70/12 SQ.MM.TIS.85 |  | 1020020003 | แผนกแรงสูง 22 KV.
315 | CONDUCTOR,ACSR 95/15 sq.mm.TIS.86 |  | 1020020004 | แผนกแรงสูง 22 KV.
316 | CONDUCTOR,ACSR 120/20 sq.mm.TIS.86 |  | 1020020005 | แผนกแรงสูง 22 KV.
317 | CONDUCTOR,ACSR 185/30 sq.mm.TIS.86 |  | 1020020007 | แผนกแรงสูง 22 KV.
318 | CONDUCTOR,ACSR,PARTIALLY INSULATED,SINGLE-CORE,22 KV. 50/8 SQ.MM. |  | 1020060200 | แผนกแรงสูง 22 KV.
319 | CONDUCTOR,AL,PARTIALLY INSULATED,SINGLE-CORE,22 kV. 50 SQ.MM. |  | 1020060001 | แผนกแรงสูง 22 KV.
320 | CONDUCTOR,AL,PARTIALLY INSULATED,SINGLE-CORE,33 kV. 50 SQ.MM. |  | 1020060101 | แผนกแรงสูง 22 KV.
321 | CONDUCTOR,AL,PARTIALLY INSULATED,SINGLE-CORE,22 kV. 95 SQ.MM. |  | 1020060002 | แผนกแรงสูง 22 KV.
322 | CONDUCTOR,AL,PARTIALLY INSULATED,SINGLE-CORE,22 KV. 120 SQ.MM. |  | 1020060003 | แผนกแรงสูง 22 KV.
323 | CONDUCTOR,AL,PARTIALLY INSULATED,SINGLE-CORE,22 kV. SQ.MM.185 SQ.MM. |  | 1020060004 | แผนกแรงสูง 22 KV.
324 | CONDUCTOR,AL-ALLOY 35 sq.mm.TIS.725 |  | 1020030001 | แผนกแรงสูง 22 KV.
325 | CONDUCTOR,AL-ALLOY 50/7 sq.mm.TIS.725 |  | 1020030002 | แผนกแรงสูง 22 KV.
326 | CONDUCTOR,AL-ALLOY 95 sq.mm.TIS.725 |  | 1020030004 | แผนกแรงสูง 22 KV.
327 | CABLE, POWER, PVC-INSULATED & JACKETED,750 V. 1x120 sq.mm.TIS.11-2531 TABLE 6 (NYY) |  | 1020080012 | แผนกแรงสูง 22 KV.
328 | CABLE,UNDER GROUND,CU.22 KV. 1X50 SQ.MM. |  | 1020040001 | แผนกแรงสูง 22 KV.
329 | UNDERGROUND CABLE 1X70 SQ.MM 22 KV |  | 9010050001 | แผนกแรงสูง 22 KV.
330 | CABLE,UNDER GROUND,CU.22 KV. 1X240 SQ.MM. |  | 1020040007 | แผนกแรงสูง 22 KV.
331 | CABLE, UNDER GROUND, CU. 22 KV. 1X400 SQ.MM. |  | 1020040009 | แผนกแรงสูง 22 KV.
332 | CABLE,AERIAL,AL 22 kV. 1x50 sq.mm. |  | 1020050000 | แผนกแรงสูง 22 KV.
333 | CABLE,AERIAL,AL 22 kV. 1x95 sq.mm. |  | 1020050001 | แผนกแรงสูง 22 KV.
334 | CABLE,AERIAL,AL 22 kV. 1x120 sq.mm. |  | 1020050002 | แผนกแรงสูง 22 KV.
335 | CABLE,AERIAL,AL 22 KV. 1X150 SQ.MM. |  | 1020050003 | แผนกแรงสูง 22 KV.
336 | CABLE,AERIAL,AL 22 kV. 1x185 sq.mm. |  | 1020050004 | แผนกแรงสูง 22 KV.
337 | CABLE,AERIAL,AL 22 kV. 1x240 sq.mm. |  | 1020050005 | แผนกแรงสูง 22 KV.
357 | AERIAL CABLE ON X-ARM-C 0-5 | Set20504 |  | แผนกแรงสูง 22 KV.
358 | AERIAL CABLE ON STEEL BRACKET,TANGENT 0-5 12M. | Set20505 |  | แผนกแรงสูง 22 KV.
359 | AERIAL CABLE ON STEEL BRACKET,TANGENT 0-5 14M. | Set20506 |  | แผนกแรงสูง 22 KV.
360 | AERIAL CABLE ON STEEL BRACKET,CORNER 22 KV. 5-60 | Set20507 |  | แผนกแรงสูง 22 KV.
361 | AERIAL CABLE ON STEEL BRACKET,CORNER 22 KV. 60-90 | Set20508 |  | แผนกแรงสูง 22 KV.
362 | BRACKET,FOR AERIAL CABLE CORNER SUPPORT |  | 1020440104 | แผนกแรงสูง 22 KV.
363 | BRACKET,FOR AERIAL CABLE,TANGENT SUPPORT |  | 1020440105 | แผนกแรงสูง 22 KV.
364 | SET OF EQUIPMENT FOR CABLE SPACER INS. WITH X-ARM-C | Set20503 |  | แผนกแรงสูง 22 KV.
365 | SET OF EQUIPMENT FOR CABLE SPACER INS.WITH X-ARM-C,DDE | Set20513 |  | แผนกแรงสูง 22 KV.
366 | SET OF MESSENGER,DE CONNECTION | Set20502 |  | แผนกแรงสูง 22 KV.
367 | SET OF MESSENGER,DE OR BA | Set20501 |  | แผนกแรงสูง 22 KV.
378 | ARMOR ROD,PREFORMED,FOR AL OR AL-ALLOY CONDUCTOR 120 SQ.MM. |  | 1020220105 | แผนกแรงสูง 22 KV.
379 | ARMOR ROD,PREFORMED,FOR AL OR AL-ALLOY CONDUCTOR 185 SQ.MM. |  | 1020220107 | แผนกแรงสูง 22 KV.
380 | CABLE GRIP,1.5 INCH |  | 1020270006 | แผนกแรงสูง 22 KV.
381 | CABLE GRIP,FOR 3XCABLE 50 SQ.MM |  |  | แผนกแรงสูง 22 KV.
382 | CABLE GRIP 70 SQ.MM |  | 9010040011 | แผนกแรงสูง 22 KV.
383 | CABLE GRIP,FOR 3X120 SQ.MM.CABLE |  | 9010040009 | แผนกแรงสูง 22 KV.
384 | CABLE MARKER |  | 9010040006 | แผนกแรงสูง 22 KV.
385 | CABLE,TERMINATION KITS,FOR OUTDOOR 22 KV.1X50 SQ.MM. |  | 1020150001 | แผนกแรงสูง 22 KV.
386 | CABLE TERMINATION KITS,FOR OUTDOOR, 22 KV. 1X120 SQ.MM. |  | 1020150004 | แผนกแรงสูง 22 KV.
387 | CABLE,TERMINATION KITS,FOR OUTDOOR 22 KV.1X240 SQ.MM |  | 1020150007 | แผนกแรงสูง 22 KV.
388 | CLAMP,CABLE SUSPENSION |  | 1020440100 | แผนกแรงสูง 22 KV.
389 | CLAMP,HOT LINE,MAIN LINE,AL 25-50 SQ.MM.,TAP LINE,AL/CU. 25-50 SQ.MM. |  | 1020330100 | แผนกแรงสูง 22 KV.
390 | CLAMP,HOT LINE,MAIN LINE,AL 50-120 SQ.MM.,TAP LINE,AL/CU. 35-95 SQ.MM. |  | 1020330101 | แผนกแรงสูง 22 KV.
391 | CLAMP,STIRRUP OR BAIL,HOT LINE,MAIN LINE,AL.25-50,SQMM. STIRRUP OR BAIL AL-ALLOY/CU. DIA 6.5 MM. |  | 1020330000 | แผนกแรงสูง 22 KV.
392 | CLAMP,STIRRUP OR BAIL,HOT LINE,MAIN LINE,AL 70-185 SQ.MM. STIRRUP OR BAIL AL-ALLOY/CU. DIA 9.25 MM. |  | 1020330001 | แผนกแรงสูง 22 KV.
393 | HOTLINE CLAMP,PIERCING TYPE FOR MAIN LINE PIC.22-33 KV. 50-185 SQ.MM. TAP LINE AL-CONDUCTOR 25-50 SQ.MM. |  | 1020330102 | แผนกแรงสูง 22 KV.
394 | CONDUIT CLIPS,FOR C-CHANNEL, DIA 110 MM |  | 9090020009 | แผนกแรงสูง 22 KV.
395 | CONNECTOR,COMPRESSION,H-TYPE,MAIN AL 25-50 SQ.MM.,TAP AL. OR CU. 16-35 SQ.MM. |  | 1020320002 | แผนกแรงสูง 22 KV.
396 | CONNECTOR,COMPRESSION,H-TYPE,MAIN AL 50-95 SQ.MM.,TAP AL. OR CU. 50-95 SQ.MM. |  | 1020320003 | แผนกแรงสูง 22 KV.
397 | CONNECTOR,COMPRESSION,H-TYPE,MAIN AL 70-95 SQ.MM.,TAP AL. OR CU. 16-35 SQ.MM. |  | 1020320004 | แผนกแรงสูง 22 KV.
398 | CONNECTOR,DEAD END,AL 50-70 sq.mm. |  | 1020310001 | แผนกแรงสูง 22 KV.
399 | CONNECTOR,PARALLEL GROOVE,DOUBLE BOLT,AL,AL-ALLOY AND ACSR 16-70 SQ.MM. |  | 1020300101 | แผนกแรงสูง 22 KV.
400 | CONNECTOR,PARALLEL GROOVE,DOUBLE BOLT,AL,AL-ALLOY AND ACSR 25-95 SQ.MM. |  | 1020300102 | แผนกแรงสูง 22 KV.
401 | CONNECTOR,PARALLEL GROOVE,TRIPLE BOLT,AL,AL-ALLOY AND ACSR 70-185 SQ.MM. |  | 1020300103 | แผนกแรงสูง 22 KV.
402 | CONNECTOR,SPLICE,COMPRESSION TYPE,TENSIONLESS AL.400 SQ.MM. |  | 1020410009 | แผนกแรงสูง 22 KV.
403 | CONNECTOR,SPLICE COMPRESSION TYPE,TENSIONLESS ACSR 70/12 SQ.MM. |  | 1020410103 | แผนกแรงสูง 22 KV.
404 | CONNECTOR,SPLICE COMPRESSION TYPE,TENSIONLESS ACSR 95/15 SQ.MM. |  | 1020410104 | แผนกแรงสูง 22 KV.
405 | CONNECTOR,SPLICE COMPRESSION TYPE,TENSIONLESS ACSR 35/6 SQ.MM. |  | 1020410101 | แผนกแรงสูง 22 KV.
406 | CONNECTOR,SPLICE COMPRESSION TYPE,TENSIONLESS ACSR 50/8 SQ.MM. |  | 1020410102 | แผนกแรงสูง 22 KV.
407 | CONNECTOR,SPLICE,COMPRESSION TYPE,TENSION LOADED ACSR 35/6 SQ.MM. |  | 1020400101 | แผนกแรงสูง 22 KV.
408 | CONNECTOR,SPLICE,COMPRESSION TYPE,TENSION LOADED ACSR 50/8 SQ.MM. |  | 1020400102 | แผนกแรงสูง 22 KV.
409 | CONNECTOR,SPLICE,COMPRESSION TYPE,TENSION LOADED ACSR 95/15 SQ.MM. |  | 1020400104 | แผนกแรงสูง 22 KV.
410 | CONNECTOR,SPLICE,COMPRESSION TYPE,TENSION LOADED AL 35 SQ.MM. |  | 1020400001 | แผนกแรงสูง 22 KV.
411 | CONNECTOR,SPLICE,COMPRESSION TYPE,TENSION LOADED AL 50 SQ.MM. |  | 1020400002 | แผนกแรงสูง 22 KV.
412 | CONNECTOR,SPLICE,COMPRESSION TYPE,TENSION LOADED AL 95 SQ.MM. |  | 1020400004 | แผนกแรงสูง 22 KV.
413 | CONNECTOR,SPLICE,COMPRESSION TYPE,TENSION LOADED AL 120 SQ.MM. |  | 1020400005 | แผนกแรงสูง 22 KV.
414 | CONNECTOR,SPLICE,COMPRESSION TYPE,TENSION LOADED AL 185 SQ.MM. |  | 1020400007 | แผนกแรงสูง 22 KV.
415 | CONNECTOR,SPLICE,COMPRESSION TYPE,TENSIONLESS AL 35 SQ.MM. |  | 1020410001 | แผนกแรงสูง 22 KV.
416 | CONNECTOR,SPLICE,COMPRESSION TYPE,TENSIONLESS AL 50 SQ.MM. |  | 1020410002 | แผนกแรงสูง 22 KV.
417 | CONNECTOR,SPLICE,COMPRESSION TYPE,TENSIONLESS AL 70 SQ.MM. |  | 1020410003 | แผนกแรงสูง 22 KV.
418 | CONNECTOR,SPLICE,COMPRESSI0N TYPE,TENSI0NLESS AL.95 SQ.MM. |  | 1020410004 | แผนกแรงสูง 22 KV.
419 | CONNECTOR,SPLICE,COMPRESSION TYPE,TENSIONLESS AL 120 SQ.MM. |  | 1020410005 | แผนกแรงสูง 22 KV.
420 | CONNECTOR,SPLICE COMPRESSION TYPE,TENSIONLESS AL 185 SQ.MM. |  | 1020410007 | แผนกแรงสูง 22 KV.
421 | CONNECTOR,SPLICE,COMPRESSION TYPE,TENSION LOADED ACSR 70 SQ.MM. |  | 1020400103 | แผนกแรงสูง 22 KV.
422 | CONNECTOR,SPLICE,COMPRESSION TYPE,TENSION LOADED AL 70 SQ.MM. |  | 1020400003 | แผนกแรงสูง 22 KV.
423 | CONNECTOR WEDGE TYPE FOR CONDUCTOR MAIN 185 SQ.MM. TO CONDUCTOR TAP 50 SQ.MM. |  | 1020340002 | แผนกแรงสูง 22 KV.
424 | CONNECTOR WEDGE TYPE FOR CONDUCTOR MAIN 185 SQ.MM.TO CONDUCTOR TAP 95 SQ.MM. |  | 1020340000 | แผนกแรงสูง 22 KV.
425 | CONNECTOR WEDGE TYPE FOR CONDUCTOR MAIN 185 SQ.MM. TO CONDUCTOR TAP 120 SQ.MM. |  | 1020340001 | แผนกแรงสูง 22 KV.
426 | LINE GUARD,PREFORMED,AL 120 sq.mm. |  | 1020210105 | แผนกแรงสูง 22 KV.
427 | LINE GUARD,PREFORMED,AL 185 sq.mm. |  | 1020210107 | แผนกแรงสูง 22 KV.
428 | PIN TERMINAL,FOR AL 50 SQ.MM. |  | 1020420400 | แผนกแรงสูง 22 KV.
434 | PREFORMED DEAD END,FOR AERIAL CABLE 33 KV.,AL 50 SQ.MM. |  | 1020260100 | แผนกแรงสูง 22 KV.
436 | PREFORMED DEAD END,FOR AERIAL CABLE 22 KV.120 SQ.MM. & 33 KV. 95 SQ.MM. |  | 1020260200 | แผนกแรงสูง 22 KV.
437 | PREFORMED DEAD END,FOR AERIAL CABLE 22 KV.,AL 150 SQ.MM. |  | 1020260003 | แผนกแรงสูง 22 KV.
438 | PREFORMED DEAD END,FOR AERIAL CABLE 22 KV.185 SQ.MM. & 33 KV.120 SQ.MM. |  | 1020260201 | แผนกแรงสูง 22 KV.
439 | PREFORMED DEAD END,FOR AERIAL CABLE 22 KV.AL 240 SQ.MM. |  | 1020260005 | แผนกแรงสูง 22 KV.
440 | PREFORMED DEAD END,FOR AL PARTIALLY INSULATED CONDUCTOR 22 KV. 50 SQ.MM. |  | 1020250001 | แผนกแรงสูง 22 KV.
441 | PREFORMED DEAD END,FOR AL PARTIALLY INSULATED CONDUCTOR 22 KV. 95 SQ.MM. |  | 1020250002 | แผนกแรงสูง 22 KV.
442 | PREFORMED DEAD END,FOR AL PARTIALLY INSULATED CONDUCTOR 22 KV. 185 SQ.MM. |  | 1020250004 | แผนกแรงสูง 22 KV.
443 | PREFORMED DEAD END,FOR AL.PARTIALLY.INSULATED CONDUCTOR 22 KV. 120 SQ.MM.& 33 KV. 95 SQ.MM. |  | 1020250200 | แผนกแรงสูง 22 KV.
444 | PREFORMED DEADEND,FOR AL PARTIALLY INSULATED CONDUCTOR 33 KV.120 SQ.MM. & AERIAL CABLE 22 KV.50 SQ.MM. |  | 1020250220 | แผนกแรงสูง 22 KV.
445 | PREFORMED DEAD END,FOR AL PARTIALLY INSULATED CONDUCTOR 33 KV.185 SQ.MM.& AERIAL CABLE 22 KV.95 SQ.MM.33 KV. |  | 1020250221 | แผนกแรงสูง 22 KV.
451 | RACK 2 INST. UNDER HT. (12 M.), 0-5 DEGREE | Set10121 |  | แผนกแรงสูง 22 KV.
452 | RACK 3 INST. UNDER HT. (12 M.), O-5 DEGREE | Set10111 |  | แผนกแรงสูง 22 KV.
453 | RACK 4 INST. UNDER HT. (12 M.), 0-5 DEGREE | Set10101 |  | แผนกแรงสูง 22 KV.
458 | CABLE SPACER,PORCELAIN,TYPE 1,POLLUTED |  | 1020440004 | แผนกแรงสูง 22 KV.
459 | PORCELAIN CABLE SPACER FOR AERIAL CABLE 22 KV. 50-240 SQ.MM. 33 KV. 50-185 SQ.MM. |  | 1020440001 | แผนกแรงสูง 22 KV.
460 | SPACER,CABLE,ALUMINA CERAMIC,FOR AERIAL CABLE 22 KV.120-185 SQ.MM. 33 KV.95-120 SQ.MM. |  | 1020440002 | แผนกแรงสูง 22 KV.
461 | SPACER,CABLE,ALUMINA CERAMIC FOR AERIAL CABLE 22 KV.240 SQ.MM. 33 KV. 15-185 SQ.MM. |  | 1020440003 | แผนกแรงสูง 22 KV.
462 | SPACER,CABLE,POLYETELENE,FOR AERIAL CABLE 22-33 KV. 50-185 SQ.MM. |  | 1020440000 | แผนกแรงสูง 22 KV.
463 | CLAMP,GUY,TRIPLE BOLT |  | 1020440102 | แผนกแรงสูง 22 KV.
464 | LINK,CABLE SPACER |  | 1020440103 | แผนกแรงสูง 22 KV.
465 | SNAP TIE,FOR ATTACHMENT CABLE ON POLYETHYENE CABLE SPACER,MAT.NO.02440000 |  | 1020440106 | แผนกแรงสูง 22 KV.
466 | SNAP TIES,FOR ATTACHMENT AERIAL CABLE22KV.50-95 SQ.MM. 33 KV. 50 SQ.MM. FOR PORCELAIN CABLE SPACER |  | 1020440107 | แผนกแรงสูง 22 KV.
467 | SNAP TIE,FOR ATTACHMENT AERIAL CABLE22KV.120-185 SQ.MM.33 KV.95-120 SQ.MM.PORCELAIN CABLE SPACER |  | 1020440108 | แผนกแรงสูง 22 KV.
468 | SNAP TIE FOR ATTACHMENT AERIAL CABL22KV.240 SQ.MM.33 KV. 150-185 SQ.MM. FOR PORCELAIN CABLE SPACER |  | 1020440109 | แผนกแรงสูง 22 KV.
469 | SNAP TIE,FOR ATTACHMENT MESSENGER ON PORCELAIN CABLE SPACER |  | 1020440111 | แผนกแรงสูง 22 KV.
470 | BLACKET, FOR AERIAL CABLE CORNER SUPPORT, 22 KV. AND 33 KV. DWG.NO.SA4-015/44007 |  | 1020440112 | แผนกแรงสูง 22 KV.
471 | TAPE,ELECTRICAL,PVC.PLASTIC,OUTDOOR TYPE,ROLL SIZE 0.18X19X10,000 MM. TIS.386 |  | 1020180001 | แผนกแรงสูง 22 KV.
472 | TAPE,ELECTRICAL,SILICONE RUBBER,SELF-FUSING,ROLL SIZE 25.4 MMX9 M. |  | 1020180004 | แผนกแรงสูง 22 KV.
473 | ELECTRICAL SPLICING TAPE,FOR H.T.AERIAL CABLE,SIZE 3/4"X30' |  | 1020180003 | แผนกแรงสูง 22 KV.
474 | SPLICING KIT,FOR UNDERGROUND CABLE,22 KV.1X50 SQ.MM. |  | 1020170001 | แผนกแรงสูง 22 KV.
475 | SPLICING KIT FOR UNDERGROUND CABLE 1X70 SQ.MM 22 KV |  | 9090010072 | แผนกแรงสูง 22 KV.
476 | SPLICING KIT,FOR UNDERGROUND CABLE,22 KV.1X240 SQ.MM |  | 1020170007 | แผนกแรงสูง 22 KV.
477 | SPLICING KIT, FOR UNDERGROUND 22 KV. 1X400 SQ.MM. |  | 1020170009 | แผนกแรงสูง 22 KV.
478 | TERMINATION KIT 70 SQ.MM(ABB-RGCF) |  | 9090010066 | แผนกแรงสูง 22 KV.
479 | TERMINATION KIT 70 SQ.MM(ABB-RGCV) |  | 9090010065 | แผนกแรงสูง 22 KV.
480 | TERMINATION KIT O/D FOR 70 SQ.MM 22 KV |  | 9090010062 | แผนกแรงสูง 22 KV.
481 | TERMINATION KIT 240 SQ.MM(ABB-RGCC) |  | 9090010064 | แผนกแรงสูง 22 KV.
492 | INSULATOR,LINE-POST TYPE,22 KV.CLASS 57-2L TIS.1077 |  | 1030010001 | แผนกแรงสูง 22 KV.
493 | INSULATOR,PIN TYPE,TYPE B (CLASS 56-2) TIS.279 |  | 1030000001 | แผนกแรงสูง 22 KV.
494 | INSULATOR,PIN POST TYPE 22 KV. POWER ARC TEST |  | 1030010101 | แผนกแรงสูง 22 KV.
495 | INSULATOR,SUSPENSION,TYPE C (CLASS 52-3) TIS.354 |  | 1030020001 | แผนกแรงสูง 22 KV.
496 | INSULATOR,LINE-POST TYPE, 22 kV.CLASS 57-2L POWER ARC TEST |  | 1030010002 | แผนกแรงสูง 22 KV.
498 | INSULATOR,STRAIN,TYPE D (CLASS 54-4)TIS.280 |  | 1030030103 | แผนกแรงสูง 22 KV.
499 | INSULATOR,SUSPENSION TYPE A (CLASS 52-1)TIS.354 |  | 1030020000 | แผนกแรงสูง 22 KV.
500 | INSULATOR,SUSPENSION TYPE D (CLASS 52-4)TIS.354 |  | 1030020002 | แผนกแรงสูง 22 KV.
501 | PIN,INSULATOR,22 KV.SHANK 140 MM.,LEAD HEAD 35 MM.(1 3/8") |  | 1030100000 | แผนกแรงสูง 22 KV.
502 | PIN,INSULATOR,33 KV.SHANK 165 MM.LEAD HEAD 35 MM.(1 3/8") |  | 1030100001 | แผนกแรงสูง 22 KV.
503 | SET OF INSULATOR PIN TYPE 22 KV. | Set24004 |  | แผนกแรงสูง 22 KV.
510 | CUT-OUT,FUSE,OPEN TYPE,SINGLE INSULATOR,DROPOUT 22 KV. 100 A. 12 kA. ASYM |  | 1040010002 | แผนกแรงสูง 22 KV.
511 | CUTOUT,FUSE,LOAD-BREAK,22 KV.100 A.12 KA.ASYM. |  | 1040010011 | แผนกแรงสูง 22 KV.
512 | CUT-OUT,FUSE,OPEN TYPE,SINGLE ISULATOR,DROPOUT 33 KV. 100 A. |  | 1040010100 | แผนกแรงสูง 22 KV.
513 | FUSE HOLDER,FOR LOAD-BREAK,FUSE CUTOUT,22 KV.100 A.12 KA. ASYM |  | 1040010012 | แผนกแรงสูง 22 KV.
514 | FUSE LINK 22 kV. 1 A.EEI-NEMA TYPE K OR HIGH SURGE TYPE |  | 1040030000 | แผนกแรงสูง 22 KV.
515 | FUSE LINK 22 kV. 2 A.EEI-NEMA TYPE K OR HIGH SURGE TYPE |  | 1040030001 | แผนกแรงสูง 22 KV.
516 | FUSE LINK 22 kV. 3 A.EEI-NEMA TYPE K OR HIGH SURGE TYPE |  | 1040030002 | แผนกแรงสูง 22 KV.
517 | FUSE LINK 22 kV. 5-6 A.EEI-NEMA TYPE K OR HIGH SURGE TYPE FOR 5 A. |  | 1040030003 | แผนกแรงสูง 22 KV.
518 | FUSE LINK 22 kV. 8 A.EEI-NEMA TYPE K |  | 1040030004 | แผนกแรงสูง 22 KV.
519 | FUSE LINK 22 kV. 10 A.EEI-NEMA TYPE K |  | 1040030005 | แผนกแรงสูง 22 KV.
520 | FUSE LINK 22 kV. 15 A.EEI-NEMA TYPE K |  | 1040030006 | แผนกแรงสูง 22 KV.
521 | FUSE LINK 22 kV. 20 A.EEI-NEMA TYPE K |  | 1040030007 | แผนกแรงสูง 22 KV.
522 | FUSE LINK 22 kV. 25 A.EEI-NEMA TYPE K |  | 1040030008 | แผนกแรงสูง 22 KV.
523 | FUSE LINK 22 kV. 30 A.EEI-NEMA TYPE K |  | 1040030009 | แผนกแรงสูง 22 KV.
524 | FUSE LINK 22 kV. 40 A.EEI-NEMA TYPE K |  | 1040030010 | แผนกแรงสูง 22 KV.
525 | FUSE LINK 22 kV. 50 A.EEI-NEMA TYPE K |  | 1040030011 | แผนกแรงสูง 22 KV.
526 | FUSE LINK 22 kV. 65 A.EEI-NEMA TYPE K |  | 1040030012 | แผนกแรงสูง 22 KV.
527 | FUSE LINK 22 kV. 100 A.EEI-NEMA TYPE K |  | 1040030013 | แผนกแรงสูง 22 KV.
528 | FUSE LINK 22 kV. 140 A.EEI-NEMA TYPE K |  | 1040030014 | แผนกแรงสูง 22 KV.
529 | FUSE LINK 22 kV. 200 A.EEI-NEMA TYPE K |  | 1040030015 | แผนกแรงสูง 22 KV.
530 | FUSE LINK 33 kV. 15 A.EEI-NEMA TYPE K |  | 1040030106 | แผนกแรงสูง 22 KV.
541 | INTERLOCKING ATS,22 KV (เฉพาะค่าแรงงาน) |  | 9090010080 | แผนกแรงสูง 22 KV.
542 | INTERLOCKING RMU,22 KV (เฉพาะค่าแรงงาน) |  | 9090010079 | แผนกแรงสูง 22 KV.
543 | AIR LOAD BREAK SWITCH INSTC. | Set24003 |  | แผนกแรงสูง 22 KV.
544 | SF LODE BREAK SWITCH INSTC. IN DISTRIBUTION LINE | Set24005 |  | แผนกแรงสูง 22 KV.
545 | SWITCH SF6, LOAD BREAK, 22 kV 600 A (JIN KWANG) | Set24006 |  | แผนกแรงสูง 22 KV.
546 | SWITCH SF6, LOAD BREAK, 22 kV 600 A (SHIN-A) | Set24008 |  | แผนกแรงสูง 22 KV.
547 | SWITCH,AIR BREAK,TRIPLE POLE 22 kV. 600 A.DISTRIBUTION CLASS |  | 1040060002 | แผนกแรงสูง 22 KV.
548 | SWITCH,AIR BREAK,TRIPLE POLE 22 KV. 400 A.DISTRIBUTION CLASS |  | 1040060001 | แผนกแรงสูง 22 KV.
549 | SWITCH,DISCONNECTING,SINGLE POLE 22 KV. 600 A.DISTRIBUTION CLASS |  | 1040050000 | แผนกแรงสูง 22 KV.
550 | SWITCH,DISCONNECTING,SINGLE POLE,22 KV.600 A.40 KA.STATION CLASS |  | 1040050001 | แผนกแรงสูง 22 KV.
551 | SWITCH,LOAD INTERRUPTER,TRIPLE POLE 22 KV.600 A. 40 KV. |  | 1040070001 | แผนกแรงสูง 22 KV.
552 | SWITCH,SF6,LOAD BREAK,3 PHASE 22 kV., 400 A. |  | 1040070005 | แผนกแรงสูง 22 KV.
562 | ROD,GROUND,60x60x5 mm. 2 m.LONG |  | 1010220002 | แผนกแรงสูง 22 KV.
563 | GROUND WIRE CLAMP,J.1152 |  | 1010230205 | แผนกแรงสูง 22 KV.
564 | GROUND WIRE SUPPORT AND CLAMP,FOR CONCRETE POLE |  | 1010230201 | แผนกแรงสูง 22 KV.
565 | HT. GROUNDING CONNECTION | Set20509 |  | แผนกแรงสูง 22 KV.
575 | ANCHOR GUY, GY-01, 50 SQ.MM. INSTALL WITH RACK | Set13001 |  | แผนกแรงสูง 22 KV.
576 | ANCHOR GUY, GY-01, 95 SQ.MM. INSTALL WITH RACK | Set13002 |  | แผนกแรงสูง 22 KV.
577 | ANCHOR GUY, GY-02, 50 SQ.MM. INSTALL WITH RACK | Set13003 |  | แผนกแรงสูง 22 KV.
578 | ANCHOR GUY, GY-02, 95 SQ.MM. INSTALL WITH RACK | Set13004 |  | แผนกแรงสูง 22 KV.
579 | GY-21,DE SIZE 50 SQ.MM. | Set23001 |  | แผนกแรงสูง 22 KV.
580 | GY-21,DE SIZE 95 SQ.MM. | Set23002 |  | แผนกแรงสูง 22 KV.
581 | GY-22,DE SIZE 50 SQ.MM. | Set23003 |  | แผนกแรงสูง 22 KV.
582 | GY-22,DE SIZE 95 SQ.MM. | Set23004 |  | แผนกแรงสูง 22 KV.
583 | GY-23 SIZE 50 SQ.MM. | Set23045 |  | แผนกแรงสูง 22 KV.
584 | GY-23 SIZE 95 SQ.MM. | Set23065 |  | แผนกแรงสูง 22 KV.
585 | GY-24,DE SIZE 50 SQ.MM. | Set23019 |  | แผนกแรงสูง 22 KV.
586 | GY-24,DE SIZE 95 SQ.MM. | Set23020 |  | แผนกแรงสูง 22 KV.
587 | GY-25,DE SIZE 50 SQ.MM. | Set23021 |  | แผนกแรงสูง 22 KV.
588 | GY-25,DE SIZE 95 SQ.MM. | Set23022 |  | แผนกแรงสูง 22 KV.
589 | GY-27,DE SIZE 50 SQ.MM. | Set23070 |  | แผนกแรงสูง 22 KV.
590 | GY-27A,DE SIZE 50 SQ.MM. | Set23071 |  | แผนกแรงสูง 22 KV.
591 | GY-27B,DE SIZE 50 SQ.MM. | Set23072 |  | แผนกแรงสูง 22 KV.
592 | GY-28,DE SIZE 50 SQ.MM. | Set23073 |  | แผนกแรงสูง 22 KV.
593 | GY-28,DE SIZE 95 SQ.MM. | Set23074 |  | แผนกแรงสูง 22 KV.
594 | GY-28A,DE SIZE 50 SQ.MM. | Set23075 |  | แผนกแรงสูง 22 KV.
595 | GY-28A,DE SIZE 95 SQ.MM. | Set23076 |  | แผนกแรงสูง 22 KV.
596 | GY-28B,DE SIZE 50 SQ.MM. | Set23077 |  | แผนกแรงสูง 22 KV.
597 | GY-28B,DE SIZE 95 SQ.MM. | Set23078 |  | แผนกแรงสูง 22 KV.
598 | GUY, GY-32, (DE), 95 SQ.MM. | Set33001 |  | แผนกแรงสูง 22 KV.
599 | GUY, GY-33, 50 SQ.MM. | Set33007 |  | แผนกแรงสูง 22 KV.
600 | GUY, GY-33, 95 SQ.MM. | Set33008 |  | แผนกแรงสูง 22 KV.
601 | GUY, GY-39, DE-AL, 50 SQ.MM. | Set33009 |  | แผนกแรงสูง 22 KV.
602 | GUY, GY-39, DE-AL, 95 SQ.MM. | Set33010 |  | แผนกแรงสูง 22 KV.
603 | LINE GUY, GY-35, 95 SQ.MM. | Set33012 |  | แผนกแรงสูง 22 KV.
604 | GUY OVER STREET, GY-32, (DE), 95 SQ.MM. | Set33004 |  | แผนกแรงสูง 22 KV.
605 | GUY OVER STREET, SIDE GUY, GY-38, POLE 12 M. 50 SQ.MM. | Set33045 |  | แผนกแรงสูง 22 KV.
606 | GUY OVER STREET, SIDE GUY, GY-38, POLE 12 M. 95 SQ.MM. | Set33046 |  | แผนกแรงสูง 22 KV.
607 | GUY OVER STREET, SIDE GUY, GY-38, POLE 14 M. 50 SQ.MM. | Set33065 |  | แผนกแรงสูง 22 KV.
608 | GUY OVER STREET, SIDE GUY, GY-38, POLE 14 M. 95 SQ.MM. | Set33066 |  | แผนกแรงสูง 22 KV.
609 | SIDE GUY, GY-31, POLE 12 M. 95 SQ.MM. | Set33042 |  | แผนกแรงสูง 22 KV.
610 | SIDE GUY, GY-31, POLE 14 M. 50 SQ.MM. | Set33061 |  | แผนกแรงสูง 22 KV.
611 | SIDE GUY, GY-31, POLE 14 M. 95 SQ.MM. | Set33062 |  | แผนกแรงสูง 22 KV.
612 | SIDE GUY, GY-31, POLE 12 M. 50 SQ.MM. | Set33041 |  | แผนกแรงสูง 22 KV.
613 | SIDEWALK GUY SIZE 50 SQ.MM. | Set23031 |  | แผนกแรงสูง 22 KV.
614 | SIDEWALK GUY SIZE 95 SQ.MM. | Set23032 |  | แผนกแรงสูง 22 KV.
615 | STORM GUY, GY-34, POLE 12 M. | Set33043 |  | แผนกแรงสูง 22 KV.
616 | STORM GUY, GY-35, POLE 14 M. | Set33063 |  | แผนกแรงสูง 22 KV.
617 | FIXED POINT GUY, GY-36, POLE 14 M. | Set33044 |  | แผนกแรงสูง 22 KV.
618 | FIXED POINT GUY, GY-37, POLE 16 M. | Set33064 |  | แผนกแรงสูง 22 KV.
628 | ANGLE GUY ATTACHMENT 30 DEGREE. |  | 1010210300 | แผนกแรงสูง 22 KV.
629 | GUY GUARD, 2,000 mm.LONG |  | 1010210102 | แผนกแรงสูง 22 KV.
630 | ROD,ANCHOR,ROUND EYE M.16, 2,000 mm.LONG |  | 1010210000 | แผนกแรงสูง 22 KV.
631 | THIMBLE,GUY,FOR STEEL WIRE 50-95 sq.mm. |  | 1010210304 | แผนกแรงสูง 22 KV.
641 | ACCESSORIES |  | 9090010082 | แผนกแรงสูง 22 KV.
642 | TAPE,ARMOR,AL 1x10 mm. |  | 1020200000 | แผนกแรงสูง 22 KV.
643 | TIE WIRE,AL 4 mm. |  | 1020200002 | แผนกแรงสูง 22 KV.
644 | WASHER,PLAIN,SQUARE,LARGE 52x52x4.5 mm.HOLE DIA. 18 MM. TIS.258 |  | 1010180100 | แผนกแรงสูง 22 KV.
645 | NUT,EYE M.16 DIN 582 |  | 1010180001 | แผนกแรงสูง 22 KV.
655 | BOLT,OVAL M.20X450 MM. |  | 1010150101 | แผนกแรงสูง 22 KV.
656 | BOLT, ROUNG EYE M 16X200 MM. |  | 1010140001 | แผนกแรงสูง 22 KV.
657 | BOLT,ROUND EYE M.16x250 mm. |  | 1010140002 | แผนกแรงสูง 22 KV.
658 | BOLT,ROUND EYE M.16x300 mm. |  | 1010140003 | แผนกแรงสูง 22 KV.
659 | BOLT,DOUBLE ARMING,M.16x400 mm. |  | 1010120000 | แผนกแรงสูง 22 KV.
660 | BOLT,DOUBLE ARMING,M.16x450 mm. |  | 1010120001 | แผนกแรงสูง 22 KV.
661 | BOLT,DOUBLE ARMING,M.16x500 mm. |  | 1010120002 | แผนกแรงสูง 22 KV.
662 | BOLT,DOUBLE ARMING,M.16x600 mm. |  | 1010120004 | แผนกแรงสูง 22 KV.
663 | BOLT,DOUBLE ARMING,ROUND EYE M.16x400 mm. |  | 1010130000 | แผนกแรงสูง 22 KV.
664 | BOLT,DOUBLE ARMING,ROUND EYE M.16x450 mm. |  | 1010130001 | แผนกแรงสูง 22 KV.
665 | BOLT,DOUBLE ARMING,ROUND EYE M.16x500 mm. |  | 1010130002 | แผนกแรงสูง 22 KV.
666 | BOLT,DOUBLE ARMING,ROUND EYE M.16x600 mm. |  | 1010130003 | แผนกแรงสูง 22 KV.
667 | BOLT,MACHINE M.16x130 mm. |  | 1010110200 | แผนกแรงสูง 22 KV.
668 | BOLT,MACHINE M.16x170 mm. |  | 1010110201 | แผนกแรงสูง 22 KV.
669 | BOLT,MACHINE M.16x200 mm. |  | 1010110202 | แผนกแรงสูง 22 KV.
670 | BOLT,MACHINE M.16x250 mm. |  | 1010110203 | แผนกแรงสูง 22 KV.
671 | BOLT,MACHINE M.16x300 mm. |  | 1010110204 | แผนกแรงสูง 22 KV.
672 | BOLT,MACHINE M.16x350 mm. |  | 1010110205 | แผนกแรงสูง 22 KV.
673 | BOLT,MACHINE M.16x400 mm. |  | 1010110206 | แผนกแรงสูง 22 KV.
674 | BOLT,MACHINE M.16x450 mm. |  | 1010110207 | แผนกแรงสูง 22 KV.
675 | BOLT,MACHINE M.16x500 mm. |  | 1010110208 | แผนกแรงสูง 22 KV.
676 | BOLT,MACHINE M.20X350 MM. |  | 1010110300 | แผนกแรงสูง 22 KV.
677 | BOLT,MACHINE M.20x400 mm. |  | 1010110301 | แผนกแรงสูง 22 KV.
678 | BOLT,MACHINE, HEXAGON, M.16X75 MM. |  | 1010110400 | แผนกแรงสูง 22 KV.
679 | BOLT,MACHINE,HEXAGON,M.16x550 mm. |  | 1010110401 | แผนกแรงสูง 22 KV.
680 | BOLT,MACHINE,HEXAGON, M.16X50 MM. |  | 1010110404 | แผนกแรงสูง 22 KV.
681 | BOLT,MACHINE,HEXAGON,M.16X600 MM. |  | 1010110402 | แผนกแรงสูง 22 KV.
682 | BOLT,STRAND EYE,SINGLE 45 DEGREE M.16x250 mm. |  | 1010210201 | แผนกแรงสูง 22 KV.
683 | BOLT,STRAND EYE,SINGLE 45 DEGREE M.16X350 MM. |  | 1010210202 | แผนกแรงสูง 22 KV.
684 | BOLT,STRAND EYE,SINGLE 45 DEGREE M.20X350 MM. |  | 1010210203 | แผนกแรงสูง 22 KV.
685 | BOLT,STRAND EYE,SINGLE M.16X350 MM. |  | 1010210200 | แผนกแรงสูง 22 KV.
686 | BOLT,STUB M.24x800 mm. |  | 1010160001 | แผนกแรงสูง 22 KV.
687 | BOLT,STUB M.24x1,000 mm. |  | 1010160002 | แผนกแรงสูง 22 KV.
688 | BOLT,STUB,M 24 X 1,600 MM. |  | 1010160004 | แผนกแรงสูง 22 KV.
698 | BRACE,ALLEY ARM 40x40x5 mm. 2,120 mm.LONG |  | 1010200004 | แผนกแรงสูง 22 KV.
699 | BRACE,ALLEY ARM 50x50x6 mm. 2,350 mm.LONG |  | 1010200005 | แผนกแรงสูง 22 KV.
700 | BRACE,ANGLE STEEL 50x50x6 mm. 1,800 mm.WIDE 450 mm.DROP |  | 1010200007 | แผนกแรงสูง 22 KV.
701 | BRACE,FLAT,FOR CROSSARM 30x6x760 mm. |  | 1010200001 | แผนกแรงสูง 22 KV.
702 | BRACE,FLAT,FOR CROSSARM 40x6x1,000 mm. |  | 1010200002 | แผนกแรงสูง 22 KV.
703 | BRACE,FLAT,FOR CROSSARM 50X10X1,950 MM. |  | 1010200003 | แผนกแรงสูง 22 KV.
704 | CLAMP,SINGLE U-BOLT,M.8 (WIRE ROPE CLIP) |  | 1010230000 | แผนกแรงสูง 22 KV.
705 | CLAMP,DOUBLE U-BOLT,M.16 (WIRE ROPE CLIP) |  | 1010230001 | แผนกแรงสูง 22 KV.
706 | CLAMP,STRAIN,STRAIGHT TYPE,AL 35-70 sq.mm.ACSR 35-50 SQ.MM. |  | 1030110000 | แผนกแรงสูง 22 KV.
707 | CLAMP,STRAIN,STRAIGHT TYPE,AL 95 sq.mm.ACSR 70 sq.mm |  | 1030110001 | แผนกแรงสูง 22 KV.
708 | CLAMP,STRAIN,STRAIGHT TYPE,AL 120 sq.mm.ACSR 95 sq.m |  | 1030110002 | แผนกแรงสูง 22 KV.
709 | CLAMP,STRAIN,STRAIGHT TYPE,FOR AL 185 sq.mm. |  | 1030110004 | แผนกแรงสูง 22 KV.
710 | CLAMP,STRAIN,STRAIGHT TYPE FOR ACSR.120-185 sq.mm. |  | 1030110007 | แผนกแรงสูง 22 KV.
711 | CLAMP,STRAIN,STRAIGHT TYPE,FOR AL.240 SQ.MM. |  | 1030110005 | แผนกแรงสูง 22 KV.
712 | C-CHANNEL FOR CONDUIT SUPPORT 40X1200X25 MM. |  | 9090010047 | แผนกแรงสูง 22 KV.
713 | CLEVIS, FLAT STEEL INST. UNDER HT. (12 M.), INSULATOR TANGENT | Set10131 |  | แผนกแรงสูง 22 KV.
714 | CLEVIS,FLAT STEEL,FOR PORCLAIN CABLE SPACER |  | 1020440101 | แผนกแรงสูง 22 KV.
715 | CLEVIS,THIMBLE,FOR PREFORMED DEAD-END |  | 1030140011 | แผนกแรงสูง 22 KV.
724 | CONDUIT,PVC,RIGID,DIA. 20x2500 mm.TIS.216 |  | 1080040001 | แผนกแรงสูง 22 KV.
725 | CONDUIT,PVC,RIGID,DIA. 20x4000 mm.TIS.216 |  | 1080040002 | แผนกแรงสูง 22 KV.
726 | CONDUIT,PVC,RIGID,DIA. 65x1000 mm.TIS.216 |  | 1080040003 | แผนกแรงสูง 22 KV.
727 | CONDUIT,PVC,RIGID 110X4000 MM. |  | 9090020015 | แผนกแรงสูง 22 KV.
728 | CONDUIT, RSC DIA 110 MM, ELBOW |  | 9090020010 | แผนกแรงสูง 22 KV.
729 | RSC CONDUIT,DIA 110 MM, 3 M LONG |  | 9050030011 | แผนกแรงสูง 22 KV.
730 | CONDUIT CLIPS,FOR C-STEEL,75 MM. |  | 9090020017 | แผนกแรงสูง 22 KV.
731 | CONDUIT GRIP 160 SQ.MM |  | 9090020019 | แผนกแรงสูง 22 KV.
732 | CONDUIT,E-FLEX, 160 MM |  | 9090020026 | แผนกแรงสูง 22 KV.
733 | CONDUIT, HDPE DIA 160 MM |  | 9090020027 | แผนกแรงสูง 22 KV.
734 | CONDUIT,HDPE DIA.75MM. |  | 9090020018 | แผนกแรงสูง 22 KV.
735 | CONDUIT,HDPE,ELBOW DIA.75 MM. |  | 9090020016 | แผนกแรงสูง 22 KV.
736 | CONDUIT,HDPE DIA 110 MM,COUPLING |  | 9090020013 | แผนกแรงสูง 22 KV.
737 | CONDUIT,HDPE DIA 110 MM,ELBOW |  | 9090020012 | แผนกแรงสูง 22 KV.
738 | HDPE CONDUIT,DIA 110 MM., 6 M. LONG. |  | 9090020014 | แผนกแรงสูง 22 KV.
739 | COUPLING CONNECTOR DIA.75MM. |  | 9090010060 | แผนกแรงสูง 22 KV.
740 | COUPLING,FOR RSC CONDUIT DIA 110 MM |  | 9090010055 | แผนกแรงสูง 22 KV.
741 | ELBOW CONNECTION, HDPE DIA 160 MM |  | 9010060004 | แผนกแรงสูง 22 KV.
742 | ติดตั้งเครื่องหมายบอกแนวสายเคเบิ้ล (สำหรับระบบแรงสูง) |  | 9090010084 | แผนกแรงสูง 22 KV.
751 | STEEL CHANNEL,100X50X5 MM.2,500 MM.LONG |  | 1010000106 | แผนกแรงสูง 22 KV.
752 | STEEL CHANNEL,125X65X6 MM.2,500 MM.LONG |  | 1010000202 | แผนกแรงสูง 22 KV.
753 | STEEL CHANNEL,125X65X6 MM. 3,000 MM.LONG |  | 1010000201 | แผนกแรงสูง 22 KV.
754 | STEEL CHANNEL, 150x75x6.5 MM. 4,500 MM.LONG |  | 1010000302 | แผนกแรงสูง 22 KV.
755 | CONDUIT STEEL GUARD, 22 kV,33 kV, FOR CONCRETE POLE 12 m. ,14 m., DWG. NO. SA1-015/31028 (สำหรับท่อร้อยสายขึ้นเสาระบบ 22-33 kV.) |  | 1010060015 | แผนกแรงสูง 22 KV.
756 | WIRE,STEEL SOLID DIA. 4.0 mm.TIS.71 |  | 1010100000 | แผนกแรงสูง 22 KV.
757 | WIRE,STEEL STRANDED 25 sq.mm.TIS.404 |  | 1010100002 | แผนกแรงสูง 22 KV.
758 | WIRE,STEEL STRANDED 50/7 sq.mm.TIS.404 |  | 1010100004 | แผนกแรงสูง 22 KV.
759 | WIRE,STEEL STRANDED 95 sq.mm.TIS.404 |  | 1010100006 | แผนกแรงสูง 22 KV.
769 | UNDERGROUND CABLE DUCT 2X2 HDPE DIA. 160PN6.3 PIPE JACKING (steel pipe hotdip GALV. DIA.200 mm) |  | 9010050006 | แผนกแรงสูง 22 KV.
770 | UNDERGROUND CABLE DUCT 2X3 HDPE DIA. 160PN6.3 PIPE JACKING (steel pipe hotdip GALV. DIA.200 mm) |  | 9010050007 | แผนกแรงสูง 22 KV.
771 | UNDERGROUND CABLE DUCT 2X4 HDPE DIA. 160PN6.3 PIPE JACKING (steel pipe hotdip GALV. DIA.200 mm) |  | 9010050008 | แผนกแรงสูง 22 KV.
772 | UNDERGROUND CABLE DUCT 3X4 HDPE DIA. 160PN6.3 PIPE JACKING (steel pipe hotdip GALV. DIA.200 mm) |  | 9010050013 | แผนกแรงสูง 22 KV.
773 | UNDERGROUND CABLE DUCT 3X5 HDPE DIA. 160PN6.3 PIPE JACKING (steel pipe hotdip GALV. DIA.200 mm) |  | 9010050014 | แผนกแรงสูง 22 KV.
774 | UNDERGROUND CABLE DUCT 4X2 HDPE DIA. 160PN6.3 PIPE JACKING (steel pipe hotdip GALV. DIA.200 mm) |  | 9010050016 | แผนกแรงสูง 22 KV.
775 | UNDERGROUND CABLE DUCT 4X3 HDPE DIA. 160PN6.3 PIPE JACKING (steel pipe hotdip GALV. DIA.200 mm) |  | 9010050017 | แผนกแรงสูง 22 KV.
776 | UNDERGROUND CABLE DUCT 4X4 HDPE DIA. 160PN6.3 PIPE JACKING (steel pipe hotdip GALV. DIA.200 mm) |  | 9010050018 | แผนกแรงสูง 22 KV.
778 | DIRECTIONAL BORING 4-75 MM HDPE PN6 |  | 9090010081 | แผนกแรงสูง 22 KV.
779 | DUCT BANK, SIZE 2 X 3 HDPE,160 MM. PN.6.3 |  | 9010010008 | แผนกแรงสูง 22 KV.
780 | DUCT BANK, SIZE 2 X 4 HDPE,160 MM. PN.6.3 |  | 9010010009 | แผนกแรงสูง 22 KV.
781 | DUCT BANK, SIZE 3 X 3 HDPE,160 MM. PN.6.3 |  | 9010010014 | แผนกแรงสูง 22 KV.
782 | DUCT BANK, SIZE 3 X 4 HDPE,160 MM. PN.6.3 |  | 9010010015 | แผนกแรงสูง 22 KV.
783 | DUCT BANK, SIZE 3 X 5 HDPE,160 MM. PN.6.3 |  | 9010010016 | แผนกแรงสูง 22 KV.
784 | DUCT BANK, SIZE 4 X 2 HDPE,160 MM. PN.6.3 |  | 9010010019 | แผนกแรงสูง 22 KV.
785 | DUCT BANK, SIZE 4 X 3 HDPE,160 MM. PN.6.3 |  | 9010010020 | แผนกแรงสูง 22 KV.
786 | DUCT BANK, SIZE 4 X 4 HDPE,160 MM. PN.6.3 |  | 9010010021 | แผนกแรงสูง 22 KV.
787 | DUCT BANK, SIZE 5 X 3 HDPE,160 MM. PN.6.3 |  | 9010010026 | แผนกแรงสูง 22 KV.
788 | DUCT BANK, SIZE 1 X 2 HDPE,160 MM. PN.6.3 |  | 9010010001 | แผนกแรงสูง 22 KV.
789 | DUCT BANK, SIZE 2 X 1 HDPE,160 MM. PN.6.3 |  | 9010010006 | แผนกแรงสูง 22 KV.
790 | DUCT BANK, SIZE 2 X 2 HDPE,160 MM. PN.6.3 |  | 9010010007 | แผนกแรงสูง 22 KV.
796 | DUCT BANK FOR HDPE,DIA. 75 MM. CONDUIT TYPE 2X2 |  | 9010060001 | แผนกแรงสูง 22 KV.
797 | DUCT BANK FOR HDPE,DIA. 75 MM. CONDUIT TYPE 4X2 |  | 9010060002 | แผนกแรงสูง 22 KV.
798 | DUCT BANK FOR HDPE,DIA. 75 MM. CONDUIT TYPE 6X2 |  | 9010060003 | แผนกแรงสูง 22 KV.
799 | HAND HOLE TYPE 1 (HH-1) WITHOUT PILE SA1-015/46009 |  | 9030010001 | แผนกแรงสูง 22 KV.
800 | HAND HOLE TYPE 2 (HH-2) WITHOUT PILE SA1-015/46010 |  | 9030010002 | แผนกแรงสูง 22 KV.
801 | MANHOLE 2C-1 WITHOUT PILE IB1-020/34056 |  | 9020090002 | แผนกแรงสูง 22 KV.
802 | MANHOLE 2C-1 WITH PILE IB1-020/34056 |  | 9020090001 | แผนกแรงสูง 22 KV.
803 | MANHOLE 2S-2 WITHOUT PILE IB3-020/39040 |  | 9020110002 | แผนกแรงสูง 22 KV.
804 | MANHOLE 2S-2 WITH PILE IB3-020/39040 |  | 9020110001 | แผนกแรงสูง 22 KV.
805 | MANHOLE 2T-1 WITHOUT PILE IB1-020/34009 |  | 9020010001 | แผนกแรงสูง 22 KV.
806 | MANHOLE 2T-2 WITHOUT PILE IB1-020/35033 |  | 9020020002 | แผนกแรงสูง 22 KV.
807 | MANHOLE 2T-2 WITH PILE IB1-020/35033 |  | 9020020001 | แผนกแรงสูง 22 KV.
808 | MANHOLE 2T-8 WITHOUT PILE IB2-020/38024 |  | 9020080002 | แผนกแรงสูง 22 KV.
809 | MANHOLE 2T-8 WITH PILE IB2-020/38024 |  | 9020080001 | แผนกแรงสูง 22 KV.
810 | MANHOLE 2T-8 WITH PILE IB3-011/45004 |  | 9020080003 | แผนกแรงสูง 22 KV.
811 | MANHOLE 2T-8 WITHOUT PILE IB3-011/45004 |  | 9020080004 | แผนกแรงสูง 22 KV.
820 | RISER POLE CAP DIA. 75MM. |  | 9090010096 | แผนกแรงสูง 22 KV.
821 | RISER POLE CAP, 160 MM |  | 9090010097 | แผนกแรงสูง 22 KV.
822 | RMU (เฉพาะค่าแรงงาน) |  | 9090010099 | แผนกแรงสูง 22 KV.
823 | RMU ENCLOSURE (เฉพาะค่าแรงงาน) |  | 9090010098 | แผนกแรงสูง 22 KV.
824 | TRENCH DRILLING 750X400 MM (เฉพาะค่าแรงงาน) |  | 9090010048 | แผนกแรงสูง 22 KV.
825 | U-BLOCK FOR 2X1 BURIED ELECTRIC CONDUIT |  | 9090010058 | แผนกแรงสูง 22 KV.
826 | U - BLOCK WITH CONCRETE PLATE |  | 9090010083 | แผนกแรงสูง 22 KV.
827 | WARNING TAPE FOR BURIED ELECTRIC CABLE 0.15X1000 M |  | 9090010057 | แผนกแรงสูง 22 KV.
828 | DEADEND GUY AND SIDE GUY, GY-21, SIZE 95 SQ.MM., ON 12.2 M. POLE (ASSEMBLY NO. 8452, 8408) | Set23005 |  | แผนกแรงสูง 22 KV.
829 | DEADEND GUY AND SIDE GUY, GY-21, SIZE 95 SQ.MM., ON 14.3 M. POLE (ASSEMBLY NO. 8452, 8408) | Set23006 |  | แผนกแรงสูง 22 KV.
830 | DEADEND GUY, GY-22, SIZE 95 SQ.MM., ON 12.2 M. POLE (ASSEMBLY NO. 8452, 8408, 8409) | Set23007 |  | แผนกแรงสูง 22 KV.
831 | DEADEND GUY AND SIDE GUY, GY-22, SIZE 95 SQ.MM., ON 14.3 M. POLE (ASSEMBLY NO. 8452, 8408, 8409) | Set23008 |  | แผนกแรงสูง 22 KV.
832 | STORM GUY, GY-23 SIZE 50 SQ.MM., ON 12.2 M. POLE (ASSEMBLY NO. 8456, 8408) | Set23066 |  | แผนกแรงสูง 22 KV.
833 | STORM GUY, GY-23 SIZE 50 SQ.MM., ON 14.3 M. POLE (ASSEMBLY NO. 8456, 8408) | Set23067 |  | แผนกแรงสูง 22 KV.
834 | LINE GUY, GY-23 SIZE 95 SQ.MM., ON 12.2 M. POLE (ASSEMBLY NO. 8408) | Set23068 |  | แผนกแรงสูง 22 KV.
835 | LINE GUY, GY-23 SIZE 95 SQ.MM., ON 14.3 M. POLE (ASSEMBLY NO. 8408) | Set23069 |  | แผนกแรงสูง 22 KV.
836 | LINE GUY, GY-23 WITH LV SYSTEM, SIZE 95 SQ.MM., ON 12.2 M. POLE (ASSEMBLY NO. 8408) | Set23079 |  | แผนกแรงสูง 22 KV.
837 | LINE GUY, GY-23 WITH LV SYSTEM, SIZE 95 SQ.MM., ON 14.3 M. POLE (ASSEMBLY NO. 8408) | Set23080 |  | แผนกแรงสูง 22 KV.
838 | OHGW DEADEND GUY WITH DEADEND POLE, GY-28, SIZE 95 SQ.MM., ON 12.2 M. POLE (ASSEMBLY NO. 8459, 8410) | Set23081 |  | แผนกแรงสูง 22 KV.
839 | OHGW DEADEND GUY WITH DEADEND POLE, GY-28, SIZE 95 SQ.MM., ON 14.3 M. POLE (ASSEMBLY NO. 8459, 8410) | Set23082 |  | แผนกแรงสูง 22 KV.
840 | OHGW DEADEND GUY WITH DEADEND POLE, GY-28A, SIZE 95 SQ.MM., ON 12.2 M. POLE (ASSEMBLY NO. 8459, 8410) | Set23083 |  | แผนกแรงสูง 22 KV.
841 | OHGW DEADEND GUY WITH DEADEND POLE, GY-28B, SIZE 95 SQ.MM., ON 14.3 M. POLE (ASSEMBLY NO. 8459, 8410) | Set23084 |  | แผนกแรงสูง 22 KV.
842 | OHGW DEADEND GUY WITH DEADEND POLE, GY-28B, SIZE 95 SQ.MM., ON 12.2 M. POLE (ASSEMBLY NO. 8459, 8410) | Set23085 |  | แผนกแรงสูง 22 KV.
843 | OHGW DEADEND GUY WITH DEADEND POLE, GY-28A WITH LV SYSTEM, SIZE 95 SQ.MM., ON 12.2 M. POLE (ASSEMBLY NO. 8459, 8410) | Set23086 |  | แผนกแรงสูง 22 KV.
844 | SAC ON STEEL BRACKET CORNER, 22 KV., 0-30 DEGREE, 1 CIRCUIT, ON 12 M.,12.20 M. AND 14 M. POLE (ASSEMBLY NO.2301B) | Set20520 |  | แผนกแรงสูง 22 KV.
845 | SAC ON STEEL BRACKET CORNER, 22 KV., 0-30 DEGREE, 1 CIRCUIT, ON 14.3 M. POLE (ASSEMBLY NO.2301B) | Set20521 |  | แผนกแรงสูง 22 KV.
846 | SAC ON STEEL BRACKET CORNER, 22 KV., 0-30 DEGREE, 2 CIRCUIT, ON 12.20 M. POLE (ASSEMBLY NO.2301B) | Set20522 |  | แผนกแรงสูง 22 KV.
847 | SAC ON STEEL BRACKET CORNER, 22 KV., 0-30 DEGREE, 2 CIRCUIT, ON 14.3 M. POLE (ASSEMBLY NO.2301B) | Set20523 |  | แผนกแรงสูง 22 KV.
848 | OVERHEAD GROUND WIRE, 0-5 DEGREE, ON 12 M. POLE (ASSEMBLY NO.2425) | Set25263 |  | แผนกแรงสูง 22 KV.
849 | OVERHEAD GROUND WIRE, 0-5 DEGREE, ON 14.3 M. POLE (ASSEMBLY NO.2425) | Set25264 |  | แผนกแรงสูง 22 KV.
850 | OVERHEAD GROUND WIRE, 5-30 DEGREE, ON 12.20 M. AND 14 M. POLE (ASSEMBLY NO.2425) | Set25262 |  | แผนกแรงสูง 22 KV.
851 | OVERHEAD GROUND WIRE, 5-30 DEGREE, ON 12 M. POLE (ASSEMBLY NO.2425) | Set25265 |  | แผนกแรงสูง 22 KV.
852 | OVERHEAD GROUND WIRE, 5-30 DEGREE, ON 14.3 M. POLE (ASSEMBLY NO.2425) | Set25266 |  | แผนกแรงสูง 22 KV.
859 | COVERED CONCRETE, POLE SIZE 12.00 m LONG FOR NORMAL SOIL (ASSEMBLY NO. 8201) | Set14230 |  | แผนกแรงสูง 22 KV.
860 | COVERED CONCRETE, POLE SIZE 12.00 m LONG FOR HARD SOIL (ASSEMBLY NO. 8201) | Set14231 |  | แผนกแรงสูง 22 KV.
861 | COVERED CONCRETE, POLE SIZE 12.00 m LONG FOR ROCK (ASSEMBLY NO. 8201) | Set14232 |  | แผนกแรงสูง 22 KV.
862 | COVERED CONCRETE, POLE SIZE 14.00 m LONG FOR NORMAL SOIL (ASSEMBLY NO. 8201) | Set14233 |  | แผนกแรงสูง 22 KV.
863 | COVERED CONCRETE, POLE SIZE 14.00 m LONG FOR HARD SOIL (ASSEMBLY NO. 8201) | Set14234 |  | แผนกแรงสูง 22 KV.
864 | COVERED CONCRETE, POLE SIZE 14.00 m LONG FOR ROCK (ASSEMBLY NO. 8201) | Set14235 |  | แผนกแรงสูง 22 KV.
865 | COVERED CONCRETE, POLE SIZE 12.20 AND 16.00 m LONG FOR NORMAL SOIL (ASSEMBLY NO. 8201) | Set14236 |  | แผนกแรงสูง 22 KV.
866 | COVERED CONCRETE, POLE SIZE 12.20 AND 16.00 m LONG FOR HARD SOIL (ASSEMBLY NO. 8201) | Set14237 |  | แผนกแรงสูง 22 KV.
867 | COVERED CONCRETE, POLE SIZE 12.20 AND 16.00 m LONG FOR ROCK (ASSEMBLY NO. 8201) | Set14238 |  | แผนกแรงสูง 22 KV.
868 | COVERED CONCRETE, POLE SIZE 14.30 m LONG FOR NORMAL SOIL (ASSEMBLY NO. 8201) | Set14239 |  | แผนกแรงสูง 22 KV.
869 | COVERED CONCRETE, POLE SIZE 14.30 m LONG FOR HARD SOIL (ASSEMBLY NO. 8201) | Set14240 |  | แผนกแรงสูง 22 KV.
870 | COVERED CONCRETE, POLE SIZE 14.30 m LONG FOR ROCK (ASSEMBLY NO. 8201) | Set14241 |  | แผนกแรงสูง 22 KV.
871 | SINGLE STUB, STEEL PLATE EMBRACING, 12.00 M POLE (ASSEMBLY N0.8229) | Set24201 |  | แผนกแรงสูง 22 KV.
872 | SINGLE STUB, STEEL PLATE EMBRACING, 12.20 M POLE (ASSEMBLY NO.8229) | Set24202 |  | แผนกแรงสูง 22 KV.
873 | SINGLE STUB,STEEL PLATE EMBRACING, 14.00 M POLE (ASSEMBLY NO.8229) | Set24203 |  | แผนกแรงสูง 22 KV.
874 | SINGLE STUB,STEEL PLATE EMBRACING, 14.30 M POLE (ASSEMBLY NO.8229) | Set24204 |  | แผนกแรงสูง 22 KV.
875 | SINGLE STUB, STEEL. PLATE EMBRACING, 16.00 M POLE (ASSEMBLY NO.8229) | Set24205 |  | แผนกแรงสูง 22 KV.
876 | DOUBLE STUB,STEEL PLATE EMBRACING, 12.00 M POLE (ASSEMBLY NO.8229) | Set24206 |  | แผนกแรงสูง 22 KV.
877 | DOUBLE STUB, STEEL PLATE EMBRACING, 12.20 M POLE (ASSEMBLY NO.8229) | Set24207 |  | แผนกแรงสูง 22 KV.
878 | DOUBLE STUB, STEEL PLATE EMBRACING, 14.00 M POLE (ASSEMBLY No.8229) | Set24208 |  | แผนกแรงสูง 22 KV.
879 | DOUBLE STUB, STEEL PLATE EMBRACING, 14.30 M POLE (ASSEMBLY NO.8229) | Set24209 |  | แผนกแรงสูง 22 KV.
880 | DOUBLE STUB, STEEL PLATE EMBRACING, 16.00 M POLE (ASSEMBLY NO.8229) | Set24210 |  | แผนกแรงสูง 22 KV.
881 | SINGLE STUB, COVERED CONCRETE (ASSEMBLY NO.8229) | Set24211 |  | แผนกแรงสูง 22 KV.
882 | DOUBLE STUB, COVERED CONCRETE (ASSEMBLY NO.8229) | Set24212 |  | แผนกแรงสูง 22 KV.
883 | HV.GROUNDING GR-1 (ASSEMBLY NO.9706, 9701B) | Set20515 |  | แผนกแรงสูง 22 KV.
884 | HV.GROUNDING GR-2 (ASSEMBLY NO.9706, 9701B) | Set20516 |  | แผนกแรงสูง 22 KV.
885 | HV.GROUNDING GR-3 (ASSEMBLY NO.9706, 9701B) | Set20517 |  | แผนกแรงสูง 22 KV.
886 | HV.GROUNDING GR-4 (ASSEMBLY NO.9706, 9701B) | Set20518 |  | แผนกแรงสูง 22 KV.
887 | HV.GROUNDING GR-5 (ASSEMBLY NO.9706, 9701B) | Set20519 |  | แผนกแรงสูง 22 KV.
888 | X-ARM-C, 3-P, 1 CIRCUIT, DDE FOR SAC (12 M.) (ON INSULATORS) (ASSEMBLY NO.2319) | Set20238 |  | แผนกแรงสูง 22 KV.
889 | X-ARM-C, 3-P, 1 CIRCUIT, DDE FOR SAC (12.20 M.) (ON INSULATORS) (ASSEMBLY NO.2319) | Set20239 |  | แผนกแรงสูง 22 KV.
890 | X-ARM-C,3-P, 1 CIRCUIT, DDE FOR SAC (STL-BAYONET) (12.20 M.) (ON INSULATORS) (ASSEMBLY NO.2319) | Set20240 |  | แผนกแรงสูง 22 KV.
891 | X-ARM-C, 2 CIRCUIT, 2ND(SECOND) CIRCUIT, DDE OF SAC (12.20 M.) (ASSEMBLY NO. 2319) | Set20241 |  | แผนกแรงสูง 22 KV.
892 | X-ARM-C, 3-P, 1 CIRCUIT, DDE FOR SAC (14.30 M.) (ON INSULATORS) (ASSEMBLY NO.2319) | Set20242 |  | แผนกแรงสูง 22 KV.
893 | X-ARM-C, 2 CIRCUIT, 2ND(SECOND) CIRCUIT, DDE OF SAC (14.30 M.) (ASSEMBLY NO. 2319) | Set20243 |  | แผนกแรงสูง 22 KV.
894 | X-ARM-C, 3 CIRCUIT, 3 RD(THIRD) CIRCUIT, DDE OF SAC (14.30 M.) (ASSEMBLY NO. 2319) | Set20244 |  | แผนกแรงสูง 22 KV.
895 | X-ARM-C, 3-P, 1 CIRCUIT, DDE FOR A,PIC,SAC (22 M.) (ON INSULATORS) (ASSEMBLY NO.9170) | Set20245 |  | แผนกแรงสูง 22 KV.
896 | X-ARM-C, 3-P, 1 CIRCUIT, DEAD END CONNECTION OF SAC (ASSEMBLY NO.2319) | Set20246 |  | แผนกแรงสูง 22 KV.
897 | A-ARM-C, 3-P, 1 CIRCUIT, DDE FOR SAC (12 M.) (ON INSULATORS) (ASSEMBLY NO.2319) | Set20247 |  | แผนกแรงสูง 22 KV.
898 | A-ARM-C, 3-P, 1 CIRCUIT, DDE FOR SAC (12.20 M.) (ON INSULATORS) (ASSEMBLY NO.2319) | Set20248 |  | แผนกแรงสูง 22 KV.

## TR
รหัส KeyCode | คำอธิบาย | ชุด Set | พัสดุ | แผนก
1 | TRANSFORMER, 10 KVA. 1 PHASE 3 WIRP,CONVENTIONAL TYPE 22/0.46-0.23 KV. |  | 1050000000 | แผนกหม้อแปลง 22 KV.
2 | TRANSFORMER,20 KVA. 1 PHASE 3 WIRE,CONVERTIONAL TYPE 22/4.46-0.23 KV. |  | 1050000001 | แผนกหม้อแปลง 22 KV.
3 | TRANSFORMER, 30 KVA. 1 PHASE 3 WIRE,CONVENTIONAL TYPE 22-0.46/0.23 KV. |  | 1050000002 | แผนกหม้อแปลง 22 KV.
4 | TRANSFORMER,50 KVA. 1 PHASE 3 WIRE,CONVENTIONAL TYPE 22/0.46-0.23 KV. |  | 1050000003 | แผนกหม้อแปลง 22 KV.
15 | TRANSFORNER,30 KAV. 3 PHASE 22-0.40 DY 11 |  | 1050010004 | แผนกหม้อแปลง 22 KV.
16 | TRANSFORMER, 50 KVA. 3 PHASE, CONSERVATOR TYPE 22-0.40/0.23 KV. DYN 11 |  | 1050010005 | แผนกหม้อแปลง 22 KV.
17 | TRANSFORMER, 100 KVA. 3 PHASE,CONSERVATOR TYPE 22-0.40/0.23 KV. DYN 11 |  | 1050010006 | แผนกหม้อแปลง 22 KV.
18 | TRANSFORMER, 160 KVA. 3 PHASE,CONSERVATOR TYPE 22-0.40/0.23 KV. DYN 11 |  | 1050010007 | แผนกหม้อแปลง 22 KV.
19 | TRANSFORMER,200 KAV. 3 PHASE 22-0.40 KV. DY 11 |  | 1050010008 | แผนกหม้อแปลง 22 KV.
20 | TRANSFORMER, 250 KVA. 3 PHASE,CONSERVATOR TYPE 22-0.40/0.23 KV. DYN 11 |  | 1050010009 | แผนกหม้อแปลง 22 KV.
21 | TRANSFORMER, 315 KVA. 3 PHASE,CONSERVATOR TYPE 22-0.40/0.23 KV. DYN 11 |  | 1050010010 | แผนกหม้อแปลง 22 KV.
22 | TRANSFORMER, 400 KVA. 3 PHASE,CONSERTOR TYPE 22-0.40/0.23 KV. DYN 11 |  | 1050010011 | แผนกหม้อแปลง 22 KV.
23 | TRANSFORMER, 500 KVA. 3 PHASE,CONSERVATOR TYPE 22-0.40/0.23 KV. DYN 11 |  | 1050010012 | แผนกหม้อแปลง 22 KV.
24 | TRANFORMER 630 KVA. 3 PHASE 22-0.40 KV. DYN 11 |  | 1050010022 | แผนกหม้อแปลง 22 KV.
25 | TRANSFORMER 800 KVA. 3 PHASE,CONSERVATOR TYPE 33-0.40/0.23 KV. Dyn 11 |  | 1050010119 | แผนกหม้อแปลง 22 KV.
26 | TRANSFORMER, 1,000 KVA. 3 PHASE,CONSERVATOR TYPE 22-0.40/0.23 KV. DYN 11 |  | 1050010013 | แผนกหม้อแปลง 22 KV.
27 | TRANSFORMER, 1,250 KVA. 3 PHASE,CONSERVATOR TYPE 22-0.40/0.23 KV. DYN 11 |  | 1050010014 | แผนกหม้อแปลง 22 KV.
28 | TRANSFORMER 1,500 KVA. 3 PHASE 22-0.40 KV. Dyn 11 |  | 1050010015 | แผนกหม้อแปลง 22 KV.
29 | TRANSFORMER, 2,000 KVA. 3 PHASE,CONSERVATOR TYPE 22-0.40/0.23 KV. DYN 11 |  | 1050010016 | แผนกหม้อแปลง 22 KV.
30 | TR.,2,500 KVA, 3-P, 22-0.4/0.23 KV DYN11 |  | 1050010044 | แผนกหม้อแปลง 22 KV.
45 | TRANFORMER, 50 KVA. 3 PHASE, PERMANENILY SEALED TYPE 22-0.4/0.23 KV. DYN 11 |  | 1050010200 | แผนกหม้อแปลง 22 KV.
46 | TRANFORMER, 100 KVA. 3 PHASE, PERMANENILY SEALED TYPE 22-0.4/0.23 KV. DYN 11 |  | 1050010201 | แผนกหม้อแปลง 22 KV.
47 | TRANFORMER, 160 KVA. 3 PHASE, PERMANENILY SEALED TYPE 22-0.4/0.23 KV. DYN 11 |  | 1050010202 | แผนกหม้อแปลง 22 KV.
48 | TRANSFORMER, 250 KVA. 3 PHASE, PERMANENTLY SEALED TYPE 22-0.4/0.23 KV. DYN 11 |  | 1050010203 | แผนกหม้อแปลง 22 KV.
49 | TRANFORMER, 160 KVA. 3 PHASE, PERMANENILY SEALED TYPE 22-0.4/0.23 KV. YZN 11 |  | 1050010252 | แผนกหม้อแปลง 22 KV.
60 | CSP-TR.INST., 1-P, 22 KV. ON SINGLE POLE, X-ARM. | Set40204 |  | แผนกหม้อแปลง 22 KV.
61 | TR.INST., 1-P, 22 KV. ON SINGLE POLE, A-ARM. | Set40202 |  | แผนกหม้อแปลง 22 KV.
62 | TR.INST., 1-P, 22 KV. ON SINGLE POLE, X-ARM. | Set40201 |  | แผนกหม้อแปลง 22 KV.
75 | TR.INST., 3-P, 22 KV. ON SINGLE POLE, X-ARM. | Set40203 |  | แผนกหม้อแปลง 22 KV.
76 | TR. INST., 3-P 22 KV. ON SINGLE POLE X-ARM,50-160 KVA. | Set40205 |  | แผนกหม้อแปลง 22 KV.
77 | TR. INST., 3-P 22 KV. ON SINGLE POLE A-ARM 50-160 KVA. | Set40206 |  | แผนกหม้อแปลง 22 KV.
78 | TR.INST., 3-P, 22 KV. ON PLATRORM, A-ARM. | Set40221 |  | แผนกหม้อแปลง 22 KV.
79 | TR.INST., 3-P, 22 KV. ON PLATFORM, A-ARM., ARIAL CABLE | Set40222 |  | แผนกหม้อแปลง 22 KV.
80 | TR.INST., 3-P, 22 KV. ON PLATRORM, A-ARM., UNDER GRD.CABLE | Set40223 |  | แผนกหม้อแปลง 22 KV.
81 | TR.INST., 3-P, 22 KV. ON PLATFORM, X-ARM. | Set40211 |  | แผนกหม้อแปลง 22 KV.
82 | TR.INST., 3-P, 22 KV. ON PLATFORM, X-ARM., ARIAL CABLE | Set40212 |  | แผนกหม้อแปลง 22 KV.
83 | TR.INST., 3-P, 22 KV. ON PLATFORM, X-ARM., UNDER GRD.CABLE | Set40213 |  | แผนกหม้อแปลง 22 KV.
84 | TR.INST., 3-P, 22 kV. ON PLATFORM, NOT EXCEED 1000 kVA (<4500 kg) | Set40242 |  | แผนกหม้อแปลง 22 KV.
85 | TR.INST., 3-P, 22 KV. ON PLATFORM, TRANSVERSE LINE | Set40231 |  | แผนกหม้อแปลง 22 KV.
86 | TR.INST., 3-P, 22 KV. ON PLATFORM, AT DEAD END | Set40241 |  | แผนกหม้อแปลง 22 KV.
87 | TR.INST., 3-P, 22 KV. ON SINGLE FOUNDATION, AT DEAD END | Set40251 |  | แผนกหม้อแปลง 22 KV.
88 | TR.INST., 3-P, 22 KV. ON SINGLE FOUNDATION, UNDER GRD.CABLE | Set40253 |  | แผนกหม้อแปลง 22 KV.
89 | TR.INST., 3-P, 22 KV. ON DOUBLE FOUNDATIONS, AT DEAD END | Set40252 |  | แผนกหม้อแปลง 22 KV.
90 | TR.INST., 3-P, 22 KV. ON DOUBLE FOUNDATIONS, UNDER GRD.CABLE | Set40254 |  | แผนกหม้อแปลง 22 KV.
110 | CROSSARM WOOD, L.T. 1,500X100X100 MM. |  | 1000100001 | แผนกหม้อแปลง 22 KV.
111 | CROSSARM WOOD, L.T. 2,500X100X100 MM. |  | 1000100000 | แผนกหม้อแปลง 22 KV.
112 | CROSSARM WOOD, H.T. 2,500X100X100 MM. |  | 1000100002 | แผนกหม้อแปลง 22 KV.
113 | CROSSARM WOOD,H.T. 3,000X100X120 MM. |  | 1000100003 | แผนกหม้อแปลง 22 KV.
120 | CROSSARM,PRESTRESSED CONCRETE, 100X100X1,500 MM. |  | 1000110000 | แผนกหม้อแปลง 22 KV.
121 | CROSSARM,PRESTRESSED CONCRETE,SPUN,H.T. 100X100X2,500 MM. |  | 1000110001 | แผนกหม้อแปลง 22 KV.
122 | CROSSARM,PRESTRESSED CONCRETE,SPUN,H.T. 120X120X3,000 MM. |  | 1000110002 | แผนกหม้อแปลง 22 KV.
123 | CROSSARM,PRESTRESSED CONCRETE,SPUN(FOR DEAD-ENDING) 120X120X2,000 |  | 1000110003 | แผนกหม้อแปลง 22 KV.
124 | CROSSARM,PRESTRESSED CONCRETE,SPUN(FOR DEAD-ENDING) 120X120X2,50 |  | 1000110004 | แผนกหม้อแปลง 22 KV.
130 | HT. GROUNDING CONNECTION | Set20509 |  | แผนกหม้อแปลง 22 KV.
131 | X-ARM-C, 3-P, SP 0-5 | Set20201 |  | แผนกหม้อแปลง 22 KV.
132 | X-ARM-C, INST. WITH 1-LT. SWITCH (1-P, 2-WIRE) (12 M) | Set14141 |  | แผนกหม้อแปลง 22 KV.
133 | X-ARM-C, INST. WITH 2-LT. SWITCH (1-P, 3-WIRE) (12 M) | Set14142 |  | แผนกหม้อแปลง 22 KV.
134 | X-ARM-C, INST. WITH 3-LT. SWITCH (3-P, 1-CCT) (12 M) | Set14143 |  | แผนกหม้อแปลง 22 KV.
135 | X-ARM-C, INST. WITH 6-LT. SWITCH (3-P, 2-CCT) (12 M) | Set14144 |  | แผนกหม้อแปลง 22 KV.
136 | X-ARM-C, 2-CCT, 2ND-CCT,SP 0-5 | Set21201 |  | แผนกหม้อแปลง 22 KV.
145 | CUT-OUT,FUSE,OPEN TYPE,SINGLE INSULATOR,DROPOUT 22 KV. 100 A. 8 KA. ASYM |  | 1040010000 | แผนกหม้อแปลง 22 KV.
146 | CUT-OUT,FUSE,OPEN TYPE,SINGLE ISULATOR,DROPOUT 33 KV. 100 A. |  | 1040010100 | แผนกหม้อแปลง 22 KV.
147 | FUSE LINK 22 kV. 1 A.EEI-NEMA TYPE K OR HIGH SURGE TYPE |  | 1040030000 | แผนกหม้อแปลง 22 KV.
148 | FUSE LINK 22 kV. 2 A.EEI-NEMA TYPE K OR HIGH SURGE TYPE |  | 1040030001 | แผนกหม้อแปลง 22 KV.
149 | FUSE LINK 22 kV. 3 A.EEI-NEMA TYPE K OR HIGH SURGE TYPE |  | 1040030002 | แผนกหม้อแปลง 22 KV.
150 | FUSE LINK 22 kV. 5-6 A.EEI-NEMA TYPE K OR HIGH SURGE TYPE FOR 5 A. |  | 1040030003 | แผนกหม้อแปลง 22 KV.
151 | FUSE LINK 22 kV. 8 A.EEI-NEMA TYPE K |  | 1040030004 | แผนกหม้อแปลง 22 KV.
152 | FUSE LINK 22 kV. 10 A.EEI-NEMA TYPE K |  | 1040030005 | แผนกหม้อแปลง 22 KV.
153 | FUSE LINK 22 kV. 15 A.EEI-NEMA TYPE K |  | 1040030006 | แผนกหม้อแปลง 22 KV.
154 | FUSE LINK 22 kV. 20 A.EEI-NEMA TYPE K |  | 1040030007 | แผนกหม้อแปลง 22 KV.
155 | FUSE LINK 22 kV. 25 A.EEI-NEMA TYPE K |  | 1040030008 | แผนกหม้อแปลง 22 KV.
156 | FUSE LINK 22 kV. 30 A.EEI-NEMA TYPE K |  | 1040030009 | แผนกหม้อแปลง 22 KV.
157 | FUSE LINK 22 kV. 40 A.EEI-NEMA TYPE K |  | 1040030010 | แผนกหม้อแปลง 22 KV.
158 | FUSE LINK 22 kV. 50 A.EEI-NEMA TYPE K |  | 1040030011 | แผนกหม้อแปลง 22 KV.
159 | FUSE LINK 22 kV. 65 A.EEI-NEMA TYPE K |  | 1040030012 | แผนกหม้อแปลง 22 KV.
160 | FUSE LINK 22 kV. 100 A.EEI-NEMA TYPE K |  | 1040030013 | แผนกหม้อแปลง 22 KV.
161 | FUSE LINK 22 kV. 140 A.EEI-NEMA TYPE K |  | 1040030014 | แผนกหม้อแปลง 22 KV.
162 | FUSE LINK 22 kV. 200 A.EEI-NEMA TYPE K |  | 1040030015 | แผนกหม้อแปลง 22 KV.
172 | LIGHTNING ARRESTER 250-500 V. 2.5-5.0 kA. |  | 1040000300 | แผนกหม้อแปลง 22 KV.
173 | LIGHTNING ARRESTER 20-21 kV. 5 kA. |  | 1040000000 | แผนกหม้อแปลง 22 KV.
174 | IGHTING ARRESTER 24-26 KV.5 KA |  | 1040000002 | แผนกหม้อแปลง 22 KV.
175 | LIGHTING ARRESTER 24-26 KV.10 KA. |  | 1040000003 | แผนกหม้อแปลง 22 KV.
190 | L.T. FUSE-SWITCHES 1x400 A. 500 V. |  | 1040020100 | แผนกหม้อแปลง 22 KV.
191 | LT. FUSE, 10 KVA. 1-P, 2-WIRE (50 AMP.) | Set14011 |  | แผนกหม้อแปลง 22 KV.
192 | LT. FUSE, 20 KVA. 1-P, 2-WIRE (100 AMP.) | Set14012 |  | แผนกหม้อแปลง 22 KV.
193 | LT. FUSE, 30 KVA. 1-P, 2-WIRE (160 AMP.) | Set14013 |  | แผนกหม้อแปลง 22 KV.
194 | LT. FUSE, 50 KVA. 1-P, 2-WIRE (300 AMP.) | Set14014 |  | แผนกหม้อแปลง 22 KV.
195 | LT. FUSE, 10 KVA. 1-P, 3-WIRE (32 AMP.) | Set14015 |  | แผนกหม้อแปลง 22 KV.
196 | LT. FUSE, 20 KVA. 1-P, 3-WIRE (50 AMP.) | Set14016 |  | แผนกหม้อแปลง 22 KV.
197 | LT. FUSE, 30 KVA. 1-P, 3-WIRE (80 AMP.) | Set14017 |  | แผนกหม้อแปลง 22 KV.
198 | LT. FUSE, 50 KVA. 1-P, 3-WIRE (160 AMP.) | Set14018 |  | แผนกหม้อแปลง 22 KV.
199 | LT. FUSE, 20 KVA. 3-P, 4-WIRE (32 AMP.) | Set14019 |  | แผนกหม้อแปลง 22 KV.
200 | LT. FUSE, 30 KVA. 3-P, 4-WIRE (50 AMP.) | Set14020 |  | แผนกหม้อแปลง 22 KV.
201 | LT. FUSE, 50 KVA. 3-P, 4-WIRE (80 AMP.) | Set14021 |  | แผนกหม้อแปลง 22 KV.
202 | LT. FUSE, 70 KVA. 3-P, 4-WIRE (100 AMP.) | Set14022 |  | แผนกหม้อแปลง 22 KV.
203 | LT. FUSE, 100 KVA. 3-P, 4-WIRE (160 AMP.) | Set14023 |  | แผนกหม้อแปลง 22 KV.
204 | LT. FUSE, 140 KVA. 3-P, 4-WIRE (200 AMP.) | Set14024 |  | แผนกหม้อแปลง 22 KV.
205 | LT. FUSE, 160 KVA. 3-P, 4-WIRE (250 AMP.) | Set14025 |  | แผนกหม้อแปลง 22 KV.
206 | LT. FUSE, 200 KVA. 3-P, 4-WIRE (300 AMP.) | Set14026 |  | แผนกหม้อแปลง 22 KV.
207 | LT. FUSE, 250 KVA. 3-P, 4-WIRE (355 AMP.) | Set14027 |  | แผนกหม้อแปลง 22 KV.
208 | LT. FUSE, 280 KVA. 3-P, 4-WIRE (400 AMP.) | Set14028 |  | แผนกหม้อแปลง 22 KV.
209 | LT. LIGHTNING ARRESTER, FOR 2 W | Set14001 |  | แผนกหม้อแปลง 22 KV.
210 | LT. LIGHTNING ARRESTER, FOR 3 W | Set14002 |  | แผนกหม้อแปลง 22 KV.
211 | LT. LIGHTNING ARRESTER, FOR 3 ph 4 W | Set14003 |  | แผนกหม้อแปลง 22 KV.
225 | LT WIRING, 35 SQ.MM., 1-P, 2-WIRE, TO LT SWITCH | Set40103 |  | แผนกหม้อแปลง 22 KV.
226 | LT WIRING, 35 SQ.MM., 1-P, 3-WIRE, TO LT SWITCH | Set40107 |  | แผนกหม้อแปลง 22 KV.
227 | LT WIRING, 35 SQ.MM., 1-WIRE (ADD PHASE) | Set40101 |  | แผนกหม้อแปลง 22 KV.
228 | LT WIRING, 50 SQ.MM., 1-P, 2-WIRE, TO LT SWITCH | Set40104 |  | แผนกหม้อแปลง 22 KV.
229 | LT WIRING, 50 SQ.MM., 1-P, 3-WIRE, TO LT SWITCH | Set40108 |  | แผนกหม้อแปลง 22 KV.
230 | LT WIRING, 50 SQ.MM., 1-WIRE (ADD PHASE) | Set40102 |  | แผนกหม้อแปลง 22 KV.
231 | LT WIRING, 70 SQ.MM., 1-P, 2-WIRE, TO LT SWITCH | Set40105 |  | แผนกหม้อแปลง 22 KV.
232 | LT WIRING, 70 SQ.MM., 1-P, 3-WIRE, TO LT SWITCH | Set40109 |  | แผนกหม้อแปลง 22 KV.
233 | LT WIRING, 95 SQ.MM., 1-P, 2-WIRE, TO LT SWITCH | Set40106 |  | แผนกหม้อแปลง 22 KV.
234 | LT WIRING, 95 SQ.MM., 1-P, 3-WIRE, TO LT SWITCH | Set40110 |  | แผนกหม้อแปลง 22 KV.
235 | LT WIRING, 35 SQ.MM., 1-P, 2-WIRE, TO METER | Set40121 |  | แผนกหม้อแปลง 22 KV.
236 | LT WIRING, 50 SQ.MM., 1-P, 2-WIRE, TO METER | Set40122 |  | แผนกหม้อแปลง 22 KV.
237 | LT WIRING, 70 SQ.MM., 1-P, 2-WIRE, TO METER | Set40123 |  | แผนกหม้อแปลง 22 KV.
238 | LT WIRING, 95 SQ.MM., 1-P, 2-WIRE, TO METER | Set40124 |  | แผนกหม้อแปลง 22 KV.
250 | LT WIRING, 35 SQ.MM., 3-P, 4-WIRE, TO LT SWITCH | Set40111 |  | แผนกหม้อแปลง 22 KV.
251 | LT WIRING, 50 SQ.MM., 3-P, 4-WIRE, TO LT SWITCH | Set40112 |  | แผนกหม้อแปลง 22 KV.
252 | LT WIRING, 70 SQ.MM., 3-P, 4-WIRE, TO LT SWITCH | Set40113 |  | แผนกหม้อแปลง 22 KV.
253 | LT WIRING, 95 SQ.MM., 3-P, 4-WIRE, TO LT SWITCH | Set40114 |  | แผนกหม้อแปลง 22 KV.
254 | LT WIRING, 120 SQ.MM., 3-P, 4-WIRE, TO LT SWITCH | Set40115 |  | แผนกหม้อแปลง 22 KV.
255 | LT WIRING, 185 SQ.MM., 3-P, 4-WIRE, TO LT SWITCH | Set40116 |  | แผนกหม้อแปลง 22 KV.
270 | LT WIRING, 35 SQ.MM., 3-P, 4-WIRE, TO METER | Set40125 |  | แผนกหม้อแปลง 22 KV.
271 | LT WIRING, 50 SQ.MM., 3-P, 4-WIRE, TO METER | Set40126 |  | แผนกหม้อแปลง 22 KV.
272 | LT WIRING, 70 SQ.MM., 3-P, 4-WIRE, TO METER | Set40127 |  | แผนกหม้อแปลง 22 KV.
273 | LT WIRING, 95 SQ.MM., 3-P, 4-WIRE, TO METER | Set40128 |  | แผนกหม้อแปลง 22 KV.
274 | LT WIRING, 120 SQ.MM., 3-P 4-WIRE, TO METER | Set40129 |  | แผนกหม้อแปลง 22 KV.
275 | LT WIRING, 185 SQ.MM., 3-P, 4-WIRE, TO METER | Set40130 |  | แผนกหม้อแปลง 22 KV.
290 | CONDUCTOR,AL,BARE 35 sq.mm.TIS.85 |  | 1020010001 | แผนกหม้อแปลง 22 KV.
291 | CONDUCTOR,AL,BARE 50/7 sq.mm.TIS.85 |  | 1020010002 | แผนกหม้อแปลง 22 KV.
292 | CONDUCTOR,AL,BARE 95 sq.mm.TIS.85 |  | 1020010004 | แผนกหม้อแปลง 22 KV.
293 | CABLE,AL,COMPACT STRANDED,PVC-INSULATED,750 V. 75 DEG.C, 35 SQ.MM.TIS.293 |  | 1020070001 | แผนกหม้อแปลง 22 KV.
294 | CONDUCTOR,AL,PARTIALLY INSULATED,SINGLE-CORE,22 kV. 50 SQ.MM. |  | 1020060001 | แผนกหม้อแปลง 22 KV.
295 | CONDUCTOR,AL,PARTIALLY INSULATED,SINGLE-CORE,22 kV. 95 SQ.MM. |  | 1020060002 | แผนกหม้อแปลง 22 KV.
296 | CONDUCTOR,AL,PARTIALLY INSULATED,SINGLE-CORE,22 KV. 120 SQ.MM. |  | 1020060003 | แผนกหม้อแปลง 22 KV.
297 | CONDUCTOR,AL,PARTIALLY INSULATED,SINGLE-CORE,22 kV. SQ.MM.185 SQ.MM. |  | 1020060004 | แผนกหม้อแปลง 22 KV.
298 | CABLE,AERIAL,AL 22 kV. 1x50 sq.mm. |  | 1020050000 | แผนกหม้อแปลง 22 KV.
299 | CABLE,AERIAL,AL 22 kV. 1x95 sq.mm. |  | 1020050001 | แผนกหม้อแปลง 22 KV.
300 | CABLE,AERIAL,AL 22 kV. 1x120 sq.mm. |  | 1020050002 | แผนกหม้อแปลง 22 KV.
301 | CABLE,AERIAL,AL 22 kV. 1x185 sq.mm. |  | 1020050004 | แผนกหม้อแปลง 22 KV.
302 | CABLE,AERIAL,AL 22 kV. 1x240 sq.mm. |  | 1020050005 | แผนกหม้อแปลง 22 KV.
315 | PIN TERMINAL,FOR AL 50 SQ.MM. |  | 1020420400 | แผนกหม้อแปลง 22 KV.
316 | CABLE LUG,NEMA HOLE,COMPRESSION TYPE,AL 95 SQ.MM. |  | 1020420104 | แผนกหม้อแปลง 22 KV.
317 | CABLE LUG,NEMA HOLE,COMPRESSION TYPE,AL 50 SQ.MM. |  | 1020420102 | แผนกหม้อแปลง 22 KV.
318 | CLAMP,HOT LINE,MAIN LINE,AL 25-50 SQ.MM.,TAP LINE,AL/CU. 25-50 SQ.MM. |  | 1020330100 | แผนกหม้อแปลง 22 KV.
319 | CLAMP,HOT LINE,MAIN LINE,AL 50-120 SQ.MM.,TAP LINE,AL/CU. 35-95 SQ.MM. |  | 1020330101 | แผนกหม้อแปลง 22 KV.
320 | HOTLINE CLAMP,PIERCING TYPE FOR MAIN LINE PIC.22-33 KV. 50-185 SQ.MM. TAP LINE AL-CONDUCTOR 25-50 SQ |  | 1020330102 | แผนกหม้อแปลง 22 KV.
321 | CLAMP,SINGLE U-BOLT,M.8 (WIRE ROPE CLIP) |  | 1010230000 | แผนกหม้อแปลง 22 KV.
322 | CLAMP,STIRRUP OR BAIL,HOT LINE,MAIN LINE,AL.25-50,SQMM. STIRRUP OR BAIL AL-ALLOY/CU. DIA 6.5 MM. |  | 1020330000 | แผนกหม้อแปลง 22 KV.
323 | CLAMP,STIRRUP OR BAIL,HOT LINE,MAIN LINE,AL 70-185 SQ.MM. STIRRUP OR BAIL AL-ALLOY/CU. DIA 9.25 MM. |  | 1020330001 | แผนกหม้อแปลง 22 KV.
324 | CLAMP,STRAIN,STRAIGHT TYPE,AL 35-70 sq.mm.ACSR 35-50 SQ.MM. |  | 1030110000 | แผนกหม้อแปลง 22 KV.
325 | CLAMP,STRAIN,STRAIGHT TYPE,AL 95 sq.mm.ACSR 70 sq.mm |  | 1030110001 | แผนกหม้อแปลง 22 KV.
326 | CONNECTOR,PARALLEL GROOVE,DOUBLE BOLT,AL,AL-ALLOY AND ACSR 25-95 SQ.MM. |  | 1020300102 | แผนกหม้อแปลง 22 KV.
327 | CONNECTOR,PARALLEL GROOVE,TRIPLE BOLT,AL,AL-ALLOY AND ACSR 70-185 SQ.MM. |  | 1020300103 | แผนกหม้อแปลง 22 KV.
328 | CONNECTOR,SPLICE COMPRESSION TYPE,TENSIONLESS ACSR 50/8 SQ.MM. |  | 1020410102 | แผนกหม้อแปลง 22 KV.
329 | CONNECTOR,SPLICE COMPRESSION TYPE,TENSIONLESS AL 185 SQ.MM. |  | 1020410007 | แผนกหม้อแปลง 22 KV.
340 | PREFORMED DEAD END,FOR AERIAL CABLE 22 KV.185 SQ.MM. & 33 KV.120 SQ.MM. |  | 1020260201 | แผนกหม้อแปลง 22 KV.
341 | PREFORMED DEADEND,FOR AL PARTIALLY INSULATED CONDUCTOR 33 KV.120 SQ.MM. & AERIAL CABLE 22 KV.50 SQ.M |  | 1020250220 | แผนกหม้อแปลง 22 KV.
350 | TAPE,ELECTRICAL,PVC.PLASTIC,OUTDOOR TYPE,ROLL SIZE 0.18X19X10,000 MM. TIS.386 |  | 1020180001 | แผนกหม้อแปลง 22 KV.
351 | ELECTRICAL SPLICING TAPE,FOR H.T.AERIAL CABLE,SIZE 3/4"X30' |  | 1020180003 | แผนกหม้อแปลง 22 KV.
360 | LT. GROUNDING CONNECTION | Set14005 |  | แผนกหม้อแปลง 22 KV.
361 | ROD,GROUND,60x60x5 mm. 2 m.LONG |  | 1010220002 | แผนกหม้อแปลง 22 KV.
370 | BEAM,HARD WOOD 100X100X3,200 MM. |  | 1000200001 | แผนกหม้อแปลง 22 KV.
371 | BEAM,HARD WOOD 100X200X3,500 |  | 1000200004 | แผนกหม้อแปลง 22 KV.
372 | BEAM,SPUN PRESTRESSED CONCRETE 100X100X3,200 MM. |  | 1000210000 | แผนกหม้อแปลง 22 KV.
373 | BEAM,PRESTRESSED CONCRETE, 150X250X3,450 MM. |  | 1000210001 | แผนกหม้อแปลง 22 KV.
374 | REAM, PRESTRESSED CONCRETE, 150 X 250 X 3,500 mm. |  | 1000210003 | แผนกหม้อแปลง 22 KV.
385 | ROCK DRILLING-EXPLOSING FOR GUY (เฉพาะค่าแรงงาน) |  | 9090010102 | แผนกหม้อแปลง 22 KV.
395 | POLE,WOOD 12 M.LONG |  | 1000000003 | แผนกหม้อแปลง 22 KV.
396 | POLE,WOOD 14 M.LONG |  | 1000000004 | แผนกหม้อแปลง 22 KV.
398 | POLE,CONCRETE, 8 M.LONG |  | 1000010001 | แผนกหม้อแปลง 22 KV.
399 | POLE,CONCRETE, 9 M.LONG |  | 1000010002 | แผนกหม้อแปลง 22 KV.
400 | POLE,CONCRETE, 12 M.LONG |  | 1000010004 | แผนกหม้อแปลง 22 KV.
401 | POLE,CONCRETE, 12.20 M. LONG |  | 1000010012 | แผนกหม้อแปลง 22 KV.
402 | POLE,CONCRETE, 14 M. LONG |  | 1000010006 | แผนกหม้อแปลง 22 KV.
403 | POLE,CONCRETE, 14.30 M. LONG |  | 1000010013 | แผนกหม้อแปลง 22 KV.
404 | POLE,CONCRETE, 16 M. LONG |  | 1000010008 | แผนกหม้อแปลง 22 KV.
415 | CONCRETE STUB, 1X(.30X.30X4.50 M.) | Set14304 |  | แผนกหม้อแปลง 22 KV.
416 | CONCRETE STUB, 1X(.30X.30X5.50 M.) | Set14305 |  | แผนกหม้อแปลง 22 KV.
417 | CONCRETE STUB, 1X(.30X.30X6.50 M.) | Set14306 |  | แผนกหม้อแปลง 22 KV.
418 | CONCRETE STUB, 1X(.35X.35X4.50 M.) | Set14307 |  | แผนกหม้อแปลง 22 KV.
419 | CONCRETE STUB, 1X(.35X.35X5.50 M.) | Set14308 |  | แผนกหม้อแปลง 22 KV.
420 | CONSRETE STUB, 1X(.35X.35X6.50 M.) | Set14309 |  | แผนกหม้อแปลง 22 KV.
421 | CONCRETE STUB, 1X(.36X.36X4.50 M.) | Set14316 |  | แผนกหม้อแปลง 22 KV.
422 | CONCRETE STUB, 1X(.36X.36X5.50 M.) | Set14317 |  | แผนกหม้อแปลง 22 KV.
423 | CONCRETE STUB, 1X(.36X.36X6.50 M.) | Set14318 |  | แผนกหม้อแปลง 22 KV.
424 | CONCRETE STUB, 1X(.41X.41X5.50 M.) | Set14313 |  | แผนกหม้อแปลง 22 KV.
425 | CONCRETE STUB, 1X(.41X.41X6.50 M.) | Set14314 |  | แผนกหม้อแปลง 22 KV.
426 | CONCRETE STUB, 1X(.41X.41X7.50 M.) | Set14315 |  | แผนกหม้อแปลง 22 KV.
427 | STUB,PRESTRESSED CONCRETE, 0.30X0.30 M., 6.50 M.LONG |  | 1000020104 | แผนกหม้อแปลง 22 KV.
428 | STUB,PRESTRESSED CONCRETE,0.36X0.36M.,4.50M.LONG |  | 1000020400 | แผนกหม้อแปลง 22 KV.
445 | TRANSFORMER FOUNDATION 1.10X1.40 M. |  | 9080010004 | แผนกหม้อแปลง 22 KV.
447 | TRANSFORMER FOUNDATION 1.50X2.50 M. |  | 9080010001 | แผนกหม้อแปลง 22 KV.
448 | TRANSFORMER FOUNDATION 2.00X3.00 M. |  | 9080010002 | แผนกหม้อแปลง 22 KV.
449 | TRANSFORMER FOUNDATION 2.50X3.50 M. |  | 9080010003 | แผนกหม้อแปลง 22 KV.
450 | TRANSFORMER FOUNDATION 3.0X4.00 M, (2,500 KVA) |  | 9080010005 | แผนกหม้อแปลง 22 KV.
451 | TRANSFORMER FOUNDATION 3.0X4.0 M, (3,000 KVA) |  | 9080010006 | แผนกหม้อแปลง 22 KV.
465 | INSULATOR,SPOOL,TYPE B (CLASS 53-2)TIS.227 |  | 1030030000 | แผนกหม้อแปลง 22 KV.
466 | INSULATOR,PIN TYPE,TYPE B (CLASS 56-2) TIS.279 |  | 1030000001 | แผนกหม้อแปลง 22 KV.
468 | INSULATOR,LINE-POST TYPE,22 KV.CLASS 57-2L TIS.1077 |  | 1030010001 | แผนกหม้อแปลง 22 KV.
469 | INSULATOR,LINE-POST TYPE, 22 kV.CLASS 57-2L POWER ARC TEST |  | 1030010002 | แผนกหม้อแปลง 22 KV.
470 | INSULATOR,PIN POST TYPE 22 KV. POWER ARC TEST |  | 1030010101 | แผนกหม้อแปลง 22 KV.
471 | INSULATOR,SUSPENSION TYPE A (CLASS 52-1)TIS.354 |  | 1030020000 | แผนกหม้อแปลง 22 KV.
472 | PIN,INSULATOR,22 KV.SHANK 140 MM.,LEAD HEAD 35 MM.(1 3/8") |  | 1030100000 | แผนกหม้อแปลง 22 KV.
473 | SET OF INSULATOR PIN TYPE 22 KV. | Set24004 |  | แผนกหม้อแปลง 22 KV.
485 | BOLT,DOUBLE ARMING,ROUND EYE M.16x450 mm. |  | 1010130001 | แผนกหม้อแปลง 22 KV.
486 | BOLT,MACHINE M.16x130 mm. |  | 1010110200 | แผนกหม้อแปลง 22 KV.
487 | BOLT,MACHINE M.16x200 mm. |  | 1010110202 | แผนกหม้อแปลง 22 KV.
488 | BOLT,MACHINE M.16x350 mm. |  | 1010110205 | แผนกหม้อแปลง 22 KV.
489 | BOLT,MACHINE M.16x400 mm. |  | 1010110206 | แผนกหม้อแปลง 22 KV.
490 | BOLT,MACHINE,HEXAGON, M.16X50 MM. |  | 1010110404 | แผนกหม้อแปลง 22 KV.
491 | BOLT,MACHINE,HEXAGON,M.16X600 MM. |  | 1010110402 | แผนกหม้อแปลง 22 KV.
492 | BOLT,MACHINE,HEXAGON,M.16x550 mm. |  | 1010110401 | แผนกหม้อแปลง 22 KV.
493 | BOLT,STUB M.24x800 mm. |  | 1010160001 | แผนกหม้อแปลง 22 KV.
494 | BOLT,STUB M.24x1,000 mm. |  | 1010160002 | แผนกหม้อแปลง 22 KV.
495 | BOLT,STUB M.24X1,250 MM. |  | 1010160003 | แผนกหม้อแปลง 22 KV.
496 | BOLT,STUB,M 24 X 1,600 MM. |  | 1010160004 | แผนกหม้อแปลง 22 KV.
500 | BRACE,FLAT,FOR CROSSARM 30x6x760 mm. |  | 1010200001 | แผนกหม้อแปลง 22 KV.
501 | NUT,EYE M.16 DIN 582 |  | 1010180001 | แผนกหม้อแปลง 22 KV.
502 | WASHER,PLAIN,SQUARE,LARGE 52x52x4.5 mm.HOLE DIA. 18 MM. TIS.258 |  | 1010180100 | แผนกหม้อแปลง 22 KV.
503 | WIRE,STEEL STRANDED 50/7 sq.mm.TIS.404 |  | 1010100004 | แผนกหม้อแปลง 22 KV.
504 | STEEL BRACKET |  | 1050100002 | แผนกหม้อแปลง 22 KV.
505 | STEEL CHANNEL,100X50X5 MM.4,200 MM.LONG |  | 1010000103 | แผนกหม้อแปลง 22 KV.
506 | CONDUIT,PVC,RIGID,DIA. 65x1000 mm.TIS.216 |  | 1080040003 | แผนกหม้อแปลง 22 KV.
515 | CONCRETE 1/3 (50 KG./SET) |  | 9090010026 | แผนกหม้อแปลง 22 KV.
516 | TRANSFORMER WIRE-MESH FENCE 4.00X4.50 M. |  | 9080020001 | แผนกหม้อแปลง 22 KV.
517 | TRANSFORMER WIRE-MESH FENCE 4.00X7.00 M. |  | 9080020004 | แผนกหม้อแปลง 22 KV.
518 | TRANSFORMER WIRE-MESH FENCE 4.50X4.50 M. |  | 9080020002 | แผนกหม้อแปลง 22 KV.
519 | TRANSFORMER WIRE-MESH FENCE 4.50X8.00 M. |  | 9080020005 | แผนกหม้อแปลง 22 KV.
520 | TRANSFORMER WIRE-MESH FENCE 5.00X5.00 M. |  | 9080020003 | แผนกหม้อแปลง 22 KV.
521 | TRANSFORMER WIRE-MESH FENCE 5.00X9.00 M. |  | 9080020006 | แผนกหม้อแปลง 22 KV.
522 | TRANSFORMER WIRE-MECH FENCE 6.00X6.00 M |  | 9080020007 | แผนกหม้อแปลง 22 KV.
535 | PLATFORM-POLE SETTING, SOFT SOID | Set14221 |  | แผนกหม้อแปลง 22 KV.
536 | PLATFORM-POLE SETTING, ROCKY SOID | Set14222 |  | แผนกหม้อแปลง 22 KV.

## 115kV
รหัส KeyCode | คำอธิบาย | ชุด Set | พัสดุ | แผนก
1 | POLE,CONCRETE, 12 M.LONG |  | 1000010004 | แผนกสายส่ง 115 KV.
2 | POLE,CONCRETE, 12.20 M. LONG |  | 1000010012 | แผนกสายส่ง 115 KV.
3 | POLE,CONCRETE, 14 M. LONG |  | 1000010006 | แผนกสายส่ง 115 KV.
4 | POLE,CONCRETE, 14.30 M. LONG |  | 1000010013 | แผนกสายส่ง 115 KV.
5 | POLE,CONCRETE, 16 M. LONG |  | 1000010008 | แผนกสายส่ง 115 KV.
6 | POLE 22 M. WITH GROUND PLATE |  | 1000010015 | แผนกสายส่ง 115 KV.
7 | POLE 22 M. WITH GROUND PLATE 2 SIDES |  | 1000010016 | แผนกสายส่ง 115 KV.
8 | SWITCH,AIR BREAK,TRIPLE POLE,115 KV.1,200 A.61 KA.HORIZONTAL OPENING |  | 1040060200 | แผนกสายส่ง 115 KV.
9 | ROD,GROUND,60x60x5 mm. 2 m.LONG |  | 1010220002 | แผนกสายส่ง 115 KV.
10 | LIGHTNING ARRESTER 96 KV. 10 KA. |  | 1040000201 | แผนกสายส่ง 115 KV.
11 | WIRE,STEEL STRANDED 50/7 sq.mm.TIS.404 |  | 1010100004 | แผนกสายส่ง 115 KV.
12 | WIRE,STEEL STRANDED 95 sq.mm.TIS.404 |  | 1010100006 | แผนกสายส่ง 115 KV.
13 | CONDUCTOR,AL,BARE 185 sq.mm.TIS.85 |  | 1020010007 | แผนกสายส่ง 115 KV.
14 | CONDUCTOR,AL.BARE 240 SQ.MM. TIS.85 |  | 1020010008 | แผนกสายส่ง 115 KV.
15 | CONDUCTOR,AL,BARE,400 SQ.MM.TIS.85 |  | 1020010009 | แผนกสายส่ง 115 KV.
16 | CONDUCTOR,AL.BARE 625 SQ.MM. TIS.85 |  | 1020010010 | แผนกสายส่ง 115 KV.
17 | CONDUCTOR, ACSR 380/50 SQ.MM. TIS.86 |  | 1020020008 | แผนกสายส่ง 115 KV.
18 | CONNECTOR,PARALLEL GROOVE,TRIPLE BOLT,AL,AL-ALLOY AND ACSR 70-185 SQ.MM. |  | 1020300103 | แผนกสายส่ง 115 KV.
19 | CONNECTOR,T-TYPE,FOR CONDUCTOR MAIN 400 SQ.MM. TO CONDUCTOR TAP 185-240 SQ.MM. |  | 1020500005 | แผนกสายส่ง 115 KV.
20 | CONNECTOR,T-TYPE,COMPRESSION,FOR AL CONDUCTOR MAIN 400 SQ.MM. TO NEMA 4-HOLE PAD |  | 1020500100 | แผนกสายส่ง 115 KV.
21 | TERMINAL,COMPRESSION,15 DEGREE PAD,NEMA,4-HOLE,FOR AL. 400 SQ.MM. |  | 1020420302 | แผนกสายส่ง 115 KV.
22 | CONNECTOR,SPLICE,COMPRESSION TYPE,TENSION LOADED AL 240 SQ.MM. |  | 1020400008 | แผนกสายส่ง 115 KV.
23 | CONNECTOR,SPLICE,COMPRESSION TYPE,TENSION LOADED AL. 400 SQ .MM. |  | 1020400009 | แผนกสายส่ง 115 KV.
24 | CONNECTOR,SPLICE,COMPRESSION TYPE,TENSION LOADED AL 625 SQ.MM. |  | 9090010092 | แผนกสายส่ง 115 KV.
25 | CONNECTOR,SPLICE,COMPRESSION TYPE,TENSIONLESS AL.400 SQ.MM. |  | 1020410009 | แผนกสายส่ง 115 KV.
26 | CONNECTOR,T-TYPE FOR AL,MAIN 400 sq.mm.,TAP OFF 400 |  | 1020500006 | แผนกสายส่ง 115 KV.
27 | CONNECTOR,T-TYPE,FOR AL.CONDUCTOR 400 SQ.MM.TO NEMA 4-HOLE PAD |  | 1020500010 | แผนกสายส่ง 115 KV.
28 | CLAMP,TRIPLE BOLTS FOR STEEL STRANDED WIRE 35 SQ.MM. |  | 1010230003 | แผนกสายส่ง 115 KV.
29 | CLAMP,STRAIN,WITH CLAMPING KEEPER,FOR AL.CONDUCTOR 400 SQ.MM. |  | 1030110103 | แผนกสายส่ง 115 KV.
30 | CLIMP,TOP TYPE DOUBLE CONDUCTOR, AL 400 SQ.MM.FOR HORIZONTAL MOUNTING POST TYPE INSULATOR 115 KV. |  | 1020570106 | แผนกสายส่ง 115 KV.
31 | SPACER,HELICAL ROD,PREFORMED FOR AL. 240 SQ.MM. |  | 9090010091 | แผนกสายส่ง 115 KV.
32 | SPACER,HELICAL ROD,PREFORMED,FOR AL.400 SQ.MM. |  | 1020240000 | แผนกสายส่ง 115 KV.
33 | CABLE SPACER,AL-ALLOY,FOR AL BUNDLE CONDUCTOR 625 SQ.MM. |  | 9050010003 | แผนกสายส่ง 115 KV.
34 | SPACER,PLATE,FOR AL.400 SQ.MM. |  | 1030140013 | แผนกสายส่ง 115 KV.
35 | MOLD HANDLE CLAMP |  | 1010220100 | แผนกสายส่ง 115 KV.
36 | MOLD,FOR ST. WIRE STAND 50 SQ.MM. TO GD |  | 1010220122 | แผนกสายส่ง 115 KV.
37 | WELDING POWDER, ST. WIRE 50 SQ.MM. TO GD |  | 1010220123 | แผนกสายส่ง 115 KV.
101 | SS-TG-2(WITH GROUND PLATE IN POLE) TANGENT STRUCTURE | Set51250 |  | แผนกสายส่ง 115 KV.
102 | SS-TG-3 TANGENT STRUCTURE | Set50015 |  | แผนกสายส่ง 115 KV.
103 | SS-TG-4 TANGENT STRUCTURE ADJCENT TO DEADEND POLE | Set50016 |  | แผนกสายส่ง 115 KV.
104 | SS-TG-5 (WITH GROUND PLATE IN POLE) TANGENT STRUCTURE,ADJACENT TO DEADEND POLE | Set51252 |  | แผนกสายส่ง 115 KV.
105 | SS-TG-8 TANGENT STRUCTURE | Set50049 |  | แผนกสายส่ง 115 KV.
106 | SS-SA-2 (WITH GROUND PLATE IN POLE) ANGLE STRUCTURE | Set51251 |  | แผนกสายส่ง 115 KV.
107 | SS-SA-3 SMALL ANGLE STRUCTURE | Set50019 |  | แผนกสายส่ง 115 KV.
108 | SS-SA-4 (WITH GROUND PLATE IN POLE) ANGLE STRUCTURE ADJACENT TO DOUBLE DEADEND STRUCTURE | Set50045 |  | แผนกสายส่ง 115 KV.
109 | SS-SA-6 SMALL ANGLE STRUCTURE | Set50026 |  | แผนกสายส่ง 115 KV.
110 | SS-AS-2 CROSSING THE RAILROAD STRUCTURE | Set50022 |  | แผนกสายส่ง 115 KV.
111 | SS-AS-4 (WITH GROUND PLATE IN POLE) DOUBLE DEADEND STRUCTURE,ADJACENT POLE TO ANGLE | Set51256 |  | แผนกสายส่ง 115 KV.
112 | SS-AS-6 ANGLE STRUCTURE | Set50077 |  | แผนกสายส่ง 115 KV.
113 | SS-LA-1 (WITH GROUND PLATE IN POLE) SINGLE POLE 90 DEG. ANGEL STRUCTURE, HAVING GUY | Set50138 |  | แผนกสายส่ง 115 KV.
114 | SS-LA-1 (WITH GROUND PLATE IN POLE) SINGLE POLE 90 DEG. ANGEL STRUCTURE, NO GUY | Set50139 |  | แผนกสายส่ง 115 KV.
115 | SS-LA-2 (WITH GROUND PLATE IN POLE) DOUBLE POLE 90 DEG. ANGEL STRUCTURE, HAVING GUY | Set50140 |  | แผนกสายส่ง 115 KV.
116 | SS-LA-2 (WITH GROUND PLATE IN POLE) DOUBLE POLE 90 DEG. ANGEL STRUCTURE, NO GUY | Set50141 |  | แผนกสายส่ง 115 KV.
117 | SS-TL-1 (WITH GROUND PLATE IN POLE) SINGLE POLE, TAP LINE STRUCTURE | Set50143 |  | แผนกสายส่ง 115 KV.
118 | SS-TL-2 (WITH GROUND PLATE IN POLE) DOUBLE POLE, TAP LINE STRUCTURE | Set50144 |  | แผนกสายส่ง 115 KV.
119 | SS-TL-3 DOUBLE POLE,TAP LINE STRUCTURE | Set50031 |  | แผนกสายส่ง 115 KV.
120 | SS-DD-4 DOUBLE POLE,DOUBLE DEAD END STRUCTURE | Set50032 |  | แผนกสายส่ง 115 KV.
121 | SS-TL-3 DOUBLE POLE,TAP LINE STRUCTURE(TAP LINE ONLY) | Set50033 |  | แผนกสายส่ง 115 KV.
122 | SS-TL-5 TAP LINE STRUCTURE | Set50131 |  | แผนกสายส่ง 115 KV.
123 | SS-DD-2 DOUBLE DEAD END STRUCTURE | Set50082 |  | แผนกสายส่ง 115 KV.
124 | SS-DD-1 DOUBLE DEAD END STRUCTURE | Set50025 |  | แผนกสายส่ง 115 KV.
125 | SS-DD-3 DOUBLE DEAD END STRUCTURE | Set50048 |  | แผนกสายส่ง 115 KV.
126 | SS-DE-2 DEAD END STRUCTURE | Set50085 |  | แผนกสายส่ง 115 KV.
127 | SS-DE-1 (WITH GROUND PLATE IN POLE) DEADEND STRUCTURE | Set50142 |  | แผนกสายส่ง 115 KV.
128 | SS-LS-2 LARGE SPAN <=200 M STRUCTURE | Set50051 |  | แผนกสายส่ง 115 KV.
129 | SS-HF-1 H-FRAME STRUCTURE 14 m POLE | Set50039 |  | แผนกสายส่ง 115 KV.
130 | SS-HF-1 H-FRAME STRUCTURE 16 m POLE | Set50040 |  | แผนกสายส่ง 115 KV.
131 | SS-HF-1 H-FRAME STRUCTURE 22 m | Set50041 |  | แผนกสายส่ง 115 KV.
132 | SS-SW-2 TRIPLE POLE AIR BREAK SWITCH INSTALLATION (HORIZONTAL) | Set51199 |  | แผนกสายส่ง 115 KV.
133 | SS-SW-2 TRIPLE POLE AIR BREAK SWITCH INSTALLATION | Set50091 |  | แผนกสายส่ง 115 KV.
134 | SS-TR-1 TRANSPOSE STRUCTURE | Set50046 |  | แผนกสายส่ง 115 KV.
135 | SS-IH-1 INCREASING HEIGHT OF CONDUCTOR STRINGING STRUCTURE | Set50037 |  | แผนกสายส่ง 115 KV.
136 | SS-IH-1* INCREASE HIEGH STRUCTURE(DOUBLE POLE) | Set50137 |  | แผนกสายส่ง 115 KV.
137 | SS-DH-1 DECREASING HEIGHT OF CONDUCTOR STRINGING STRUCTURE | Set50038 |  | แผนกสายส่ง 115 KV.
138 | SS-TG-2 ASSEMBLY NO. 5212A | Set50202 |  | แผนกสายส่ง 115 KV.
139 | SS-TG-5 ASSEMBLY NO. 5220A | Set50205 |  | แผนกสายส่ง 115 KV.
140 | SS-SA-2 ASSEMBLY NO. 5213A | Set50212 |  | แผนกสายส่ง 115 KV.
141 | SS-SA-4 ASSEMBLY NO. 5222A | Set50214 |  | แผนกสายส่ง 115 KV.
142 | SS-AS-4 ASSEMBLY NO. 5221A | Set50216 |  | แผนกสายส่ง 115 KV.
143 | SS-DD-3 ASSEMBLY NO. 5219 | Set50223 |  | แผนกสายส่ง 115 KV.
144 | SS-DD-4 ASSEMBLY NO. 5233 | Set50224 |  | แผนกสายส่ง 115 KV.
145 | SS-DH-1 ASSEMBLY NO. 5433 | Set50226 |  | แผนกสายส่ง 115 KV.
146 | SS-IH-1 ASSEMBLY NO. 5429 | Set50227 |  | แผนกสายส่ง 115 KV.
147 | SS-LA-2 ASSEMBLY NO. 5205A | Set50232 |  | แผนกสายส่ง 115 KV.
148 | SS-TG-8 ASSEMBLY NO. 5229 | Set59161 |  | แผนกสายส่ง 115 KV.
149 | SS-SA-6 ASSEMBLY NO. 5230 | Set59158 |  | แผนกสายส่ง 115 KV.
150 | SS-AS-2 ASSEMBLY NO. 5402 | Set59159 |  | แผนกสายส่ง 115 KV.
151 | SS-LS-2 ASSEMBLY NO. 5286 | Set59160 |  | แผนกสายส่ง 115 KV.
152 | SS-SW-2 ASSEMBLY NO. 5431 (AIR BREAK SWITCH 1,200 A) | Set51282 |  | แผนกสายส่ง 115 KV.
153 | SS-SW-2 ASSEMBLY NO. 5431 (AIR BREAK SWITCH 2,000 A) | Set59260 |  | แผนกสายส่ง 115 KV.
201 | SD-TG-5 TANGENT STRUCTURE | Set51144 |  | แผนกสายส่ง 115 KV.
202 | SD-TG-6 TANGENT STRUCTURE, ADJCENT TO DEADEND POLE | Set51145 |  | แผนกสายส่ง 115 KV.
203 | SD-TG-7 TANGENT STRUCTURE | Set51147 |  | แผนกสายส่ง 115 KV.
204 | SD-TG-8 TANGENT STRUCTURE | Set51149 |  | แผนกสายส่ง 115 KV.
205 | SD-TG-3 (WITH GROUND PLATE IN POLE) TANGENT STRUCTURE | Set51253 |  | แผนกสายส่ง 115 KV.
206 | SD-TG-4(WITH GROUND PLATE IN POLE)TANGENT STRUCTURE,ADJACENT TO DEADEND POLE | Set51255 |  | แผนกสายส่ง 115 KV.
207 | SD-SA-2 (WITH GROUND PLATE IN POLE), ANGLE STRUCTURE | Set51123 |  | แผนกสายส่ง 115 KV.
208 | SD-SA-4 SMALL ANGLE STRUCTURE | Set51143 |  | แผนกสายส่ง 115 KV.
209 | SD-SA-6 SMALL ANGLE STRUCTURE | Set51166 |  | แผนกสายส่ง 115 KV.
210 | SD-SA-3 (WITH GROUND PLATE IN POLE) ANGLE STRUCTURE ADJACENT TO DOUBLE DEADEND POLE | Set51158 |  | แผนกสายส่ง 115 KV.
211 | SD-AS-2 DOUBLE DEADEND STRUCTURE,ADJACENT POLE TO ANGLE | Set51122 |  | แผนกสายส่ง 115 KV.
212 | SD-AS-3 (WITH GROUND PLATE IN POLE) DOUBLE DEADEND STRUCTURE,ADJACENT POLE TO ANGLE | Set51257 |  | แผนกสายส่ง 115 KV.
213 | SD-AS-6 ANGLE STRUCTURE | Set51176 |  | แผนกสายส่ง 115 KV.
214 | SD-LS-2 LARGE SPAN<=200 m. | Set51151 |  | แผนกสายส่ง 115 KV.
215 | SD-LA-1 (WITH GROUND PLATE IN POLE) SINGLE POLE 90 DEG . ANGEL STRUCTURE, HAVING GUY | Set51242 |  | แผนกสายส่ง 115 KV.
216 | SD-LA-1 (WITH GROUND PLATE IN POLE) SINGLE POLE 90 DEG . ANGEL STRUCTURE, NO GUY | Set51243 |  | แผนกสายส่ง 115 KV.
217 | SD-LA-2 (WITH GROUND PLATE IN POLE) DOUBLE POLE 90 DEG . ANGEL STRUCTURE, HAVING GUY | Set51244 |  | แผนกสายส่ง 115 KV.
218 | SD-LA-2 (WITH GROUND PLATE IN POLE) DOUBLE POLE 90 DEG . ANGEL STRUCTURE, NO GUY | Set51245 |  | แผนกสายส่ง 115 KV.
219 | SD-LA-3 ANGLE STRUCTURE | Set51142 |  | แผนกสายส่ง 115 KV.
220 | SD-TL-1 (WITH GROUND PLATE IN POLE) SINGLE POLE, TAP LINE STRUCTURE | Set51247 |  | แผนกสายส่ง 115 KV.
221 | SD-TL-2 (WITH GROUND PLATE IN POLE) DOUBLE POLE, TAP LINE STRUCTURE (FOR SINGLE CONDUCTOR TAP LINE) | Set51248 |  | แผนกสายส่ง 115 KV.
222 | SD-TL-2 (WITH GROUND PLATE IN POLE) DOUBLE POLE, TAP LINE STRUCTURE (FOR DOUBLE CONDUCTOR TAP LINE) | Set51249 |  | แผนกสายส่ง 115 KV.
223 | SD-TL-3 DOUBLE POLE,TAP LINE STRUCTURE | Set51131 |  | แผนกสายส่ง 115 KV.
224 | SD-TL-3 DOUBLE POLE,TAP LINE STRUCTURE (FOR TAP LINE TO SS) | Set51155 |  | แผนกสายส่ง 115 KV.
225 | SD-TL-3 DOUBLE POLE,TAP LINE STRUCTURE(TAP LINE ONLY) | Set51133 |  | แผนกสายส่ง 115 KV.
226 | SD-TL-4 SINGLE POLE,TAP LINE STRUCTURE(TAP LINE ONLY) | Set51152 |  | แผนกสายส่ง 115 KV.
227 | SD-TL-5 DOUBLE POLE,TAP LINE STRUCTURE(TAP LINE ONLY) | Set51150 |  | แผนกสายส่ง 115 KV.
228 | SD-TL-4 TAP LINE STRUCTURE(NOT INCLUDED TAP LINE) | Set51153 |  | แผนกสายส่ง 115 KV.
229 | SD-TL-4 TAP LINE ONLY (FOR TAP LINE TO SS ) | Set51154 |  | แผนกสายส่ง 115 KV.
230 | SD-TL-5 TAP LINE STRUCTURE | Set51156 |  | แผนกสายส่ง 115 KV.
231 | SD-DD-2 DOUBLE DEAD END STRUCTURE | Set51127 |  | แผนกสายส่ง 115 KV.
232 | SD-DD-3 DOUBLE DEAD END STRUCTURE | Set51148 |  | แผนกสายส่ง 115 KV.
233 | SD-DD-4 DOUBLE POLE,DOUBLE DEAD END STRUCTURE | Set51132 |  | แผนกสายส่ง 115 KV.
235 | SD-DE-2 DEAD END STRUCTURE | Set51185 |  | แผนกสายส่ง 115 KV.
236 | SD-DE-2* DEADEND STRUCTURE(DOUBLE POLE) | Set51186 |  | แผนกสายส่ง 115 KV.
237 | SD-HF-1 H-FRAME STRUCTURE 14 m POLE | Set51139 |  | แผนกสายส่ง 115 KV.
238 | SD-HF-1 H-FRAME STRUCTURE 16 m POLE | Set51140 |  | แผนกสายส่ง 115 KV.
239 | SD-HF-1 H-FRAME STRUCTURE 22 m POLE | Set51141 |  | แผนกสายส่ง 115 KV.
240 | SD-HFTG-1 H-FRAME TANGENT STRUCTURE, 14 M POLE | Set51241 |  | แผนกสายส่ง 115 KV.
241 | SD-SW-1 TRIPLE POLE AIR BREAK SWITCH INSTALLATION | Set51136 |  | แผนกสายส่ง 115 KV.
242 | SD-SW-2 TRIPLE POLE AIR BREAK SWITCH INSTALLATION (HORIZONTAL) | Set51200 |  | แผนกสายส่ง 115 KV.
243 | SD-SW-2 TRIPLE POLE AIR BREAK SWITCH | Set51191 |  | แผนกสายส่ง 115 KV.
244 | SD-SW-3 TRIPLE POLE AIR BREAK SWITCH | Set51192 |  | แผนกสายส่ง 115 KV.
245 | SD-TR-1 TRANSPOSE STRUCTURE | Set51146 |  | แผนกสายส่ง 115 KV.
246 | SD-MA-1 MEDIUM ANGLE STRUCTURE | Set51120 |  | แผนกสายส่ง 115 KV.
247 | SD-DD-4 (WITH GROUND PLATE IN POLE) DOUBLE POLE, DOUBLE DEADEND STRUCTURE | Set51157 |  | แผนกสายส่ง 115 KV.
248 | SD-IH-2 INCREASING HEIGHT OF CONDUCTOR STRINGING STRUCTURE | Set51188 |  | แผนกสายส่ง 115 KV.
249 | SD-IH-1 INCREASING HEIGHT OF CONDUCTOR STRINGING STRUCTURE | Set51137 |  | แผนกสายส่ง 115 KV.
250 | SD-DH-1 DECREASING HEIGHT OF CONDUCTOR STRINGING STRUCTURE | Set51138 |  | แผนกสายส่ง 115 KV.
251 | SD-IH-1* DOUBLE POLE,INCREASING HEIGH OF CONDUCTOR STRINGING STRUCTURE | Set51237 |  | แผนกสายส่ง 115 KV.
252 | SD-TG-3 ASSEMBLY NO. 5264A | Set50303 |  | แผนกสายส่ง 115 KV.
253 | SD-TG-4 ASSEMBLY NO. 5267A | Set50304 |  | แผนกสายส่ง 115 KV.
254 | SD-TG-8 ASSEMBLY NO. 5285 | Set50308 |  | แผนกสายส่ง 115 KV.
255 | SD-SA-2 ASSEMBLY NO. 5265A | Set50312 |  | แผนกสายส่ง 115 KV.
256 | SD-SA-3 ASSEMBLY NO. 5268A | Set50313 |  | แผนกสายส่ง 115 KV.
257 | SD-AS-3 ASSEMBLY NO. 5266A | Set50315 |  | แผนกสายส่ง 115 KV.
258 | SD-DD-3 ASSEMBLY NO. 5274 | Set50323 |  | แผนกสายส่ง 115 KV.
259 | SD-DD-4 ASSEMBLY NO. 5290 | Set50324 |  | แผนกสายส่ง 115 KV.
260 | SD-DH-1 ASSEMBLY NO. 5434 | Set50326 |  | แผนกสายส่ง 115 KV.
261 | SD-IH-1 ASSEMBLY NO. 5429 | Set50327 |  | แผนกสายส่ง 115 KV.
262 | SD-LA-2 ASSEMBLY NO. 5255A | Set50332 |  | แผนกสายส่ง 115 KV.
263 | SD-SA-6 ASSEMBLY NO. 5283 | Set59269 |  | แผนกสายส่ง 115 KV.
264 | SD-AS-2 ASSEMBLY NO. 5256 | Set59266 |  | แผนกสายส่ง 115 KV.
265 | SD-LS-2 ASSEMBLY NO. 5288 | Set59267 |  | แผนกสายส่ง 115 KV.
266 | SD-SW-2 ASSEMBLY NO. 5431 (AIR BREAK SWITCH 1,200 A) | Set51282 |  | แผนกสายส่ง 115 KV.
267 | SD-SW-2 ASSEMBLY NO. 5431 (AIR BREAK SWITCH 2,000 A) | Set59260 |  | แผนกสายส่ง 115 KV.
280 | SD-TG-1 (MP) ASSEMBLY | Set59280 |  | แผนกสายส่ง 115 KV.
281 | SD-TG-2 (MP) ASSEMBLY | Set59281 |  | แผนกสายส่ง 115 KV.
282 | SD-SA-1 (MP) ASSEMBLY | Set59282 |  | แผนกสายส่ง 115 KV.
283 | SD-DD-1 (MP) ASSEMBLY | Set59283 |  | แผนกสายส่ง 115 KV.
284 | SD-LA-1 (MP) ASSEMBLY | Set59284 |  | แผนกสายส่ง 115 KV.
285 | SD-TL-1 (MP) ASSEMBLY | Set59285 |  | แผนกสายส่ง 115 KV.
301 | DS-TG-1 ASSEMBLY NO. 5301 | Set53000 |  | แผนกสายส่ง 115 KV.
302 | DS-TG-2 ASSEMBLY NO. 5304 | Set53001 |  | แผนกสายส่ง 115 KV.
303 | DS-SA-1 ASSEMBLY NO. 5302 | Set53002 |  | แผนกสายส่ง 115 KV.
304 | DS-DD-1 ASSEMBLY NO. 5303 | Set53003 |  | แผนกสายส่ง 115 KV.
351 | DD-TG-1 TANGENT STRUCTURE | Set52211 |  | แผนกสายส่ง 115 KV.
352 | DD-TG-2 TANGENT STRUCTURE | Set52213 |  | แผนกสายส่ง 115 KV.
353 | DD-TG-3 TANGENT STRUCTURE | Set52215 |  | แผนกสายส่ง 115 KV.
354 | DD-SA-1 SMALL ANGLE STRUCTURE | Set52217 |  | แผนกสายส่ง 115 KV.
355 | DD-SA-2 SMALL ANGLE STRUCTURE | Set52218 |  | แผนกสายส่ง 115 KV.
356 | DD-AS-1 ANGLE STRUCTURE | Set52271 |  | แผนกสายส่ง 115 KV.
357 | DD-AS-2 DOUBLE DEADEND STRUCTURE | Set52222 |  | แผนกสายส่ง 115 KV.
358 | DD-DD-1 DOUBLE DEAD END STRUCTURE | Set52226 |  | แผนกสายส่ง 115 KV.
359 | DD-DD-2 DOUBLE DEAD END STRUCTURE | Set52227 |  | แผนกสายส่ง 115 KV.
360 | DD-DD-2* DOUBLE DEAD END STRUCTURE | Set52283 |  | แผนกสายส่ง 115 KV.
361 | DD-DE-1 DOUBLE DEAD END STRUCTURE | Set52228 |  | แผนกสายส่ง 115 KV.
362 | DD-TG-1 ASSEMBLY | Set52230 |  | แผนกสายส่ง 115 KV.
401 | INSULATOR,SUSPENSION,TYPE C (CLASS 52-3) TIS.354 |  | 1030020001 | แผนกสายส่ง 115 KV.
402 | INSULATOR,SUSPENSION,TYPE E (CLASS 52-8)TIS.354 |  | 1030020003 | แผนกสายส่ง 115 KV.
403 | INSULATOR, POST TYPE 115 KV. HORIZONTAL MOUNTING |  | 1030010204 | แผนกสายส่ง 115 KV.
404 | INSULATOR SUSPENSION COMPOSITE,FOR 115 KV.NOMINAL SECTION LENGHT 1,100-1,200 MM.TENSION , MIN 110 KN. |  | 1030020100 | แผนกสายส่ง 115 KV.
405 | INSULATOR,SUSPENSION,COMPOSITE,FOR 115 KV.NOMINAL SELTION LENGHT 1,500-1,600 MM.TENSION LOAD,MIN 110 |  | 1030020101 | แผนกสายส่ง 115 KV.
406 | INSULATOR SUSPENSION, COMPOSITE, FOR 115 KV. NOMINAL SECTION LENGHT 1,500-1,600 MM.TENSION ,MIN 220 KN. |  | 1030020103 | แผนกสายส่ง 115 KV.
451 | SUSPENSION INSULATOR ASSEMBLY D-1C | Set54401 |  | แผนกสายส่ง 115 KV.
452 | SUSPENSION INSULATOR ASSEMBLY D-2B | Set54402 |  | แผนกสายส่ง 115 KV.
453 | SUSPENSION INSULATOR ASSEMBLY D-3C | Set54403 |  | แผนกสายส่ง 115 KV.
454 | SUSPENSION INSULATOR ASSEMBLY D-4C | Set54404 |  | แผนกสายส่ง 115 KV.
455 | SUSPENSION INSULATOR ASSEMBLY D-11C | Set54411 |  | แผนกสายส่ง 115 KV.
456 | SUSPENSION INSULATOR ASSEMBLY D-12B | Set54412 |  | แผนกสายส่ง 115 KV.
457 | SUSPENSION INSULATOR ASSEMBLY D-13C | Set54413 |  | แผนกสายส่ง 115 KV.
458 | SUSPENSION INSULATOR ASSEMBLY D-14C | Set54414 |  | แผนกสายส่ง 115 KV.
459 | SUSPENSION INSULATOR ASSEMBLY D-15C | Set54415 |  | แผนกสายส่ง 115 KV.
460 | SUSPENSION INSULATOR ASSEMBLY D-16C | Set54416 |  | แผนกสายส่ง 115 KV.
461 | SUSPENSION INSULATOR ASSEMBLY D-17C | Set54417 |  | แผนกสายส่ง 115 KV.
462 | SUSPENSION INSULATOR ASSEMBLY D-18C | Set54418 |  | แผนกสายส่ง 115 KV.
463 | SUSPENSION INSULATOR ASSEMBLY D-16D | Set54433 |  | แผนกสายส่ง 115 KV.
464 | SUSPENSION INSULATOR ASSEMBLY D-2(AGS) | Set54429 |  | แผนกสายส่ง 115 KV.
465 | SUSPENSION INSULATOR ASSEMBLY D-12(AGS) | Set54430 |  | แผนกสายส่ง 115 KV.
471 | COMPOSITE SUSPENSION INSULATOR ASSEMBLY D-19A | Set54419 |  | แผนกสายส่ง 115 KV.
472 | COMPOSITE SUSPENSION INSULATOR ASSEMBLY D-19B | Set54420 |  | แผนกสายส่ง 115 KV.
473 | COMPOSITE SUSPENSION INSULATOR ASSEMBLY D-19C | Set54421 |  | แผนกสายส่ง 115 KV.
474 | COMPOSITE SUSPENSION INSULATOR ASSEMBLY D-19D | Set54422 |  | แผนกสายส่ง 115 KV.
475 | COMPOSITE SUSPENSION INSULATOR ASSEMBLY D-19E | Set54423 |  | แผนกสายส่ง 115 KV.
476 | COMPOSITE SUSPENSION INSULATOR ASSEMBLY D-19F | Set54424 |  | แผนกสายส่ง 115 KV.
477 | COMPOSITE SUSPENSION INSULATOR ASSEMBLY D-19G | Set54425 |  | แผนกสายส่ง 115 KV.
477 | COMPOSITE SUSPENSION INSULATOR ASSEMBLY D-19G | Set54425 |  | แผนกสายส่ง 115 KV.
478 | COMPOSITE SUSPENSION INSULATOR ASSEMBLY D-19H | Set54426 |  | แผนกสายส่ง 115 KV.
479 | COMPOSITE SUSPENSION INSULATOR ASSEMBLY D-19I | Set54427 |  | แผนกสายส่ง 115 KV.
480 | COMPOSITE SUSPENSION INSULATOR ASSEMBLY D-19J | Set54428 |  | แผนกสายส่ง 115 KV.
481 | COMPOSITE SUSPENSION INSULATOR ASSEMBLY D-19K | Set54434 |  | แผนกสายส่ง 115 KV.
482 | COMPOSITE SUSPENSION INSULATOR ASSEMBLY D-19L | Set54436 |  | แผนกสายส่ง 115 KV.
483 | COMPOSITE SUSPENSION INSULATOR ASSEMBLY D-19A (AGS) | Set54431 |  | แผนกสายส่ง 115 KV.
484 | COMPOSITE SUSPENSION INSULATOR ASSEMBLY D-19D (AGS) | Set54432 |  | แผนกสายส่ง 115 KV.
485 | COMPOSITE SUSPENSION INSULATOR ASSEMBLY D-19K (AGS) | Set54435 |  | แผนกสายส่ง 115 KV.
486 | COMPOSITE SUSPENSION INSULATOR ASSEMBLY D-19L (AGS) | Set54437 |  | แผนกสายส่ง 115 KV.
501 | OPGW. 24C. DIA. 14 mm., SC 100 kA2. SEC |  | 1010100100 | แผนกสายส่ง 115 KV.
502 | ARMOR-GRIP.PREFORMED.OPGW.BEYONET |  | 1020230004 | แผนกสายส่ง 115 KV.
503 | JOINT BOX.3 WAY.OPGW AND APPROACH CABLE |  | 1010060027 | แผนกสายส่ง 115 KV.
504 | WIRE,STEEL STRANDED 35 SQ.MM.TIS.404 |  | 1010100003 | แผนกสายส่ง 115 KV.
551 | OVERHEAD GROUND WIRE ASSEMBLY ON TAKE OFF STRUCTURE | Set54108 |  | แผนกสายส่ง 115 KV.
552 | OVERHEAD GROUND WIRE ASSEMBLY D-5I | Set54109 |  | แผนกสายส่ง 115 KV.
553 | OVERHEAD GROUND WIRE ASSEMBLY D-5J | Set54110 |  | แผนกสายส่ง 115 KV.
554 | OVERHEAD GROUND WIRE ASSEMBLY D-5K | Set54111 |  | แผนกสายส่ง 115 KV.
555 | OVERHEAD GROUND WIRE ASSEMBLY D-5L | Set54112 |  | แผนกสายส่ง 115 KV.
556 | OVERHEAD GROUND WIRE ASSEMBLY D-5M | Set54113 |  | แผนกสายส่ง 115 KV.
557 | OVERHEAD GROUND WIRE ASSEMBLY D-5N | Set54114 |  | แผนกสายส่ง 115 KV.
558 | OVERHEAD GROUND WIRE ASSEMBLY D-5O | Set54115 |  | แผนกสายส่ง 115 KV.
559 | OVERHEAD GROUND WIRE ASSEMBLY D-5P | Set54116 |  | แผนกสายส่ง 115 KV.
560 | OVERHEAD GROUND WIRE ASSEMBLY D-5Q | Set54117 |  | แผนกสายส่ง 115 KV.
561 | OVERHEAD GROUND WIRE ASSEMBLY D-5R | Set54118 |  | แผนกสายส่ง 115 KV.
562 | OVERHEAD GROUND WIRE ASSEMBLY D-5S | Set54119 |  | แผนกสายส่ง 115 KV.
563 | OVERHEAD GROUND WIRE ASSEMBLY D-5T | Set54120 |  | แผนกสายส่ง 115 KV.
564 | OVERHEAD GROUND WIRE ASSEMBLY D-5U | Set54121 |  | แผนกสายส่ง 115 KV.
565 | OVERHEAD GROUND WIRE ASSEMBLY D-5V | Set54122 |  | แผนกสายส่ง 115 KV.
566 | OVERHEAD GROUND WIRE ASSEMBLY D-5W | Set54123 |  | แผนกสายส่ง 115 KV.
567 | OPGW ASSEMBLY D5-A(OP) | Set50400 |  | แผนกสายส่ง 115 KV.
568 | OPGW ASSEMBLY D5-B(OP) | Set50401 |  | แผนกสายส่ง 115 KV.
569 | OPGW ASSEMBLY D5-C(OP) | Set50402 |  | แผนกสายส่ง 115 KV.
570 | OPGW ASSEMBLY D5-D(OP) | Set50403 |  | แผนกสายส่ง 115 KV.
571 | OPGW ASSEMBLY D5-E(OP) | Set50404 |  | แผนกสายส่ง 115 KV.
572 | OPGW ASSEMBLY D5-F(OP) | Set50405 |  | แผนกสายส่ง 115 KV.
573 | OPGW ASSEMBLY D5-G(OP) | Set50406 |  | แผนกสายส่ง 115 KV.
574 | OPGW ASSEMBLY D5-H(OP) | Set50407 |  | แผนกสายส่ง 115 KV.
575 | OPGW ASSEMBLY D5-I(OP) | Set50408 |  | แผนกสายส่ง 115 KV.
576 | OPGW ASSEMBLY D5-J(OP) | Set50409 |  | แผนกสายส่ง 115 KV.
577 | OPGW ASSEMBLY D5-K(OP) | Set50410 |  | แผนกสายส่ง 115 KV.
578 | OPGW ASSEMBLY D5-L(OP) | Set50411 |  | แผนกสายส่ง 115 KV.
579 | OPGW ASSEMBLY D5-M(OP) | Set50412 |  | แผนกสายส่ง 115 KV.
580 | OPGW ASSEMBLY D5-N(OP) | Set50413 |  | แผนกสายส่ง 115 KV.
581 | OPGW ASSEMBLY D5-O(OP) | Set50414 |  | แผนกสายส่ง 115 KV.
582 | OPGW ASSEMBLY D5-P(OP) | Set50415 |  | แผนกสายส่ง 115 KV.
583 | OPGW ASSEMBLY D5-Q(OP) | Set50416 |  | แผนกสายส่ง 115 KV.
584 | JOINT BOX (SINGLE POLE) | Set50417 |  | แผนกสายส่ง 115 KV.
585 | JOINT BOX (DOUBLE POLE) | Set50418 |  | แผนกสายส่ง 115 KV.
600 | F1 SINGLE POLE FOUNDATION (NO PILE) IB2-011/44009 (CANCEL) |  | 9060010001 | แผนกสายส่ง 115 KV.
601 | F1/1 SINGLE POLE FOUNDATION (NO PILE) IB2-011/45004 | Set59601 |  | แผนกสายส่ง 115 KV.
602 | F2 DOUBLE POLE FOUNDATION (NO PILE) IB2-011/44012 | Set59602 |  | แผนกสายส่ง 115 KV.
603 | F3 SINGLE POLE FOUNDATION (3 PILE) IB2-011/44017 | Set59603 |  | แผนกสายส่ง 115 KV.
604 | F4 DOUBLE POLE FOUNDATION (6 PILE) IB2-011/44018 | Set59604 |  | แผนกสายส่ง 115 KV.
605 | F5 SINGLE POLE FOUNDATION (2 PILE,10 TON/M) IB2-011/44014 | Set59605 |  | แผนกสายส่ง 115 KV.
606 | F5/1 SINGLE POLE FOUNDATION (2 PILE,14 TON/M) IB2-011/44015 | Set59606 |  | แผนกสายส่ง 115 KV.
607 | F6 SINGLE POLE FOUNDATION V 0 (1.01-1.50 M.) IB2-011/44011 | Set59607 |  | แผนกสายส่ง 115 KV.
608 | F6/1 SINGLE POLE FOUNDATION V 0 (1.51-2.00 M.) IB2-011/44011 | Set59608 |  | แผนกสายส่ง 115 KV.
609 | F6/2 SINGLE POLE FOUNDATION V 0.0 M. (NO PILE) IB2-011/44011 | Set59609 |  | แผนกสายส่ง 115 KV.
610 | F6/3 SINGLE POLE FOUNDATION V 0.5 M. (NO PILE) IB2-011/44011 | Set59610 |  | แผนกสายส่ง 115 KV.
611 | F6/4 SINGLE POLE FOUNDATION V 1.0 M. (NO PILE) IB2-011/44011 | Set59611 |  | แผนกสายส่ง 115 KV.
612 | F6/5 SINGLE POLE FOUNDATION V 1.5 M. (NO PILE) IB2-011/44011 | Set59612 |  | แผนกสายส่ง 115 KV.
613 | F6/6 SINGLE POLE FOUNDATION V 2.0 M. (NO PILE) IB2-011/44011 | Set59613 |  | แผนกสายส่ง 115 KV.
614 | F6/7 SINGLE POLE FOUNDATION V 2.5 M. (NO PILE) IB2-011/44011 | Set59614 |  | แผนกสายส่ง 115 KV.
615 | F6/8 SINGLE POLE FOUNDATION V 3.0 M. (N0 PILE) IB2-011/44011 | Set59615 |  | แผนกสายส่ง 115 KV.
616 | F7 DOUBLE POLE FOUNDATION V 0 (1.01- 1.50 M.) IB2-011/44013 | Set59616 |  | แผนกสายส่ง 115 KV.
617 | F7/1 DOUBLE POLE FOUDNATION V 0 (1.01- 1.50 M.) IB2-011/44013 | Set59617 |  | แผนกสายส่ง 115 KV.
618 | F7/2 DOUBLE POLE FOUNDATION V 0.0 M. (NO PILE) IB2-011/44013 | Set59618 |  | แผนกสายส่ง 115 KV.
619 | F7/3 DOUBLE POLE FOUNDATION V 0.5 M. (NO PILE) IB2-011/44013 | Set59619 |  | แผนกสายส่ง 115 KV.
620 | F7/4 DOUBLE POLE FOUNDATION V 1.0 M. (NO PILE) IB2-011/44013 | Set59620 |  | แผนกสายส่ง 115 KV.
621 | F7/5 DOUBLE POLE FOUNDATION V 1.5 M. (NO PILE) IB2-011/44013 | Set59621 |  | แผนกสายส่ง 115 KV.
622 | F7/6 DOUBLE POLE FOUNDATION V 2.0 M. (NO PILE) IB2-011/44013 | Set59622 |  | แผนกสายส่ง 115 KV.
623 | F7/7 DOUBLE POLE FOUNDATION V 2.5 M. (NO PILE) IB2-011/44013 | Set59623 |  | แผนกสายส่ง 115 KV.
624 | F7/8 DOUBLE POLE FOUNDATION V 3.0 M. (NO PILE) IB2-011/44013 | Set59624 |  | แผนกสายส่ง 115 KV.
625 | F8 SINGLE POLE FOUNDATION V 2.0 M. IB2-011/44019 | Set59625 |  | แผนกสายส่ง 115 KV.
626 | F8/1 SINGLE POLE FOUNDATION V 2.5 M. IB2-011/44019 | Set59626 |  | แผนกสายส่ง 115 KV.
627 | F8/2 SINGLE POLE FOUNDATION V 3.0 M. IB2-011/44019 | Set59627 |  | แผนกสายส่ง 115 KV.
628 | F9 SINGLE POLE FOUNDATION V 0.0 M. (4 PILES) IB2-011/44020 | Set59628 |  | แผนกสายส่ง 115 KV.
629 | F9/1 SINGLE POLE FOUNDATION V 0.5 M. (4 PILES) IB2-011/44020 | Set59629 |  | แผนกสายส่ง 115 KV.
630 | F9/2 SINGLE POLE FOUNDATION V 1.0 M. (4 PILES) IB2-011/44020 | Set59630 |  | แผนกสายส่ง 115 KV.
631 | F9/3 SINGLE POLE FOUNDATION V 1.5 M. (4 PILES) IB2-011/44020 | Set59631 |  | แผนกสายส่ง 115 KV.
632 | F9/4 SINGLE POLE FOUNDATION V 2.0 M. (4 PILES) IB2-011/44020 | Set59632 |  | แผนกสายส่ง 115 KV.
633 | F9/5 SINGLE POLE FOUNDATION V 2.5 M. (4 PILES) IB2-011/44020 | Set59633 |  | แผนกสายส่ง 115 KV.
634 | F9/6 SINGLE POLE FOUNDATION V 3.0 M. (4 PILES) IB2-011/44020 | Set59634 |  | แผนกสายส่ง 115 KV.
635 | F10 DOUBLE POLE FOUNDATION V 0.0 M. (8 PILES) IB2-011/44021 | Set59635 |  | แผนกสายส่ง 115 KV.
636 | F10/1 DOUBLE POLE FOUNDATION V 0.5 M. (8 PILES) IB2-011/44021 | Set59636 |  | แผนกสายส่ง 115 KV.
637 | F10/2 DOUBLE POLE FOUNDATION V 1.0 M. (8 PILES) IB2-011/44021 | Set59637 |  | แผนกสายส่ง 115 KV.
638 | F10/3 DOUBLE POLE FOUNDATION V 1.5 M. (8 PILES) IB2-011/44021 | Set59638 |  | แผนกสายส่ง 115 KV.
639 | F10/4 DOUBLE POLE FOUNDATION V 2.0 M. (8 PILES) IB2-011/44021 | Set59639 |  | แผนกสายส่ง 115 KV.
640 | F10/5 DOUBLE POLE FOUNDATION V 2.5 M. (8 PILES) IB2-011/44021 | Set59640 |  | แผนกสายส่ง 115 KV.
641 | F10/6 DOUBLE POLE FOUNDATION V 3.0 M. (8 PILES) IB2-011/44021 | Set59641 |  | แผนกสายส่ง 115 KV.
661 | 1000030000 ¦ PILE,PRESTRESSED CONCRETE, 0.44x0.44x8.50 m., WORKING MOMENT 10,000 kg-m. |  | 1000030000 | แผนกสายส่ง 115 KV.
662 | 1000030001 ¦ PILE,PRESTRESSED CONCRETE, 0.44x0.44x8.50 m.WITH DEFORMED BAR, WORKING MOMENT 10,000 kg-m. |  | 1000030001 | แผนกสายส่ง 115 KV.
663 | 1000030002 ¦ PILE,PRESTRESSED CONCRETE, 0.44x0.44x8.50 m.WITH GROUND WIRE AND GROUND ROD, WORKING MOMENT 10,000 kg-m. |  | 1000030002 | แผนกสายส่ง 115 KV.
664 | 1000030003 ¦ PILE,PRESTRESSED 0.44x0.44x8.50 m.WITH DEFORMED BAR,GROUND WIRE AND GROUND ROD, WORKING MOMENT 10,000 kg-m. |  | 1000030003 | แผนกสายส่ง 115 KV.
665 | PILE,PRESTRESSED CONCRETE, 0.44 X 0.44 X 14 m. LONG, WORKING MOMENT 10,000 kg-m. |  | 1000030100 | แผนกสายส่ง 115 KV.
666 | PILE,PRESSED CONCRETE, 0.44 X 0.44 X 14 m. LONG WITH DEFORMED BAR, WORKING MOMENT 10,000 kg-m. |  | 1000030101 | แผนกสายส่ง 115 KV.
667 | PILE,PRESTRESSED CONCRETE, 0.44 X 0.44 X 14 m. LONG WITH GROUND WIRE AND GROUND ROD, WORKING MOMENT 10,000 kg-m. |  | 1000030102 | แผนกสายส่ง 115 KV.
668 | PILE, PRESTRESSED CONCRETE. 0.44 X 0.44 X 14 m. LONG WITH DEFORMED BAR, GROUND WIRE AND GROUND ROD, WORKING MOMENT 10,000 kg-m. |  | 1000030103 | แผนกสายส่ง 115 KV.
669 | สมอบกคอนกรีตสำหรับยึดโยงเสาข้ามแม่น้ำ(ไม่รวมงานเสาเข็ม) IB1-015/25046 |  | 9090010094 | แผนกสายส่ง 115 KV.
670 | A1 CONCRETE ANCHOR (1 PILE) IB2-011/42010 |  | 9070010001 | แผนกสายส่ง 115 KV.
671 | A2 CONCRETE ANCHOR (3 PILE) IB2-011/42011 | Set59671 |  | แผนกสายส่ง 115 KV.
672 | A3 CONCRETE ANCHOR (NO PILE) IB2-011/42012 | Set59672 |  | แผนกสายส่ง 115 KV.
673 | A4 CONCRETE ANCHOR (NO PILE) IB2-011/42013 |  | 9070010004 | แผนกสายส่ง 115 KV.
681 | G1 GUY ASSEMBLY FOR DE-1,LA-1,TL-1,DD-2 | Set53301 |  | แผนกสายส่ง 115 KV.
682 | G2 GUY ASSEMBLY FOR LA-2 | Set53302 |  | แผนกสายส่ง 115 KV.
683 | G3 GUY ASSEMBLY FOR AS-2,DD-1 | Set53303 |  | แผนกสายส่ง 115 KV.
684 | G4 GUY ASSEMBLY FOR IH-1,DH-1 | Set53304 |  | แผนกสายส่ง 115 KV.
685 | G5 GUY ASSEMBLY FOR X-ARM (DIRECT LINE) | Set53305 |  | แผนกสายส่ง 115 KV.
686 | G6 GUY ASSEMBLY FOR X-ARM (CURVE LINE) | Set53306 |  | แผนกสายส่ง 115 KV.
687 | G7 GUY ASSEMBLY FOR SD-AS-3 -->SD-SA-3, SD-AS-3 -->SD-TG-4 | Set53307 |  | แผนกสายส่ง 115 KV.
688 | G8 GUY ASSEMBLY FOR SS-AS-4 -->SS-SA-4, SS-AS-4 -->SS-TG-5 | Set53308 |  | แผนกสายส่ง 115 KV.
689 | G9 GUY ASSEMBLY FOR SD-TG-4,SD-AS-6 | Set53309 |  | แผนกสายส่ง 115 KV.
690 | G7 or G8 GUY ASSEMBLY FOR SD-AS-3 -->SD-SA-3, SD-AS-3 -->SD-TG-4 (WITH GROUND PLATE IN POLE) | Set53312 |  | แผนกสายส่ง 115 KV.
700 | GROUNDING FOR JOINT BOX OPGW | Set50419 |  | แผนกสายส่ง 115 KV.
701 | GROUNDING TYPE_D-25 A WITH GR-1 | Set54501 |  | แผนกสายส่ง 115 KV.
702 | GROUNDING TYPE_D-25 A WITH GR-2 | Set54502 |  | แผนกสายส่ง 115 KV.
703 | GROUNDING TYPE_D-25 A WITH GR-3 | Set54503 |  | แผนกสายส่ง 115 KV.
704 | GROUNDING TYPE_D-25 A WITH GR-4 | Set54504 |  | แผนกสายส่ง 115 KV.
705 | GROUNDING TYPE_D-25 A WITH GR-5 | Set54505 |  | แผนกสายส่ง 115 KV.
706 | GROUNDING TYPE_D-25 A WITH GS-40 | Set54506 |  | แผนกสายส่ง 115 KV.
707 | GROUNDING TYPE_D-25 A WITH GS-80 | Set54508 |  | แผนกสายส่ง 115 KV.
708 | GROUNDING TYPE_D-25 A WITH GC | Set54507 |  | แผนกสายส่ง 115 KV.
709 | GROUNDING TYPE_D-25 K WITH GR-1 | Set54601 |  | แผนกสายส่ง 115 KV.
710 | GROUNDING TYPE_D-23 A | Set54323 |  | แผนกสายส่ง 115 KV.
711 | GROUNDING TYPE_D-25 B WITH GR-1 | Set54511 |  | แผนกสายส่ง 115 KV.
712 | GROUNDING TYPE_D-25 B WITH GR-2 | Set54512 |  | แผนกสายส่ง 115 KV.
713 | GROUNDING TYPE_D-25 B WITH GR-3 | Set54513 |  | แผนกสายส่ง 115 KV.
714 | GROUNDING TYPE_D-25 B WITH GR-4 | Set54514 |  | แผนกสายส่ง 115 KV.
715 | GROUNDING TYPE_D-25 B WITH GR-5 | Set54515 |  | แผนกสายส่ง 115 KV.
716 | GROUNDING TYPE_D-25 B WITH GS-40 | Set54516 |  | แผนกสายส่ง 115 KV.
717 | GROUNDING TYPE_D-25 B WITH GS-80 | Set54518 |  | แผนกสายส่ง 115 KV.
718 | GROUNDING TYPE_D-25 B WITH GC | Set54517 |  | แผนกสายส่ง 115 KV.
719 | GROUNDING TYPE_D-25 K WITH GR-2 | Set54602 |  | แผนกสายส่ง 115 KV.
720 | GROUNDING TYPEP_D-23 B | Set54324 |  | แผนกสายส่ง 115 KV.
721 | GROUNDING TYPE_D-25 C WITH GR-1 | Set54521 |  | แผนกสายส่ง 115 KV.
722 | GROUNDING TYPE_D-25 C WITH GR-2 | Set54522 |  | แผนกสายส่ง 115 KV.
723 | GROUNDING TYPE_D-25 C WITH GR-3 | Set54523 |  | แผนกสายส่ง 115 KV.
724 | GROUNDING TYPE_D-25 C WITH GR-4 | Set54524 |  | แผนกสายส่ง 115 KV.
725 | GROUNDING TYPE_D-25 C WITH GR-5 | Set54525 |  | แผนกสายส่ง 115 KV.
726 | GROUNDING TYPE_D-25 C WITH GS-40 | Set54526 |  | แผนกสายส่ง 115 KV.
727 | GROUNDING TYPE_D-25 C WITH GS-80 | Set54528 |  | แผนกสายส่ง 115 KV.
728 | GROUNDING TYPE_D-25 C WITH GC | Set54527 |  | แผนกสายส่ง 115 KV.
729 | GROUNDING TYPE_D-25 K WITH GR-3 | Set54603 |  | แผนกสายส่ง 115 KV.
730 | GROUNDING TYPE_D-23 C | Set54325 |  | แผนกสายส่ง 115 KV.
731 | GROUNDING TYPE_D-25 D WITH GR-1 | Set54531 |  | แผนกสายส่ง 115 KV.
732 | GROUNDING TYPE_D-25 D WITH GR-2 | Set54532 |  | แผนกสายส่ง 115 KV.
733 | GROUNDING TYPE_D-25 D WITH GR-3 | Set54533 |  | แผนกสายส่ง 115 KV.
734 | GROUNDING TYPE_D-25 D WITH GR-4 | Set54534 |  | แผนกสายส่ง 115 KV.
735 | GROUNDING TYPE_D-25 D WITH GR-5 | Set54535 |  | แผนกสายส่ง 115 KV.
736 | GROUNDING TYPE_D-25 D WITH GS-40 | Set54536 |  | แผนกสายส่ง 115 KV.
739 | GROUNDING TYPE_D-25 K WITH GR-4 | Set54604 |  | แผนกสายส่ง 115 KV.
740 | GROUNDING TYPE_D-23 D | Set54326 |  | แผนกสายส่ง 115 KV.
741 | GROUNDING TYPE_D-25 E WITH GR-1 | Set54541 |  | แผนกสายส่ง 115 KV.
742 | GROUNDING TYPE_D-25 E WITH GR-2 | Set54542 |  | แผนกสายส่ง 115 KV.
743 | GROUNDING TYPE_D-25 E WITH GR-3 | Set54543 |  | แผนกสายส่ง 115 KV.
744 | GROUNDING TYPE_D-25 E WITH GR-4 | Set54544 |  | แผนกสายส่ง 115 KV.
745 | GROUNDING TYPE_D-25 E WITH GR-5 | Set54545 |  | แผนกสายส่ง 115 KV.
746 | GROUNDING TYPE_D-25 E WITH GS-40 | Set54546 |  | แผนกสายส่ง 115 KV.
747 | GROUNDING TYPE_D-25 E WITH GS-80 | Set54538 |  | แผนกสายส่ง 115 KV.
748 | GROUNDING TYPE_D-25 E WITH GC | Set54537 |  | แผนกสายส่ง 115 KV.
749 | GROUNDING TYPE_D-25 K WITH GR-5 | Set54605 |  | แผนกสายส่ง 115 KV.
750 | GROUNDING TYPE_D-23 E | Set54327 |  | แผนกสายส่ง 115 KV.
751 | GROUNDING TYPE_D-25 F WITH GR-1 | Set54551 |  | แผนกสายส่ง 115 KV.
752 | GROUNDING TYPE_D-25 F WITH GR-2 | Set54552 |  | แผนกสายส่ง 115 KV.
753 | GROUNDING TYPE_D-25 F WITH GR-3 | Set54553 |  | แผนกสายส่ง 115 KV.
754 | GROUNDING TYPE_D-25 F WITH GR-4 | Set54554 |  | แผนกสายส่ง 115 KV.
755 | GROUNDING TYPE_D-25 F WITH GR-5 | Set54555 |  | แผนกสายส่ง 115 KV.
756 | GROUNDING TYPE_D-25 F WITH GS-40 | Set54556 |  | แผนกสายส่ง 115 KV.
757 | GROUNDING TYPE_D-25 F WITH GS-80 | Set54548 |  | แผนกสายส่ง 115 KV.
758 | GROUNDING TYPE_D-25 F WITH GC | Set54547 |  | แผนกสายส่ง 115 KV.
759 | GROUNDING TYPE_D-25 K WITH GS-40 | Set54606 |  | แผนกสายส่ง 115 KV.
760 | GROUNDING TYPE_D-24 A | Set54328 |  | แผนกสายส่ง 115 KV.
761 | GROUNDING TYPE_D-25 G WITH GR-1 | Set54561 |  | แผนกสายส่ง 115 KV.
762 | GROUNDING TYPE_D-25 G WITH GR-2 | Set54562 |  | แผนกสายส่ง 115 KV.
763 | GROUNDING TYPE_D-25 G WITH GR-3 | Set54563 |  | แผนกสายส่ง 115 KV.
764 | GROUNDING TYPE_D-25 G WITH GR-4 | Set54564 |  | แผนกสายส่ง 115 KV.
765 | GROUNDING TYPE_D-25 G WITH GR-5 | Set54565 |  | แผนกสายส่ง 115 KV.
766 | GROUNDING TYPE_D-25 G WITH GS-40 | Set54566 |  | แผนกสายส่ง 115 KV.
767 | GROUNDING TYPE_D-25 G WITH GS-80 | Set54558 |  | แผนกสายส่ง 115 KV.
768 | GROUNDING TYPE_D-25 G WITH GC | Set54557 |  | แผนกสายส่ง 115 KV.
769 | GROUNDING TYPE_D-25 K WITH GS-80 | Set54598 |  | แผนกสายส่ง 115 KV.
770 | GROUNDING TYPE_D-24 B | Set54329 |  | แผนกสายส่ง 115 KV.
771 | GROUNDING TYPE_D-25 H WITH GR-1 | Set54571 |  | แผนกสายส่ง 115 KV.
772 | GROUNDING TYPE_D-25 H WITH GR-2 | Set54572 |  | แผนกสายส่ง 115 KV.
773 | GROUNDING TYPE_D-25 H WITH GR-3 | Set54573 |  | แผนกสายส่ง 115 KV.
774 | GROUNDING TYPE_D-25 H WITH GR-4 | Set54574 |  | แผนกสายส่ง 115 KV.
775 | GROUNDING TYPE_D-25 H WITH GR-5 | Set54575 |  | แผนกสายส่ง 115 KV.
776 | GROUNDING TYPE_D-25 H WITH GS-40 | Set54576 |  | แผนกสายส่ง 115 KV.
777 | GROUNDING TYPE_D-25 H WITH GS-80 | Set54568 |  | แผนกสายส่ง 115 KV.
778 | GROUNDING TYPE_D-25 H WITH GC | Set54567 |  | แผนกสายส่ง 115 KV.
779 | GROUNDING TYPE_D-25 K WITH GC | Set54597 |  | แผนกสายส่ง 115 KV.
780 | GROUNDING TYPE_D-24 C | Set54330 |  | แผนกสายส่ง 115 KV.
781 | GROUNDING TYPE_D-25 I WITH GR-1 | Set54581 |  | แผนกสายส่ง 115 KV.
782 | GROUNDING TYPE_D-25 I WITH GR-2 | Set54582 |  | แผนกสายส่ง 115 KV.
783 | GROUNDING TYPE_D-25 I WITH GR-3 | Set54583 |  | แผนกสายส่ง 115 KV.
784 | GROUNDING TYPE_D-25 I WITH GR-4 | Set54584 |  | แผนกสายส่ง 115 KV.
785 | GROUNDING TYPE_D-25 I WITH GR-5 | Set54585 |  | แผนกสายส่ง 115 KV.
786 | GROUNDING TYPE_D-25 I WITH GS-40 | Set54586 |  | แผนกสายส่ง 115 KV.
787 | GROUNDING TYPE_D-25 I WITH GS-80 | Set54578 |  | แผนกสายส่ง 115 KV.
788 | GROUNDING TYPE_D-25 I WITH GC | Set54577 |  | แผนกสายส่ง 115 KV.
791 | GROUNDING TYPE_D-25 J WITH GR-1 | Set54591 |  | แผนกสายส่ง 115 KV.
792 | GROUNDING TYPE_D-25 J WITH GR-2 | Set54592 |  | แผนกสายส่ง 115 KV.
793 | GROUNDING TYPE_D-25 J WITH GR-3 | Set54593 |  | แผนกสายส่ง 115 KV.
794 | GROUNDING TYPE_D-25 J WITH GR-4 | Set54594 |  | แผนกสายส่ง 115 KV.
795 | GROUNDING TYPE_D-25 J WITH GR-5 | Set54595 |  | แผนกสายส่ง 115 KV.
796 | GROUNDING TYPE_D-25 J WITH GS-40 | Set54596 |  | แผนกสายส่ง 115 KV.
797 | GROUNDING TYPE_D-25 J WITH GS-80 | Set54588 |  | แผนกสายส่ง 115 KV.
798 | GROUNDING TYPE_D-25 J WITH GC | Set54587 |  | แผนกสายส่ง 115 KV.
813 | UNDERGROUND CABLE DUCT 2X4 HDPE DIA. 160PN6.3 PIPE JACKING (steel pipe hotdip GALV. DIA.200 mm) |  | 9010050008 | แผนกสายส่ง 115 KV.
814 | UNDERGROUND CABLE DUCT 3X3 HDPE DIA. 160PN6.3 PIPE JACKING (steel pipe hotdip GALV. DIA.200 mm) |  | 9010050012 | แผนกสายส่ง 115 KV.
815 | UNDERGROUND CABLE DUCT 3X4 HDPE DIA. 160PN6.3 PIPE JACKING (steel pipe hotdip GALV. DIA.200 mm) |  | 9010050013 | แผนกสายส่ง 115 KV.
816 | UNDERGROUND CABLE DUCT 3X5 HDPE DIA. 160PN6.3 PIPE JACKING (steel pipe hotdip GALV. DIA.200 mm) |  | 9010050014 | แผนกสายส่ง 115 KV.
817 | UNDERGROUND CABLE DUCT 4X2 HDPE DIA. 160PN6.3 PIPE JACKING (steel pipe hotdip GALV. DIA.200 mm) |  | 9010050016 | แผนกสายส่ง 115 KV.
818 | UNDERGROUND CABLE DUCT 4X3 HDPE DIA. 160PN6.3 PIPE JACKING (steel pipe hotdip GALV. DIA.200 mm) |  | 9010050017 | แผนกสายส่ง 115 KV.
819 | UNDERGROUND CABLE DUCT 4X4 HDPE DIA. 160PN6.3 PIPE JACKING (steel pipe hotdip GALV. DIA.200 mm) |  | 9010050018 | แผนกสายส่ง 115 KV.
820 | UNDERGROUND CABLE DUCT 5X3 HDPE DIA. 160PN6.3 PIPE JACKING (steel pipe hotdip GALV. DIA.200 mm) |  | 9010050021 | แผนกสายส่ง 115 KV.
821 | DUCT BANK, SIZE 1 X 2 HDPE,160 MM. PN.8 |  | 9010010001 | แผนกสายส่ง 115 KV.
822 | DUCT BANK, SIZE 2 X 1 HDPE,160 MM. PN.8 |  | 9010010006 | แผนกสายส่ง 115 KV.
823 | DUCT BANK, SIZE 2 X 2 HDPE,160 MM. PN.8 |  | 9010010007 | แผนกสายส่ง 115 KV.
824 | DUCT BANK, SIZE 2 X 3 HDPE,160 MM. PN.8 |  | 9010010008 | แผนกสายส่ง 115 KV.
825 | DUCT BANK, SIZE 2 X 4 HDPE,160 MM. PN.8 |  | 9010010009 | แผนกสายส่ง 115 KV.
826 | DUCT BANK, SIZE 3 X 3 HDPE,160 MM. PN.8 |  | 9010010014 | แผนกสายส่ง 115 KV.
827 | DUCT BANK, SIZE 3 X 4 HDPE,160 MM. PN.8 |  | 9010010015 | แผนกสายส่ง 115 KV.
828 | DUCT BANK, SIZE 3 X 5 HDPE,160 MM. PN.8 |  | 9010010016 | แผนกสายส่ง 115 KV.
829 | DUCT BANK, SIZE 4 X 2 HDPE,160 MM. PN.8 |  | 9010010019 | แผนกสายส่ง 115 KV.
830 | DUCT BANK, SIZE 4 X 3 HDPE,160 MM. PN.8 |  | 9010010020 | แผนกสายส่ง 115 KV.
831 | DUCT BANK, SIZE 4 X 4 HDPE,160 MM. PN.8 |  | 9010010021 | แผนกสายส่ง 115 KV.
832 | DUCT BANK, SIZE 5 X 3 HDPE,160 MM. PN.8 |  | 9010010026 | แผนกสายส่ง 115 KV.
847 | DUCT BANK FOR HDPE,DIA. 75 MM. CONDUIT TYPE 2X2 |  | 9010060001 | แผนกสายส่ง 115 KV.
848 | DUCT BANK FOR HDPE,DIA. 75 MM. CONDUIT TYPE 4X2 |  | 9010060002 | แผนกสายส่ง 115 KV.
849 | DUCT BANK FOR HDPE,DIA. 75 MM. CONDUIT TYPE 6X2 |  | 9010060003 | แผนกสายส่ง 115 KV.
850 | HAND HOLE TYPE 1 (HH-1) WITHOUT PILE SA1-015/46009 |  | 9030010001 | แผนกสายส่ง 115 KV.
851 | HAND HOLE TYPE 2 (HH-2) WITHOUT PILE SA1-015/46010 |  | 9030010002 | แผนกสายส่ง 115 KV.
855 | DIRECTIONAL DRILL 4-75 MM. HDPE PN. 6 |  | 9090010081 | แผนกสายส่ง 115 KV.
856 | MANHOLE 2C-1 WITHOUT PILE IB1-020/34056 |  | 9020090002 | แผนกสายส่ง 115 KV.
857 | MANHOLE 2C-1 WITH PILE IB1-020/34056 |  | 9020090001 | แผนกสายส่ง 115 KV.
858 | MANHOLE 2S-2 WITHOUT PILE IB3-020/39040 |  | 9020110002 | แผนกสายส่ง 115 KV.
859 | MANHOLE 2S-2 WITH PILE IB3-020/39040 |  | 9020110001 | แผนกสายส่ง 115 KV.
860 | MANHOLE 2T-1 WITHOUT PILE IB1-020/34009 |  | 9020010001 | แผนกสายส่ง 115 KV.
861 | MANHOLE 2T-2 WITHOUT PILE IB1-020/35033 |  | 9020020002 | แผนกสายส่ง 115 KV.
862 | MANHOLE 2T-2 WITH PILE IB1-020/35033 |  | 9020020001 | แผนกสายส่ง 115 KV.
863 | MANHOLE 2T-8 WITHOUT PILE IB2-020/38024 |  | 9020080002 | แผนกสายส่ง 115 KV.
864 | MANHOLE 2T-8 WITH PILE IB2-020/38024 |  | 9020080001 | แผนกสายส่ง 115 KV.
865 | MANHOLE 2T-8 WITH PILE IB3-011/45004 |  | 9020080003 | แผนกสายส่ง 115 KV.
866 | MANHOLE 2T-8 WITHOUT PILE IB3-011/45004 |  | 9020080004 | แผนกสายส่ง 115 KV.
867 | MANHOLE 2S-2 WITH PILE IB3-011/44010 |  | 1000006971 | แผนกสายส่ง 115 KV.
870 | DIRECTIONAL DRILLS 8-160 MM. HDPE PN.10 |  | 1000006960 | แผนกสายส่ง 115 KV.
871 | DIRECTIONAL DRILLS 9-160 MM. HDPE PN.10 |  | 1000006961 | แผนกสายส่ง 115 KV.
872 | DIRECTIONAL DRILLS 16-160 MM. HDPE PN.10 |  | 1000006962 | แผนกสายส่ง 115 KV.
873 | DIRECTIONAL DRILLS 4-160 MM. HDPE PN.10 |  | 1000006963 | แผนกสายส่ง 115 KV.
900 | CABLE UNDERGROUND CU 115 KV. 1X800 SQ.MM. |  | 1020040200 | แผนกสายส่ง 115 KV.
901 | CABLE TERMINATION KITS, FOR OUTDOOR, 115 KV. 1X800 SQ.MM. |  | 1020150201 | แผนกสายส่ง 115 KV.
902 | 115kV.TERMINATOR KIT,O/D,1x800,67-73mm (Polymer) |  | 1020150204 | แผนกสายส่ง 115 KV.
903 | LIGHTNING ARRESTER 96 KV. 10 KA. |  | 1040000201 | แผนกสายส่ง 115 KV.
904 | S.A., 96 kV.10 kA. 3810 mm POLYMER |  | 1040000205 | แผนกสายส่ง 115 KV.
951 | SS-UG-1 UG RISER POLE STRUCTURE | Set50094 |  | แผนกสายส่ง 115 KV.
953 | SS-UG-3 UG RISER POLE STRUCTURE | Set50096 |  | แผนกสายส่ง 115 KV.
958 | SD-UG-2 UG RISER POLE STRUCTURE | Set51195 |  | แผนกสายส่ง 115 KV.
959 | SD-UG-3 UG RISER POLE STRUCTURE | Set51196 |  | แผนกสายส่ง 115 KV.
961 | SS-UG-5 UG RISER POLE STRUCTURE | Set51198 |  | แผนกสายส่ง 115 KV.
962 | DD-UG-1 UG RISER POLE STRUCTURE | Set52229 |  | แผนกสายส่ง 115 KV.
964 | SS-UG-1 UG RISER POLE ASSEMBLY NO.7615 | Set50145 |  | แผนกสายส่ง 115 KV.
965 | SS-UG-2 UG RISER POLE ASSEMBLY NO.7616 | Set50146 |  | แผนกสายส่ง 115 KV.
966 | SS-UG-3 UG RISER POLE ASSEMBLY NO.7617 | Set50147 |  | แผนกสายส่ง 115 KV.
967 | SS-UG-4 UG RISER POLE ASSEMBLY NO.7618 | Set50148 |  | แผนกสายส่ง 115 KV.
968 | SS-UG-5 UG RISER POLE ASSEMBLY NO.7619 | Set50149 |  | แผนกสายส่ง 115 KV.
969 | SS-UG-6 UG RISER POLE ASSEMBLY NO.7620 | Set50150 |  | แผนกสายส่ง 115 KV.
970 | SD-UG-1 UG RISER POLE ASSEMBLY NO.7621 | Set51276 |  | แผนกสายส่ง 115 KV.
971 | SD-UG-2 UG RISER POLE ASSEMBLY NO.7622 | Set51277 |  | แผนกสายส่ง 115 KV.
972 | SD-UG-3 UG RISER POLE ASSEMBLY NO.7623 | Set51278 |  | แผนกสายส่ง 115 KV.
973 | SD-UG-4 UG RISER POLE ASSEMBLY NO.7624 | Set51279 |  | แผนกสายส่ง 115 KV.
974 | SD-UG-5 UG RISER POLE ASSEMBLY NO.7625 | Set51280 |  | แผนกสายส่ง 115 KV.

## Set
รหัสอุปกรณ์ต่อชุด | รหัสพัสดุ | คำอธิบาย | หน่วย | ติดตั้ง | นำกลับมาใช้
set10001 | RACK 4 INST. ON LT. POLE, 0-5 DEGREE
| 1010110201 | BOLT,MACHINE M.16x170 mm. | SET | 2 | 0
| 1010180100 | WASHER,PLAIN,SQUARE,LARGE 52x52x4.5 mm.HOLE DIA. 18 MM. TIS.258 | PCS. | 2 | 0
| 1020200002 | TIE WIRE,AL 4 mm. | KG. | 0.25 | 0
| 1030030000 | INSULATOR,SPOOL,TYPE B (CLASS 53-2)TIS.227 | PCS. | 4 | 4
| 1030130002 | RACK,SECONDARY,MEDIUM PRESSED STEEL 4X200 mm.(4x8") | EACH | 1 | 1
set10002 | RACK 4 INST. ON LT. POLE, 5-60 DEGREE
| 1010110201 | BOLT,MACHINE M.16x170 mm. | SET | 2 | 0
| 1010110202 | BOLT,MACHINE M.16x200 mm. | SET | 1 | 0
| 1010180100 | WASHER,PLAIN,SQUARE,LARGE 52x52x4.5 mm.HOLE DIA. 18 MM. TIS.258 | PCS. | 2 | 0
| 1020200002 | TIE WIRE,AL 4 mm. | KG. | 0.25 | 0
| 1030030000 | INSULATOR,SPOOL,TYPE B (CLASS 53-2)TIS.227 | PCS. | 4 | 4
| 1030130002 | RACK,SECONDARY,MEDIUM PRESSED STEEL 4X200 mm.(4x8") | EACH | 1 | 1
set10003 | RACK 4 INST. ON LT. POLE, DE 25-35 SQ.MM.
| 1010110201 | BOLT,MACHINE M.16x170 mm. | SET | 3 | 3
| 1010110202 | BOLT,MACHINE M.16x200 mm. | SET | 1 | 0
| 1010180100 | WASHER,PLAIN,SQUARE,LARGE 52x52x4.5 mm.HOLE DIA. 18 MM. TIS.258 | PCS. | 4 | 0
| 1020180001 | TAPE,ELECTRICAL,PVC.PLASTIC,OUTDOOR TYPE,ROLL SIZE 0.18X19X10,000 MM. TIS.386 | ROLL | 0.12 | 0
| 1020260300 | PREFORMED D/E, AW 25 SQ.MM. | EA | 4 | 0
| 1030030000 | INSULATOR,SPOOL,TYPE B (CLASS 53-2)TIS.227 | PCS. | 4 | 4
| 1030130002 | RACK,SECONDARY,MEDIUM PRESSED STEEL 4X200 mm.(4x8") | EACH | 1 | 1
set10004 | RACK 4 INST. ON LT. POLE, DE 50-70 SQ.MM.
| 1010110201 | BOLT,MACHINE M.16x170 mm. | SET | 3 | 0
| 1010110202 | BOLT,MACHINE M.16x200 mm. | SET | 1 | 0
| 1010180100 | WASHER,PLAIN,SQUARE,LARGE 52x52x4.5 mm.HOLE DIA. 18 MM. TIS.258 | PCS. | 3 | 0
| 1020180001 | TAPE,ELECTRICAL,PVC.PLASTIC,OUTDOOR TYPE,ROLL SIZE 0.18X19X10,000 MM. TIS.386 | ROLL | 0.12 | 0
| 1020260301 | PREFORMED D/E, AW 50 SQ.MM. | EA | 4 | 0
| 1030030000 | INSULATOR,SPOOL,TYPE B (CLASS 53-2)TIS.227 | PCS. | 4 | 4
| 1030130002 | RACK,SECONDARY,MEDIUM PRESSED STEEL 4X200 mm.(4x8") | EACH | 1 | 1
set10005 | RACK 4 INST. ON LT. POLE, DE 95-120 SQ.MM.
| 1010110201 | BOLT,MACHINE M.16x170 mm. | SET | 3 | 0
| 1010110202 | BOLT,MACHINE M.16x200 mm. | SET | 1 | 0
| 1010180100 | WASHER,PLAIN,SQUARE,LARGE 52x52x4.5 mm.HOLE DIA. 18 MM. TIS.258 | PCS. | 4 | 0
| 1020180001 | TAPE,ELECTRICAL,PVC.PLASTIC,OUTDOOR TYPE,ROLL SIZE 0.18X19X10,000 MM. TIS.386 | ROLL | 0.12 | 0
| 1020260302 | PREFORMED D/E, AW 95 SQ.MM. | EA | 4 | 0
| 1030030000 | INSULATOR,SPOOL,TYPE B (CLASS 53-2)TIS.227 | PCS. | 4 | 4
| 1030130002 | RACK,SECONDARY,MEDIUM PRESSED STEEL 4X200 mm.(4x8") | EACH | 1 | 1
set10011 | RACK 3 INST. ON LT. POLE, 0-5 DEGREE
| 1010110201 | BOLT,MACHINE M.16x170 mm. | SET | 2 | 0
| 1010180100 | WASHER,PLAIN,SQUARE,LARGE 52x52x4.5 mm.HOLE DIA. 18 MM. TIS.258 | PCS. | 2 | 0
| 1020200002 | TIE WIRE,AL 4 mm. | KG. | 0.19 | 0
| 1030030000 | INSULATOR,SPOOL,TYPE B (CLASS 53-2)TIS.227 | PCS. | 3 | 3
| 1030130001 | RACK,SECONDARY,MEDIUM PRESSED STEEL 3X200 mm.(3x8") | EACH | 1 | 1
set10012 | RACK 3 INST. ON LT. POLE, 5-60 DEGREE
| 1010110201 | BOLT,MACHINE M.16x170 mm. | SET | 1 | 0
| 1010110202 | BOLT,MACHINE M.16x200 mm. | SET | 1 | 0
| 1010180100 | WASHER,PLAIN,SQUARE,LARGE 52x52x4.5 mm.HOLE DIA. 18 MM. TIS.258 | PCS. | 1 | 0
| 1020200002 | TIE WIRE,AL 4 mm. | KG. | 0.19 | 0
| 1030030000 | INSULATOR,SPOOL,TYPE B (CLASS 53-2)TIS.227 | PCS. | 3 | 3
| 1030130001 | RACK,SECONDARY,MEDIUM PRESSED STEEL 3X200 mm.(3x8") | EACH | 1 | 1
set10013 | RACK 3 INST. ON LT. POLE, DE 25-35 SQ.MM.
| 1010110201 | BOLT,MACHINE M.16x170 mm. | SET | 2 | 0
| 1010110202 | BOLT,MACHINE M.16x200 mm. | SET | 1 | 0
| 1010180100 | WASHER,PLAIN,SQUARE,LARGE 52x52x4.5 mm.HOLE DIA. 18 MM. TIS.258 | PCS. | 2 | 0
| 1020180001 | TAPE,ELECTRICAL,PVC.PLASTIC,OUTDOOR TYPE,ROLL SIZE 0.18X19X10,000 MM. TIS.386 | ROLL | 0.09 | 0
| 1020260300 | PREFORMED D/E, AW 25 SQ.MM. | EA | 3 | 0
| 1030030000 | INSULATOR,SPOOL,TYPE B (CLASS 53-2)TIS.227 | PCS. | 3 | 3
| 1030130001 | RACK,SECONDARY,MEDIUM PRESSED STEEL 3X200 mm.(3x8") | EACH | 1 | 1
set10014 | RACK 3 INST. ON LT. POLE, DE 50-70 SQ.MM.
| 1010110201 | BOLT,MACHINE M.16x170 mm. | SET | 2 | 0
| 1010110202 | BOLT,MACHINE M.16x200 mm. | SET | 1 | 0
| 1010180100 | WASHER,PLAIN,SQUARE,LARGE 52x52x4.5 mm.HOLE DIA. 18 MM. TIS.258 | PCS. | 3 | 0
| 1020180001 | TAPE,ELECTRICAL,PVC.PLASTIC,OUTDOOR TYPE,ROLL SIZE 0.18X19X10,000 MM. TIS.386 | ROLL | 0.09 | 0
| 1020260301 | PREFORMED D/E, AW 50 SQ.MM. | EA | 3 | 0
| 1030030000 | INSULATOR,SPOOL,TYPE B (CLASS 53-2)TIS.227 | PCS. | 3 | 3
| 1030130001 | RACK,SECONDARY,MEDIUM PRESSED STEEL 3X200 mm.(3x8") | EACH | 1 | 1
set10021 | RACK 2 INST. ON LT. POLE, 0-5 DEGREE
| 1010110201 | BOLT,MACHINE M.16x170 mm. | SET | 2 | 0
| 1010180100 | WASHER,PLAIN,SQUARE,LARGE 52x52x4.5 mm.HOLE DIA. 18 MM. TIS.258 | PCS. | 2 | 0
| 1020200002 | TIE WIRE,AL 4 mm. | KG. | 0.13 | 0
| 1030030000 | INSULATOR,SPOOL,TYPE B (CLASS 53-2)TIS.227 | PCS. | 2 | 2
| 1030130000 | RACK,SECONDARY,MEDIUM PRESSED STEEL 2X200 mm.(2x8") | EACH | 1 | 1
set10022 | RACK 2 INST. ON LT. POLE, 5-60 DEGREE
| 1010110201 | BOLT,MACHINE M.16x170 mm. | SET | 1 | 0
| 1010110202 | BOLT,MACHINE M.16x200 mm. | SET | 1 | 0
| 1010180100 | WASHER,PLAIN,SQUARE,LARGE 52x52x4.5 mm.HOLE DIA. 18 MM. TIS.258 | PCS. | 1 | 0
| 1020200002 | TIE WIRE,AL 4 mm. | KG. | 0.13 | 0
| 1030030000 | INSULATOR,SPOOL,TYPE B (CLASS 53-2)TIS.227 | PCS. | 2 | 2
| 1030130000 | RACK,SECONDARY,MEDIUM PRESSED STEEL 2X200 mm.(2x8") | EACH | 1 | 1
set10023 | RACK 2 INST. ON LT. POLE, DE 25-35 SQ.MM.
| 1010110201 | BOLT,MACHINE M.16x170 mm. | SET | 1 | 0
| 1010110202 | BOLT,MACHINE M.16x200 mm. | SET | 1 | 0
| 1010180100 | WASHER,PLAIN,SQUARE,LARGE 52x52x4.5 mm.HOLE DIA. 18 MM. TIS.258 | PCS. | 1 | 0
| 1020180001 | TAPE,ELECTRICAL,PVC.PLASTIC,OUTDOOR TYPE,ROLL SIZE 0.18X19X10,000 MM. TIS.386 | ROLL | 0.06 | 0
| 1020260300 | PREFORMED D/E, AW 25 SQ.MM. | EA | 2 | 0
| 1030030000 | INSULATOR,SPOOL,TYPE B (CLASS 53-2)TIS.227 | PCS. | 2 | 2
| 1030130000 | RACK,SECONDARY,MEDIUM PRESSED STEEL 2X200 mm.(2x8") | EACH | 1 | 1
set10024 | RACK 2 INST. ON LT. POLE, DE 50-70 SQ.MM.
| 1010110201 | BOLT,MACHINE M.16x170 mm. | SET | 1 | 0
| 1010110202 | BOLT,MACHINE M.16x200 mm. | SET | 1 | 0
| 1010180100 | WASHER,PLAIN,SQUARE,LARGE 52x52x4.5 mm.HOLE DIA. 18 MM. TIS.258 | PCS. | 1 | 0
| 1020180001 | TAPE,ELECTRICAL,PVC.PLASTIC,OUTDOOR TYPE,ROLL SIZE 0.18X19X10,000 MM. TIS.386 | ROLL | 0.06 | 0
| 1020260301 | PREFORMED D/E, AW 50 SQ.MM. | EA | 2 | 0
| 1030030000 | INSULATOR,SPOOL,TYPE B (CLASS 53-2)TIS.227 | PCS. | 2 | 2
| 1030130000 | RACK,SECONDARY,MEDIUM PRESSED STEEL 2X200 mm.(2x8") | EACH | 1 | 1
set10025 | RACK 2 INST. ON LT. POLE, DE 95-120 SQ.MM.
| 1010110201 | BOLT,MACHINE M.16x170 mm. | SET | 1 | 0
| 1010110202 | BOLT,MACHINE M.16x200 mm. | SET | 1 | 0
| 1010180100 | WASHER,PLAIN,SQUARE,LARGE 52x52x4.5 mm.HOLE DIA. 18 MM. TIS.258 | PCS. | 2 | 0
| 1020180001 | TAPE,ELECTRICAL,PVC.PLASTIC,OUTDOOR TYPE,ROLL SIZE 0.18X19X10,000 MM. TIS.386 | ROLL | 0.06 | 0
| 1020260302 | PREFORMED D/E, AW 95 SQ.MM. | EA | 2 | 0
| 1030030000 | INSULATOR,SPOOL,TYPE B (CLASS 53-2)TIS.227 | PCS. | 2 | 2
| 1030130000 | RACK,SECONDARY,MEDIUM PRESSED STEEL 2X200 mm.(2x8") | EACH | 1 | 1
set10031 | CLEVIS, FLAT STEEL INST. ON LT. POLE, INSULATOR TANGENT
| 1010110201 | BOLT,MACHINE M.16x170 mm. | SET | 1 | 0
| 1010180100 | WASHER,PLAIN,SQUARE,LARGE 52x52x4.5 mm.HOLE DIA. 18 MM. TIS.258 | PCS. | 1 | 0
| 1020200002 | TIE WIRE,AL 4 mm. | KG. | 0.07 | 0
| 1030030000 | INSULATOR,SPOOL,TYPE B (CLASS 53-2)TIS.227 | PCS. | 1 | 1
| 1030130100 | CLEVIS,FLAT STEEL 4 1/4" FOR INSULATOR EEI-NEMA CLASS 53-2 TIS.227 | PCS. | 1 | 1
set10032 | CLEVIS, FLAT STEEL INST. ON LT. POLE, INSULATOR DE 25-35 SQ.MM.
| 1010110201 | BOLT,MACHINE M.16x170 mm. | SET | 1 | 0
| 1010180100 | WASHER,PLAIN,SQUARE,LARGE 52x52x4.5 mm.HOLE DIA. 18 MM. TIS.258 | PCS. | 1 | 0
| 1020180001 | TAPE,ELECTRICAL,PVC.PLASTIC,OUTDOOR TYPE,ROLL SIZE 0.18X19X10,000 MM. TIS.386 | ROLL | 0.03 | 0
| 1020260300 | PREFORMED D/E, AW 25 SQ.MM. | EA | 1 | 0
| 1030030000 | INSULATOR,SPOOL,TYPE B (CLASS 53-2)TIS.227 | PCS. | 1 | 1
| 1030130100 | CLEVIS,FLAT STEEL 4 1/4" FOR INSULATOR EEI-NEMA CLASS 53-2 TIS.227 | PCS. | 1 | 1
set10033 | CLEVIS, FLAT STEEL INST. ON LT. POLE, INSULATOR DE 50-70 SQ.MM.
| 1010110201 | BOLT,MACHINE M.16x170 mm. | SET | 1 | 0
| 1010180100 | WASHER,PLAIN,SQUARE,LARGE 52x52x4.5 mm.HOLE DIA. 18 MM. TIS.258 | PCS. | 1 | 0
| 1020180001 | TAPE,ELECTRICAL,PVC.PLASTIC,OUTDOOR TYPE,ROLL SIZE 0.18X19X10,000 MM. TIS.386 | ROLL | 0.03 | 0
| 1020260301 | PREFORMED D/E, AW 50 SQ.MM. | EA | 1 | 0
| 1030030000 | INSULATOR,SPOOL,TYPE B (CLASS 53-2)TIS.227 | PCS. | 1 | 1
| 1030130100 | CLEVIS,FLAT STEEL 4 1/4" FOR INSULATOR EEI-NEMA CLASS 53-2 TIS.227 | PCS. | 1 | 1
set10034 | CLEVIS, FLAT STEEL INST. ON LT. POLE, INSULATOR DE 95-120 SQ.MM.
| 1010110201 | BOLT,MACHINE M.16x170 mm. | SET | 1 | 0
| 1010180100 | WASHER,PLAIN,SQUARE,LARGE 52x52x4.5 mm.HOLE DIA. 18 MM. TIS.258 | PCS. | 1 | 0
| 1020180001 | TAPE,ELECTRICAL,PVC.PLASTIC,OUTDOOR TYPE,ROLL SIZE 0.18X19X10,000 MM. TIS.386 | ROLL | 0.03 | 0
| 1020260302 | PREFORMED D/E, AW 95 SQ.MM. | EA | 1 | 0
| 1030030000 | INSULATOR,SPOOL,TYPE B (CLASS 53-2)TIS.227 | PCS. | 1 | 1
| 1030130100 | CLEVIS,FLAT STEEL 4 1/4" FOR INSULATOR EEI-NEMA CLASS 53-2 TIS.227 | PCS. | 1 | 1
set10035 | DEVELOP 1PHASE 2-WIRE INTO 3 PHASE 4-WIRE ON LT. POLE
| 1010110201 | BOLT,MACHINE M.16x170 mm. | SET | 1 | 0
| 1010110202 | BOLT,MACHINE M.16x200 mm. | SET | 1 | 0
| 1010180100 | WASHER,PLAIN,SQUARE,LARGE 52x52x4.5 mm.HOLE DIA. 18 MM. TIS.258 | PCS. | 1 | 0
| 1020200002 | TIE WIRE,AL 4 mm. | KG. | 0.13 | 0
| 1030030000 | INSULATOR,SPOOL,TYPE B (CLASS 53-2)TIS.227 | PCS. | 2 | 2
| 1030130100 | CLEVIS,FLAT STEEL 4 1/4" FOR INSULATOR EEI-NEMA CLASS 53-2 TIS.227 | PCS. | 2 | 2
set10051 | RACK 4 INST. ON LT. POLE, DDE 25-35 SQ.MM.
| 1010110202 | BOLT,MACHINE M.16x200 mm. | SET | 4 | 0
| 1020180001 | TAPE,ELECTRICAL,PVC.PLASTIC,OUTDOOR TYPE,ROLL SIZE 0.18X19X10,000 MM. TIS.386 | ROLL | 0.8 | 0
| 1020260300 | PREFORMED D/E, AW 25 SQ.MM. | EA | 8 | 0
| 1020320002 | CONNECTOR,COMPRESSION,H-TYPE,MAIN AL 25-50 SQ.MM.,TAP AL. OR CU. 16-35 SQ.MM. | PCS. | 4 | 0
| 1030030000 | INSULATOR,SPOOL,TYPE B (CLASS 53-2)TIS.227 | PCS. | 8 | 8
| 1030130002 | RACK,SECONDARY,MEDIUM PRESSED STEEL 4X200 mm.(4x8") | EACH | 2 | 2
set10052 | RACK 4 INST. ON LT. POLE, DDE 50-70 SQ.MM.
| 1010110202 | BOLT,MACHINE M.16x200 mm. | SET | 4 | 0
| 1020180001 | TAPE,ELECTRICAL,PVC.PLASTIC,OUTDOOR TYPE,ROLL SIZE 0.18X19X10,000 MM. TIS.386 | ROLL | 0.8 | 0
| 1020260301 | PREFORMED D/E, AW 50 SQ.MM. | EA | 8 | 0
| 1020320003 | CONNECTOR,COMPRESSION,H-TYPE,MAIN AL 50-95 SQ.MM.,TAP AL. OR CU. 50-95 SQ.MM. | PCS. | 4 | 0
| 1030030000 | INSULATOR,SPOOL,TYPE B (CLASS 53-2)TIS.227 | PCS. | 8 | 8
| 1030130002 | RACK,SECONDARY,MEDIUM PRESSED STEEL 4X200 mm.(4x8") | EACH | 2 | 2
set10053 | RACK 4 INST. ON LT. POLE, DDE 95-120 SQ.MM.
| 1010110202 | BOLT,MACHINE M.16x200 mm. | SET | 4 | 0
| 1020180001 | TAPE,ELECTRICAL,PVC.PLASTIC,OUTDOOR TYPE,ROLL SIZE 0.18X19X10,000 MM. TIS.386 | ROLL | 0.8 | 0
| 1020260302 | PREFORMED D/E, AW 95 SQ.MM. | EA | 8 | 0
| 1020320003 | CONNECTOR,COMPRESSION,H-TYPE,MAIN AL 50-95 SQ.MM.,TAP AL. OR CU. 50-95 SQ.MM. | PCS. | 4 | 0
| 1030030000 | INSULATOR,SPOOL,TYPE B (CLASS 53-2)TIS.227 | PCS. | 8 | 8
| 1030130002 | RACK,SECONDARY,MEDIUM PRESSED STEEL 4X200 mm.(4x8") | EACH | 2 | 2
set10056 | RACK 3 INST. ON LT. POLE, DDE 25-35 SQ.MM.
| 1010110202 | BOLT,MACHINE M.16x200 mm. | SET | 3 | 0
| 1020180001 | TAPE,ELECTRICAL,PVC.PLASTIC,OUTDOOR TYPE,ROLL SIZE 0.18X19X10,000 MM. TIS.386 | ROLL | 0.6 | 0
| 1020260300 | PREFORMED D/E, AW 25 SQ.MM. | EA | 6 | 0
| 1020320002 | CONNECTOR,COMPRESSION,H-TYPE,MAIN AL 25-50 SQ.MM.,TAP AL. OR CU. 16-35 SQ.MM. | PCS. | 3 | 0
| 1030030000 | INSULATOR,SPOOL,TYPE B (CLASS 53-2)TIS.227 | PCS. | 6 | 6
| 1030130001 | RACK,SECONDARY,MEDIUM PRESSED STEEL 3X200 mm.(3x8") | EACH | 2 | 2
set10057 | RACK 3 INST. ON LT. POLE, DDE 50-70 SQ.MM.
| 1010110202 | BOLT,MACHINE M.16x200 mm. | SET | 3 | 0
| 1020180001 | TAPE,ELECTRICAL,PVC.PLASTIC,OUTDOOR TYPE,ROLL SIZE 0.18X19X10,000 MM. TIS.386 | ROLL | 0.6 | 0
| 1020260301 | PREFORMED D/E, AW 50 SQ.MM. | EA | 6 | 0
| 1020320003 | CONNECTOR,COMPRESSION,H-TYPE,MAIN AL 50-95 SQ.MM.,TAP AL. OR CU. 50-95 SQ.MM. | PCS. | 3 | 0
| 1030030000 | INSULATOR,SPOOL,TYPE B (CLASS 53-2)TIS.227 | PCS. | 6 | 6
| 1030130001 | RACK,SECONDARY,MEDIUM PRESSED STEEL 3X200 mm.(3x8") | EACH | 2 | 2
set10058 | RACK 3 INST. ON LT. POLE, DDE 95-120 SQ.MM.
| 1010110202 | BOLT,MACHINE M.16x200 mm. | SET | 3 | 0
| 1020180001 | TAPE,ELECTRICAL,PVC.PLASTIC,OUTDOOR TYPE,ROLL SIZE 0.18X19X10,000 MM. TIS.386 | ROLL | 0.6 | 0
| 1020260302 | PREFORMED D/E, AW 95 SQ.MM. | EA | 6 | 0
| 1020320003 | CONNECTOR,COMPRESSION,H-TYPE,MAIN AL 50-95 SQ.MM.,TAP AL. OR CU. 50-95 SQ.MM. | PCS. | 3 | 0
| 1030030000 | INSULATOR,SPOOL,TYPE B (CLASS 53-2)TIS.227 | PCS. | 6 | 6
| 1030130001 | RACK,SECONDARY,MEDIUM PRESSED STEEL 3X200 mm.(3x8") | EACH | 2 | 2
set10061 | RACK 2 INST. ON LT. POLE, DDE 25-35 SQ.MM.
| 1010110202 | BOLT,MACHINE M.16x200 mm. | SET | 2 | 0
| 1020180001 | TAPE,ELECTRICAL,PVC.PLASTIC,OUTDOOR TYPE,ROLL SIZE 0.18X19X10,000 MM. TIS.386 | ROLL | 0.4 | 0
| 1020260300 | PREFORMED D/E, AW 25 SQ.MM. | EA | 4 | 0
| 1020320002 | CONNECTOR,COMPRESSION,H-TYPE,MAIN AL 25-50 SQ.MM.,TAP AL. OR CU. 16-35 SQ.MM. | PCS. | 2 | 0
| 1030030000 | INSULATOR,SPOOL,TYPE B (CLASS 53-2)TIS.227 | PCS. | 4 | 4
| 1030130000 | RACK,SECONDARY,MEDIUM PRESSED STEEL 2X200 mm.(2x8") | EACH | 2 | 2
set10062 | RACK 2 INST. ON LT. POLE, DDE 50-70 SQ.MM.
| 1010110202 | BOLT,MACHINE M.16x200 mm. | SET | 2 | 0
| 1020180001 | TAPE,ELECTRICAL,PVC.PLASTIC,OUTDOOR TYPE,ROLL SIZE 0.18X19X10,000 MM. TIS.386 | ROLL | 0.4 | 0
| 1020260301 | PREFORMED D/E, AW 50 SQ.MM. | EA | 4 | 0
| 1020320003 | CONNECTOR,COMPRESSION,H-TYPE,MAIN AL 50-95 SQ.MM.,TAP AL. OR CU. 50-95 SQ.MM. | PCS. | 2 | 0
| 1030030000 | INSULATOR,SPOOL,TYPE B (CLASS 53-2)TIS.227 | PCS. | 4 | 4
| 1030130000 | RACK,SECONDARY,MEDIUM PRESSED STEEL 2X200 mm.(2x8") | EACH | 2 | 2
set10063 | RACK 2 INST. ON LT. POLE, DDE 95-120 SQ.MM.
| 1010110202 | BOLT,MACHINE M.16x200 mm. | SET | 2 | 0
| 1020180001 | TAPE,ELECTRICAL,PVC.PLASTIC,OUTDOOR TYPE,ROLL SIZE 0.18X19X10,000 MM. TIS.386 | ROLL | 0.4 | 0
| 1020260302 | PREFORMED D/E, AW 95 SQ.MM. | EA | 4 | 0
| 1020320003 | CONNECTOR,COMPRESSION,H-TYPE,MAIN AL 50-95 SQ.MM.,TAP AL. OR CU. 50-95 SQ.MM. | PCS. | 2 | 0
| 1030030000 | INSULATOR,SPOOL,TYPE B (CLASS 53-2)TIS.227 | PCS. | 4 | 4
| 1030130000 | RACK,SECONDARY,MEDIUM PRESSED STEEL 2X200 mm.(2x8") | EACH | 2 | 2
set10071 | CLEVIS, FLAT STEEL INST. ON LT. POLE, INSULATOR DDE 25-35 SQ.MM.
| 1010110202 | BOLT,MACHINE M.16x200 mm. | SET | 1 | 0
| 1020180001 | TAPE,ELECTRICAL,PVC.PLASTIC,OUTDOOR TYPE,ROLL SIZE 0.18X19X10,000 MM. TIS.386 | ROLL | 0.2 | 0
| 1020260300 | PREFORMED D/E, AW 25 SQ.MM. | EA | 2 | 0
| 1020320002 | CONNECTOR,COMPRESSION,H-TYPE,MAIN AL 25-50 SQ.MM.,TAP AL. OR CU. 16-35 SQ.MM. | PCS. | 1 | 0
| 1030030000 | INSULATOR,SPOOL,TYPE B (CLASS 53-2)TIS.227 | PCS. | 2 | 2
| 1030130100 | CLEVIS,FLAT STEEL 4 1/4" FOR INSULATOR EEI-NEMA CLASS 53-2 TIS.227 | PCS. | 2 | 2
set10072 | CLEVIS, FLAT STEEL INST. ON LT. POLE, INSULATOR DDE 50-70 SQ.MM.
| 1010110202 | BOLT,MACHINE M.16x200 mm. | SET | 1 | 0
| 1020180001 | TAPE,ELECTRICAL,PVC.PLASTIC,OUTDOOR TYPE,ROLL SIZE 0.18X19X10,000 MM. TIS.386 | ROLL | 0.2 | 0
| 1020260301 | PREFORMED D/E, AW 50 SQ.MM. | EA | 2 | 0
| 1020320003 | CONNECTOR,COMPRESSION,H-TYPE,MAIN AL 50-95 SQ.MM.,TAP AL. OR CU. 50-95 SQ.MM. | PCS. | 1 | 0
| 1030030000 | INSULATOR,SPOOL,TYPE B (CLASS 53-2)TIS.227 | PCS. | 2 | 2
| 1030130100 | CLEVIS,FLAT STEEL 4 1/4" FOR INSULATOR EEI-NEMA CLASS 53-2 TIS.227 | PCS. | 2 | 2
set10073 | CLEVIS, FLAT STEEL INST. ON LT. POLE, INSULATOR DDE 95-120 SQ.MM.
| 1010110202 | BOLT,MACHINE M.16x200 mm. | SET | 1 | 0
| 1020180001 | TAPE,ELECTRICAL,PVC.PLASTIC,OUTDOOR TYPE,ROLL SIZE 0.18X19X10,000 MM. TIS.386 | ROLL | 0.2 | 0
| 1020260302 | PREFORMED D/E, AW 95 SQ.MM. | EA | 2 | 0
| 1020320003 | CONNECTOR,COMPRESSION,H-TYPE,MAIN AL 50-95 SQ.MM.,TAP AL. OR CU. 50-95 SQ.MM. | PCS. | 1 | 0
| 1030030000 | INSULATOR,SPOOL,TYPE B (CLASS 53-2)TIS.227 | PCS. | 2 | 2
| 1030130100 | CLEVIS,FLAT STEEL 4 1/4" FOR INSULATOR EEI-NEMA CLASS 53-2 TIS.227 | PCS. | 2 | 2
set10101 | RACK 4 INST. UNDER HT. (12 M.), 0-5 DEGREE
| 1010110203 | BOLT,MACHINE M.16x250 mm. | SET | 2 | 0
| 1010180100 | WASHER,PLAIN,SQUARE,LARGE 52x52x4.5 mm.HOLE DIA. 18 MM. TIS.258 | PCS. | 2 | 0
| 1020200002 | TIE WIRE,AL 4 mm. | KG. | 0.25 | 0
| 1030030000 | INSULATOR,SPOOL,TYPE B (CLASS 53-2)TIS.227 | PCS. | 4 | 4
| 1030130002 | RACK,SECONDARY,MEDIUM PRESSED STEEL 4X200 mm.(4x8") | EACH | 1 | 1
set10102 | RACK 4 INST. UNDER HT. (12 M.), 5-60 DEGREE
| 1010110203 | BOLT,MACHINE M.16x250 mm. | SET | 2 | 0
| 1010110204 | BOLT,MACHINE M.16x300 mm. | SET | 1 | 0
| 1010180100 | WASHER,PLAIN,SQUARE,LARGE 52x52x4.5 mm.HOLE DIA. 18 MM. TIS.258 | PCS. | 2 | 0
| 1020200002 | TIE WIRE,AL 4 mm. | KG. | 0.25 | 0
| 1030030000 | INSULATOR,SPOOL,TYPE B (CLASS 53-2)TIS.227 | PCS. | 4 | 4
| 1030130002 | RACK,SECONDARY,MEDIUM PRESSED STEEL 4X200 mm.(4x8") | EACH | 1 | 1
set10103 | RACK 4 INST. UNDER HT. (12 M.), DE 25-35 SQ.MM.
| 1010110203 | BOLT,MACHINE M.16x250 mm. | SET | 4 | 0
| 1010180100 | WASHER,PLAIN,SQUARE,LARGE 52x52x4.5 mm.HOLE DIA. 18 MM. TIS.258 | PCS. | 3 | 0
| 1020180001 | TAPE,ELECTRICAL,PVC.PLASTIC,OUTDOOR TYPE,ROLL SIZE 0.18X19X10,000 MM. TIS.386 | ROLL | 0.12 | 0
| 1020260300 | PREFORMED D/E, AW 25 SQ.MM. | EA | 4 | 0
| 1030030000 | INSULATOR,SPOOL,TYPE B (CLASS 53-2)TIS.227 | PCS. | 4 | 4
| 1030130002 | RACK,SECONDARY,MEDIUM PRESSED STEEL 4X200 mm.(4x8") | EACH | 1 | 1
set10104 | RACK 4 INST. UNDER HT. (12 M.), DE 50-70 SQ.MM.
| 1010110203 | BOLT,MACHINE M.16x250 mm. | SET | 4 | 0
| 1010180100 | WASHER,PLAIN,SQUARE,LARGE 52x52x4.5 mm.HOLE DIA. 18 MM. TIS.258 | PCS. | 3 | 0
| 1020180001 | TAPE,ELECTRICAL,PVC.PLASTIC,OUTDOOR TYPE,ROLL SIZE 0.18X19X10,000 MM. TIS.386 | ROLL | 0.12 | 0
| 1020260301 | PREFORMED D/E, AW 50 SQ.MM. | EA | 4 | 0
| 1030030000 | INSULATOR,SPOOL,TYPE B (CLASS 53-2)TIS.227 | PCS. | 4 | 4
| 1030130002 | RACK,SECONDARY,MEDIUM PRESSED STEEL 4X200 mm.(4x8") | EACH | 1 | 1
set10105 | RACK 4 INST. UNDER HT. (12 M.), DE 95-120 SQ.MM.
| 1010110203 | BOLT,MACHINE M.16x250 mm. | SET | 4 | 0
| 1010180100 | WASHER,PLAIN,SQUARE,LARGE 52x52x4.5 mm.HOLE DIA. 18 MM. TIS.258 | PCS. | 3 | 0
| 1020180001 | TAPE,ELECTRICAL,PVC.PLASTIC,OUTDOOR TYPE,ROLL SIZE 0.18X19X10,000 MM. TIS.386 | ROLL | 0.12 | 0
| 1020260302 | PREFORMED D/E, AW 95 SQ.MM. | EA | 4 | 0
| 1030030000 | INSULATOR,SPOOL,TYPE B (CLASS 53-2)TIS.227 | PCS. | 4 | 4
| 1030130002 | RACK,SECONDARY,MEDIUM PRESSED STEEL 4X200 mm.(4x8") | EACH | 1 | 1
set10111 | RACK 3 INST. UNDER HT. (12 M.), O-5 DEGREE
| 1010110203 | BOLT,MACHINE M.16x250 mm. | SET | 2 | 0
| 1010180100 | WASHER,PLAIN,SQUARE,LARGE 52x52x4.5 mm.HOLE DIA. 18 MM. TIS.258 | PCS. | 2 | 0
| 1020200002 | TIE WIRE,AL 4 mm. | KG. | 0.19 | 0
| 1030030000 | INSULATOR,SPOOL,TYPE B (CLASS 53-2)TIS.227 | PCS. | 3 | 3
| 1030130001 | RACK,SECONDARY,MEDIUM PRESSED STEEL 3X200 mm.(3x8") | EACH | 1 | 1
set10112 | RACK 3 INST. UNDER HT. (12 M.), 5-60 DEGREE
| 1010110203 | BOLT,MACHINE M.16x250 mm. | SET | 1 | 0
| 1010110204 | BOLT,MACHINE M.16x300 mm. | SET | 1 | 0
| 1010180100 | WASHER,PLAIN,SQUARE,LARGE 52x52x4.5 mm.HOLE DIA. 18 MM. TIS.258 | PCS. | 1 | 0
| 1020200002 | TIE WIRE,AL 4 mm. | KG. | 0.19 | 0
| 1030030000 | INSULATOR,SPOOL,TYPE B (CLASS 53-2)TIS.227 | PCS. | 3 | 3
| 1030130001 | RACK,SECONDARY,MEDIUM PRESSED STEEL 3X200 mm.(3x8") | EACH | 1 | 1
set10113 | RACK 3 INST. UNDER HT. (12 M.), DE 25-35 SQ.MM.
| 1010110203 | BOLT,MACHINE M.16x250 mm. | SET | 3 | 0
| 1010180100 | WASHER,PLAIN,SQUARE,LARGE 52x52x4.5 mm.HOLE DIA. 18 MM. TIS.258 | PCS. | 2 | 0
| 1020180001 | TAPE,ELECTRICAL,PVC.PLASTIC,OUTDOOR TYPE,ROLL SIZE 0.18X19X10,000 MM. TIS.386 | ROLL | 0.09 | 0
| 1020260300 | PREFORMED D/E, AW 25 SQ.MM. | EA | 3 | 0
| 1030030000 | INSULATOR,SPOOL,TYPE B (CLASS 53-2)TIS.227 | PCS. | 3 | 3
| 1030130001 | RACK,SECONDARY,MEDIUM PRESSED STEEL 3X200 mm.(3x8") | EACH | 1 | 1
set10114 | RACK 3 INST. UNDER HT. (12 M.), DE 50-70 SQ.MM.
| 1010110203 | BOLT,MACHINE M.16x250 mm. | SET | 3 | 0
| 1010180100 | WASHER,PLAIN,SQUARE,LARGE 52x52x4.5 mm.HOLE DIA. 18 MM. TIS.258 | PCS. | 2 | 0
| 1020180001 | TAPE,ELECTRICAL,PVC.PLASTIC,OUTDOOR TYPE,ROLL SIZE 0.18X19X10,000 MM. TIS.386 | ROLL | 0.09 | 0
| 1020260301 | PREFORMED D/E, AW 50 SQ.MM. | EA | 3 | 0
| 1030030000 | INSULATOR,SPOOL,TYPE B (CLASS 53-2)TIS.227 | PCS. | 3 | 3
| 1030130001 | RACK,SECONDARY,MEDIUM PRESSED STEEL 3X200 mm.(3x8") | EACH | 1 | 1
set10121 | RACK 2 INST. UNDER HT. (12 M.), 0-5 DEGREE
| 1010110203 | BOLT,MACHINE M.16x250 mm. | SET | 2 | 0
| 1010180100 | WASHER,PLAIN,SQUARE,LARGE 52x52x4.5 mm.HOLE DIA. 18 MM. TIS.258 | PCS. | 2 | 0
| 1020200002 | TIE WIRE,AL 4 mm. | KG. | 0.13 | 0
| 1030030000 | INSULATOR,SPOOL,TYPE B (CLASS 53-2)TIS.227 | PCS. | 2 | 2
| 1030130000 | RACK,SECONDARY,MEDIUM PRESSED STEEL 2X200 mm.(2x8") | EACH | 1 | 1
set10122 | RACK 2 INST. UNDER HT. (12 M.), 5-60 DEGREE
| 1010110203 | BOLT,MACHINE M.16x250 mm. | SET | 1 | 0
| 1010110204 | BOLT,MACHINE M.16x300 mm. | SET | 1 | 0
| 1010180100 | WASHER,PLAIN,SQUARE,LARGE 52x52x4.5 mm.HOLE DIA. 18 MM. TIS.258 | PCS. | 1 | 0
| 1020200002 | TIE WIRE,AL 4 mm. | KG. | 0.13 | 0
| 1030030000 | INSULATOR,SPOOL,TYPE B (CLASS 53-2)TIS.227 | PCS. | 2 | 2
| 1030130000 | RACK,SECONDARY,MEDIUM PRESSED STEEL 2X200 mm.(2x8") | EACH | 1 | 1
set10123 | RACK 2 INST. UNDER HT. (12 M.), DE 25-35 SQ.MM.
| 1010110203 | BOLT,MACHINE M.16x250 mm. | SET | 2 | 0
| 1010180100 | WASHER,PLAIN,SQUARE,LARGE 52x52x4.5 mm.HOLE DIA. 18 MM. TIS.258 | PCS. | 1 | 0
| 1020180001 | TAPE,ELECTRICAL,PVC.PLASTIC,OUTDOOR TYPE,ROLL SIZE 0.18X19X10,000 MM. TIS.386 | ROLL | 0.06 | 0
| 1020260300 | PREFORMED D/E, AW 25 SQ.MM. | EA | 2 | 0
| 1030030000 | INSULATOR,SPOOL,TYPE B (CLASS 53-2)TIS.227 | PCS. | 2 | 2
| 1030130000 | RACK,SECONDARY,MEDIUM PRESSED STEEL 2X200 mm.(2x8") | EACH | 1 | 1
set10124 | RACK 2 INST. UNDER HT. (12 M.), DE 50-70 SQ.MM.
| 1010110203 | BOLT,MACHINE M.16x250 mm. | SET | 2 | 0
| 1010180100 | WASHER,PLAIN,SQUARE,LARGE 52x52x4.5 mm.HOLE DIA. 18 MM. TIS.258 | PCS. | 2 | 0
| 1020180001 | TAPE,ELECTRICAL,PVC.PLASTIC,OUTDOOR TYPE,ROLL SIZE 0.18X19X10,000 MM. TIS.386 | ROLL | 0.06 | 0
| 1020260301 | PREFORMED D/E, AW 50 SQ.MM. | EA | 2 | 0
| 1030030000 | INSULATOR,SPOOL,TYPE B (CLASS 53-2)TIS.227 | PCS. | 2 | 2
| 1030130000 | RACK,SECONDARY,MEDIUM PRESSED STEEL 2X200 mm.(2x8") | EACH | 1 | 1
set10125 | RACK 2 INST.UNDER HT. (12 M.), DE 95-120 SQ.MM.
| 1010110203 | BOLT,MACHINE M.16x250 mm. | SET | 2 | 0
| 1010180100 | WASHER,PLAIN,SQUARE,LARGE 52x52x4.5 mm.HOLE DIA. 18 MM. TIS.258 | PCS. | 1 | 0
| 1020180001 | TAPE,ELECTRICAL,PVC.PLASTIC,OUTDOOR TYPE,ROLL SIZE 0.18X19X10,000 MM. TIS.386 | ROLL | 0.06 | 0
| 1020260302 | PREFORMED D/E, AW 95 SQ.MM. | EA | 2 | 0
| 1030030000 | INSULATOR,SPOOL,TYPE B (CLASS 53-2)TIS.227 | PCS. | 2 | 2
| 1030130000 | RACK,SECONDARY,MEDIUM PRESSED STEEL 2X200 mm.(2x8") | EACH | 1 | 1
set10131 | CLEVIS, FLAT STEEL INST. UNDER HT. (12 M.), INSULATOR TANGENT
| 1010110203 | BOLT,MACHINE M.16x250 mm. | SET | 1 | 0
| 1010180100 | WASHER,PLAIN,SQUARE,LARGE 52x52x4.5 mm.HOLE DIA. 18 MM. TIS.258 | PCS. | 1 | 0
| 1020200002 | TIE WIRE,AL 4 mm. | KG. | 0.07 | 0
| 1030030000 | INSULATOR,SPOOL,TYPE B (CLASS 53-2)TIS.227 | PCS. | 1 | 1
| 1030130100 | CLEVIS,FLAT STEEL 4 1/4" FOR INSULATOR EEI-NEMA CLASS 53-2 TIS.227 | PCS. | 1 | 1
set10132 | CLEVIS, FLAT STEEL INST. UNDER HT. (12 M.), INSULATOR DE 25-35 SQ.MM.
| 1010110203 | BOLT,MACHINE M.16x250 mm. | SET | 1 | 0
| 1010180100 | WASHER,PLAIN,SQUARE,LARGE 52x52x4.5 mm.HOLE DIA. 18 MM. TIS.258 | PCS. | 1 | 0
| 1020180001 | TAPE,ELECTRICAL,PVC.PLASTIC,OUTDOOR TYPE,ROLL SIZE 0.18X19X10,000 MM. TIS.386 | ROLL | 0.03 | 0
| 1020260300 | PREFORMED D/E, AW 25 SQ.MM. | EA | 1 | 0
| 1030030000 | INSULATOR,SPOOL,TYPE B (CLASS 53-2)TIS.227 | PCS. | 1 | 1
| 1030130100 | CLEVIS,FLAT STEEL 4 1/4" FOR INSULATOR EEI-NEMA CLASS 53-2 TIS.227 | PCS. | 1 | 1
set10133 | CLEVIS, FLAT STEEL INST. UNDER HT. (12 M.), INSULATOR DE 50-70 SQ.MM.
| 1010110203 | BOLT,MACHINE M.16x250 mm. | SET | 1 | 0
| 1010180100 | WASHER,PLAIN,SQUARE,LARGE 52x52x4.5 mm.HOLE DIA. 18 MM. TIS.258 | PCS. | 1 | 0
| 1020180001 | TAPE,ELECTRICAL,PVC.PLASTIC,OUTDOOR TYPE,ROLL SIZE 0.18X19X10,000 MM. TIS.386 | ROLL | 0.03 | 0
| 1020260301 | PREFORMED D/E, AW 50 SQ.MM. | EA | 1 | 0
| 1030030000 | INSULATOR,SPOOL,TYPE B (CLASS 53-2)TIS.227 | PCS. | 1 | 1
| 1030130100 | CLEVIS,FLAT STEEL 4 1/4" FOR INSULATOR EEI-NEMA CLASS 53-2 TIS.227 | PCS. | 1 | 1
set10134 | CLEVIS, FLAT STEEL INST. UNDER HT. (12 M.), INSULATOR DE 95-120 SQ.MM.
| 1010110203 | BOLT,MACHINE M.16x250 mm. | SET | 1 | 0
| 1010180100 | WASHER,PLAIN,SQUARE,LARGE 52x52x4.5 mm.HOLE DIA. 18 MM. TIS.258 | PCS. | 1 | 0
| 1020180001 | TAPE,ELECTRICAL,PVC.PLASTIC,OUTDOOR TYPE,ROLL SIZE 0.18X19X10,000 MM. TIS.386 | ROLL | 0.03 | 0
| 1020260302 | PREFORMED D/E, AW 95 SQ.MM. | EA | 1 | 0
| 1030030000 | INSULATOR,SPOOL,TYPE B (CLASS 53-2)TIS.227 | PCS. | 1 | 1
| 1030130100 | CLEVIS,FLAT STEEL 4 1/4" FOR INSULATOR EEI-NEMA CLASS 53-2 TIS.227 | PCS. | 1 | 1
set10135 | DEVELOP 1 PHASE 2-WIRE INTO 3 PHASE 4-WIRE ON HT. POLE (12 M.)
| 1010110204 | BOLT,MACHINE M.16x300 mm. | SET | 1 | 0
| 1020200002 | TIE WIRE,AL 4 mm. | KG. | 0.19 | 0
| 1030030000 | INSULATOR,SPOOL,TYPE B (CLASS 53-2)TIS.227 | PCS. | 2 | 2
| 1030130100 | CLEVIS,FLAT STEEL 4 1/4" FOR INSULATOR EEI-NEMA CLASS 53-2 TIS.227 | PCS. | 2 | 2
set10151 | RACK 4 INST. UNDER HT. (12 M.), DDE 25-35 SQ.MM.
| 1010110203 | BOLT,MACHINE M.16x250 mm. | SET | 4 | 0
| 1020180001 | TAPE,ELECTRICAL,PVC.PLASTIC,OUTDOOR TYPE,ROLL SIZE 0.18X19X10,000 MM. TIS.386 | ROLL | 0.8 | 0
| 1020260300 | PREFORMED D/E, AW 25 SQ.MM. | EA | 8 | 0
| 1020320002 | CONNECTOR,COMPRESSION,H-TYPE,MAIN AL 25-50 SQ.MM.,TAP AL. OR CU. 16-35 SQ.MM. | PCS. | 4 | 0
| 1030030000 | INSULATOR,SPOOL,TYPE B (CLASS 53-2)TIS.227 | PCS. | 8 | 8
| 1030130002 | RACK,SECONDARY,MEDIUM PRESSED STEEL 4X200 mm.(4x8") | EACH | 2 | 2
set10152 | RACK 4 INST. UNDER HT. (12 M.), DDE 50-70 SQ.MM.
| 1010110203 | BOLT,MACHINE M.16x250 mm. | SET | 4 | 0
| 1020180001 | TAPE,ELECTRICAL,PVC.PLASTIC,OUTDOOR TYPE,ROLL SIZE 0.18X19X10,000 MM. TIS.386 | ROLL | 0.8 | 0
| 1020260301 | PREFORMED D/E, AW 50 SQ.MM. | EA | 8 | 0
| 1020320003 | CONNECTOR,COMPRESSION,H-TYPE,MAIN AL 50-95 SQ.MM.,TAP AL. OR CU. 50-95 SQ.MM. | PCS. | 4 | 0
| 1030030000 | INSULATOR,SPOOL,TYPE B (CLASS 53-2)TIS.227 | PCS. | 8 | 8
| 1030130002 | RACK,SECONDARY,MEDIUM PRESSED STEEL 4X200 mm.(4x8") | EACH | 2 | 2
set10153 | RACK 4 INST. UNDER HT. (12 M.), DDE 95-120 SQ.MM.
| 1010110203 | BOLT,MACHINE M.16x250 mm. | SET | 4 | 0
| 1020180001 | TAPE,ELECTRICAL,PVC.PLASTIC,OUTDOOR TYPE,ROLL SIZE 0.18X19X10,000 MM. TIS.386 | ROLL | 0.8 | 0
| 1020260302 | PREFORMED D/E, AW 95 SQ.MM. | EA | 8 | 0
| 1020320003 | CONNECTOR,COMPRESSION,H-TYPE,MAIN AL 50-95 SQ.MM.,TAP AL. OR CU. 50-95 SQ.MM. | PCS. | 4 | 0
| 1030030000 | INSULATOR,SPOOL,TYPE B (CLASS 53-2)TIS.227 | PCS. | 8 | 8
| 1030130002 | RACK,SECONDARY,MEDIUM PRESSED STEEL 4X200 mm.(4x8") | EACH | 2 | 2
set10156 | RACK 3 INST. UNDER HT. (12 M.), DDE 25-35 SQ.MM.
| 1010110203 | BOLT,MACHINE M.16x250 mm. | SET | 3 | 0
| 1020180001 | TAPE,ELECTRICAL,PVC.PLASTIC,OUTDOOR TYPE,ROLL SIZE 0.18X19X10,000 MM. TIS.386 | ROLL | 0.6 | 0
| 1020260300 | PREFORMED D/E, AW 25 SQ.MM. | EA | 6 | 0
| 1020320002 | CONNECTOR,COMPRESSION,H-TYPE,MAIN AL 25-50 SQ.MM.,TAP AL. OR CU. 16-35 SQ.MM. | PCS. | 3 | 0
| 1030030000 | INSULATOR,SPOOL,TYPE B (CLASS 53-2)TIS.227 | PCS. | 6 | 6
| 1030130001 | RACK,SECONDARY,MEDIUM PRESSED STEEL 3X200 mm.(3x8") | EACH | 2 | 2
set10157 | RACK 3 INST. UNDER HT. (12 M.), DDE 50-70 SQ.MM.
| 1010110203 | BOLT,MACHINE M.16x250 mm. | SET | 3 | 0
| 1020180001 | TAPE,ELECTRICAL,PVC.PLASTIC,OUTDOOR TYPE,ROLL SIZE 0.18X19X10,000 MM. TIS.386 | ROLL | 0.6 | 0
| 1020260301 | PREFORMED D/E, AW 50 SQ.MM. | EA | 6 | 0
| 1020320003 | CONNECTOR,COMPRESSION,H-TYPE,MAIN AL 50-95 SQ.MM.,TAP AL. OR CU. 50-95 SQ.MM. | PCS. | 3 | 0
| 1030030000 | INSULATOR,SPOOL,TYPE B (CLASS 53-2)TIS.227 | PCS. | 6 | 6
| 1030130001 | RACK,SECONDARY,MEDIUM PRESSED STEEL 3X200 mm.(3x8") | EACH | 2 | 2
set10158 | RACK 3 INST. UNDER HT. (12 M.), DDE 95-120 SQ.MM.
| 1010110203 | BOLT,MACHINE M.16x250 mm. | SET | 3 | 0
| 1020180001 | TAPE,ELECTRICAL,PVC.PLASTIC,OUTDOOR TYPE,ROLL SIZE 0.18X19X10,000 MM. TIS.386 | ROLL | 0.6 | 0
| 1020260302 | PREFORMED D/E, AW 95 SQ.MM. | EA | 6 | 0
| 1020320003 | CONNECTOR,COMPRESSION,H-TYPE,MAIN AL 50-95 SQ.MM.,TAP AL. OR CU. 50-95 SQ.MM. | PCS. | 3 | 0
| 1030030000 | INSULATOR,SPOOL,TYPE B (CLASS 53-2)TIS.227 | PCS. | 6 | 6
| 1030130001 | RACK,SECONDARY,MEDIUM PRESSED STEEL 3X200 mm.(3x8") | EACH | 2 | 2
set10161 | RACK 2 INST. UNDER HT. (12 M.), DDE 25-35 SQ.MM.
| 1010110203 | BOLT,MACHINE M.16x250 mm. | SET | 2 | 0
| 1020180001 | TAPE,ELECTRICAL,PVC.PLASTIC,OUTDOOR TYPE,ROLL SIZE 0.18X19X10,000 MM. TIS.386 | ROLL | 0.4 | 0
| 1020260300 | PREFORMED D/E, AW 25 SQ.MM. | EA | 4 | 0
| 1020320002 | CONNECTOR,COMPRESSION,H-TYPE,MAIN AL 25-50 SQ.MM.,TAP AL. OR CU. 16-35 SQ.MM. | PCS. | 2 | 0
| 1030030000 | INSULATOR,SPOOL,TYPE B (CLASS 53-2)TIS.227 | PCS. | 4 | 4
| 1030130000 | RACK,SECONDARY,MEDIUM PRESSED STEEL 2X200 mm.(2x8") | EACH | 2 | 2
set10162 | RACK 2 INST. UNDER HT. (12 M.), DDE 50-70 SQ.MM.
| 1010110203 | BOLT,MACHINE M.16x250 mm. | SET | 2 | 0
| 1020260301 | PREFORMED D/E, AW 50 SQ.MM. | EA | 4 | 0
| 1020320003 | CONNECTOR,COMPRESSION,H-TYPE,MAIN AL 50-95 SQ.MM.,TAP AL. OR CU. 50-95 SQ.MM. | PCS. | 2 | 0
| 1030030000 | INSULATOR,SPOOL,TYPE B (CLASS 53-2)TIS.227 | PCS. | 4 | 4
| 1030130000 | RACK,SECONDARY,MEDIUM PRESSED STEEL 2X200 mm.(2x8") | EACH | 2 | 2
set10163 | RACK 2 INST. UNDER HT. (12 M.), DDE 95-120 SQ.MM.
| 1010110203 | BOLT,MACHINE M.16x250 mm. | SET | 2 | 0
| 1020260302 | PREFORMED D/E, AW 95 SQ.MM. | EA | 4 | 0
| 1020320003 | CONNECTOR,COMPRESSION,H-TYPE,MAIN AL 50-95 SQ.MM.,TAP AL. OR CU. 50-95 SQ.MM. | PCS. | 2 | 0
| 1030030000 | INSULATOR,SPOOL,TYPE B (CLASS 53-2)TIS.227 | PCS. | 4 | 4
| 1030130000 | RACK,SECONDARY,MEDIUM PRESSED STEEL 2X200 mm.(2x8") | EACH | 2 | 2
set10171 | CLEVIS, FLAT STEEL INST. ON HT. (12 M.), INSULATOR DDE 25-35 SQ.MM.
| 1010110203 | BOLT,MACHINE M.16x250 mm. | SET | 1 | 0
| 1020260300 | PREFORMED D/E, AW 25 SQ.MM. | EA | 2 | 0
| 1020320002 | CONNECTOR,COMPRESSION,H-TYPE,MAIN AL 25-50 SQ.MM.,TAP AL. OR CU. 16-35 SQ.MM. | PCS. | 1 | 0
| 1030030000 | INSULATOR,SPOOL,TYPE B (CLASS 53-2)TIS.227 | PCS. | 2 | 2
| 1030130100 | CLEVIS,FLAT STEEL 4 1/4" FOR INSULATOR EEI-NEMA CLASS 53-2 TIS.227 | PCS. | 2 | 2
set10173 | CLEVIS, FLAT STEEL INST. ON HT. (12 M.), INSULATOR DDE 50-70 SQ.MM.
| 1010110203 | BOLT,MACHINE M.16x250 mm. | SET | 1 | 0
| 1020260301 | PREFORMED D/E, AW 50 SQ.MM. | EA | 2 | 0
| 1020320003 | CONNECTOR,COMPRESSION,H-TYPE,MAIN AL 50-95 SQ.MM.,TAP AL. OR CU. 50-95 SQ.MM. | PCS. | 1 | 0
| 1030030000 | INSULATOR,SPOOL,TYPE B (CLASS 53-2)TIS.227 | PCS. | 2 | 2
| 1030130100 | CLEVIS,FLAT STEEL 4 1/4" FOR INSULATOR EEI-NEMA CLASS 53-2 TIS.227 | PCS. | 2 | 2
set10174 | CLEVIS, FLAT STEEL INST. ON HT. (12 M.), INSULATOR DDE 95-120 SQ.MM.
| 1010110203 | BOLT,MACHINE M.16x250 mm. | SET | 1 | 0
| 1020260302 | PREFORMED D/E, AW 95 SQ.MM. | EA | 2 | 0
| 1020320003 | CONNECTOR,COMPRESSION,H-TYPE,MAIN AL 50-95 SQ.MM.,TAP AL. OR CU. 50-95 SQ.MM. | PCS. | 1 | 0
| 1030030000 | INSULATOR,SPOOL,TYPE B (CLASS 53-2)TIS.227 | PCS. | 2 | 2
| 1030130100 | CLEVIS,FLAT STEEL 4 1/4" FOR INSULATOR EEI-NEMA CLASS 53-2 TIS.227 | PCS. | 2 | 2
set10201 | RACK 4 INST. UNDER HT. (14 M.), 0-5 DEGREE
| 1010110204 | BOLT,MACHINE M.16x300 mm. | SET | 2 | 0
| 1010180100 | WASHER,PLAIN,SQUARE,LARGE 52x52x4.5 mm.HOLE DIA. 18 MM. TIS.258 | PCS. | 2 | 0
| 1020200002 | TIE WIRE,AL 4 mm. | KG. | 0.25 | 0
| 1030030000 | INSULATOR,SPOOL,TYPE B (CLASS 53-2)TIS.227 | PCS. | 4 | 4
| 1030130002 | RACK,SECONDARY,MEDIUM PRESSED STEEL 4X200 mm.(4x8") | EACH | 1 | 1
set10202 | RACK 4 INST. UNDER HT. (14 M.), 5-60 DEGREE
| 1010110204 | BOLT,MACHINE M.16x300 mm. | SET | 4 | 0
| 1010180100 | WASHER,PLAIN,SQUARE,LARGE 52x52x4.5 mm.HOLE DIA. 18 MM. TIS.258 | PCS. | 2 | 0
| 1020200002 | TIE WIRE,AL 4 mm. | KG. | 0.25 | 0
| 1030030000 | INSULATOR,SPOOL,TYPE B (CLASS 53-2)TIS.227 | PCS. | 4 | 4
| 1030130002 | RACK,SECONDARY,MEDIUM PRESSED STEEL 4X200 mm.(4x8") | EACH | 1 | 1
set10203 | RACK 4 INST. UNDER HT. (14 M.), DE 25-35 SQ.MM.
| 1010110204 | BOLT,MACHINE M.16x300 mm. | SET | 4 | 0
| 1010180100 | WASHER,PLAIN,SQUARE,LARGE 52x52x4.5 mm.HOLE DIA. 18 MM. TIS.258 | PCS. | 3 | 0
| 1020200000 | TAPE,ARMOR,AL 1x10 mm. | KG. | 0.02 | 0
| 1020310000 | CONNECTOR,DEAD END,AL 25-35 sq.mm. | PCS. | 4 | 0
| 1030030000 | INSULATOR,SPOOL,TYPE B (CLASS 53-2)TIS.227 | PCS. | 4 | 4
| 1030130002 | RACK,SECONDARY,MEDIUM PRESSED STEEL 4X200 mm.(4x8") | EACH | 1 | 1
set10204 | RACK 4 INST. UNDER HT. (14 M.), DE 50-70 SQ.MM.
| 1010110204 | BOLT,MACHINE M.16x300 mm. | SET | 4 | 0
| 1010180100 | WASHER,PLAIN,SQUARE,LARGE 52x52x4.5 mm.HOLE DIA. 18 MM. TIS.258 | PCS. | 3 | 0
| 1020200000 | TAPE,ARMOR,AL 1x10 mm. | KG. | 0.03 | 0
| 1020310001 | CONNECTOR,DEAD END,AL 50-70 sq.mm. | PCS. | 4 | 0
| 1030030000 | INSULATOR,SPOOL,TYPE B (CLASS 53-2)TIS.227 | PCS. | 4 | 4
| 1030130002 | RACK,SECONDARY,MEDIUM PRESSED STEEL 4X200 mm.(4x8") | EACH | 1 | 1
set10205 | RACK 4 INST. UNDER HT. (14 M.), DE 95-120 SQ.MM.
| 1010110204 | BOLT,MACHINE M.16x300 mm. | SET | 4 | 0
| 1010180100 | WASHER,PLAIN,SQUARE,LARGE 52x52x4.5 mm.HOLE DIA. 18 MM. TIS.258 | PCS. | 3 | 0
| 1020200000 | TAPE,ARMOR,AL 1x10 mm. | KG. | 0.03 | 0
| 1020310002 | CONNECTOR,DEAD END,AL 95-120 sq.mm. | PCS. | 4 | 0
| 1030030000 | INSULATOR,SPOOL,TYPE B (CLASS 53-2)TIS.227 | PCS. | 4 | 4
| 1030130002 | RACK,SECONDARY,MEDIUM PRESSED STEEL 4X200 mm.(4x8") | EACH | 1 | 1
set10211 | RACK 3 INST. UNDER HT. (14 M.), 0-5 DEGREE
| 1010110204 | BOLT,MACHINE M.16x300 mm. | SET | 2 | 0
| 1010180100 | WASHER,PLAIN,SQUARE,LARGE 52x52x4.5 mm.HOLE DIA. 18 MM. TIS.258 | PCS. | 2 | 0
| 1020200002 | TIE WIRE,AL 4 mm. | KG. | 0.19 | 0
| 1030030000 | INSULATOR,SPOOL,TYPE B (CLASS 53-2)TIS.227 | PCS. | 3 | 3
| 1030130001 | RACK,SECONDARY,MEDIUM PRESSED STEEL 3X200 mm.(3x8") | EACH | 1 | 1
set10212 | RACK 3 INST. UNDER HT. (14 M.), 5-60 DEGREE
| 1010110204 | BOLT,MACHINE M.16x300 mm. | SET | 2 | 0
| 1010180100 | WASHER,PLAIN,SQUARE,LARGE 52x52x4.5 mm.HOLE DIA. 18 MM. TIS.258 | PCS. | 1 | 0
| 1020200002 | TIE WIRE,AL 4 mm. | KG. | 0.19 | 0
| 1030030000 | INSULATOR,SPOOL,TYPE B (CLASS 53-2)TIS.227 | PCS. | 3 | 3
| 1030130001 | RACK,SECONDARY,MEDIUM PRESSED STEEL 3X200 mm.(3x8") | EACH | 1 | 1
set10213 | RACK 3 INST. UNDER HT. (14 M.), DE 25-35 SQ.MM.
| 1010110204 | BOLT,MACHINE M.16x300 mm. | SET | 3 | 0
| 1010180100 | WASHER,PLAIN,SQUARE,LARGE 52x52x4.5 mm.HOLE DIA. 18 MM. TIS.258 | PCS. | 2 | 0
| 1020200000 | TAPE,ARMOR,AL 1x10 mm. | KG. | 0.02 | 0
| 1020310000 | CONNECTOR,DEAD END,AL 25-35 sq.mm. | PCS. | 3 | 0
| 1030030000 | INSULATOR,SPOOL,TYPE B (CLASS 53-2)TIS.227 | PCS. | 3 | 3
| 1030130001 | RACK,SECONDARY,MEDIUM PRESSED STEEL 3X200 mm.(3x8") | EACH | 1 | 1
set10214 | RACK 3 INST. UNDER HT. (14 M.), DE 50-70 SQ.MM.
| 1010110204 | BOLT,MACHINE M.16x300 mm. | SET | 3 | 0
| 1010180100 | WASHER,PLAIN,SQUARE,LARGE 52x52x4.5 mm.HOLE DIA. 18 MM. TIS.258 | PCS. | 2 | 0
| 1020200000 | TAPE,ARMOR,AL 1x10 mm. | KG. | 0.03 | 0
| 1020310001 | CONNECTOR,DEAD END,AL 50-70 sq.mm. | PCS. | 3 | 0
| 1030030000 | INSULATOR,SPOOL,TYPE B (CLASS 53-2)TIS.227 | PCS. | 3 | 3
| 1030130001 | RACK,SECONDARY,MEDIUM PRESSED STEEL 3X200 mm.(3x8") | EACH | 1 | 1
set10221 | RACK 2 INST. UNDER HT. (14 M.), 0-5 DEGREE
| 1010110204 | BOLT,MACHINE M.16x300 mm. | SET | 2 | 0
| 1010180100 | WASHER,PLAIN,SQUARE,LARGE 52x52x4.5 mm.HOLE DIA. 18 MM. TIS.258 | PCS. | 2 | 0
| 1020200002 | TIE WIRE,AL 4 mm. | KG. | 0.13 | 0
| 1030030000 | INSULATOR,SPOOL,TYPE B (CLASS 53-2)TIS.227 | PCS. | 2 | 2
| 1030130000 | RACK,SECONDARY,MEDIUM PRESSED STEEL 2X200 mm.(2x8") | EACH | 1 | 1
set10222 | RACK 2 INST. UNDER HT. (14 M.), 5-60 DEGREE
| 1010110204 | BOLT,MACHINE M.16x300 mm. | SET | 2 | 0
| 1010180100 | WASHER,PLAIN,SQUARE,LARGE 52x52x4.5 mm.HOLE DIA. 18 MM. TIS.258 | PCS. | 1 | 0
| 1020200002 | TIE WIRE,AL 4 mm. | KG. | 0.13 | 0
| 1030030000 | INSULATOR,SPOOL,TYPE B (CLASS 53-2)TIS.227 | PCS. | 2 | 2
| 1030130000 | RACK,SECONDARY,MEDIUM PRESSED STEEL 2X200 mm.(2x8") | EACH | 1 | 1
set10223 | RACK 2 INST. UNDER HT. (14 M.), DE 25-35 SQ.MM.
| 1010110204 | BOLT,MACHINE M.16x300 mm. | SET | 2 | 0
| 1010180100 | WASHER,PLAIN,SQUARE,LARGE 52x52x4.5 mm.HOLE DIA. 18 MM. TIS.258 | PCS. | 1 | 0
| 1020200000 | TAPE,ARMOR,AL 1x10 mm. | KG. | 0.02 | 0
| 1020310000 | CONNECTOR,DEAD END,AL 25-35 sq.mm. | PCS. | 2 | 0
| 1030030000 | INSULATOR,SPOOL,TYPE B (CLASS 53-2)TIS.227 | PCS. | 2 | 2
| 1030130000 | RACK,SECONDARY,MEDIUM PRESSED STEEL 2X200 mm.(2x8") | EACH | 1 | 1
set10224 | RACK 2 INST. UNDER HT. (14 M.), DE 50-70 SQ.MM.
| 1010110204 | BOLT,MACHINE M.16x300 mm. | SET | 2 | 0
| 1010180100 | WASHER,PLAIN,SQUARE,LARGE 52x52x4.5 mm.HOLE DIA. 18 MM. TIS.258 | PCS. | 1 | 0
| 1020200000 | TAPE,ARMOR,AL 1x10 mm. | KG. | 0.03 | 0
| 1020310001 | CONNECTOR,DEAD END,AL 50-70 sq.mm. | PCS. | 2 | 0
| 1030030000 | INSULATOR,SPOOL,TYPE B (CLASS 53-2)TIS.227 | PCS. | 2 | 2
| 1030130000 | RACK,SECONDARY,MEDIUM PRESSED STEEL 2X200 mm.(2x8") | EACH | 1 | 1
set10225 | RACK 2 INST. UNDER HT. (14 M.), DE 95-120 SQ.MM.
| 1010110204 | BOLT,MACHINE M.16x300 mm. | SET | 2 | 0
| 1010180100 | WASHER,PLAIN,SQUARE,LARGE 52x52x4.5 mm.HOLE DIA. 18 MM. TIS.258 | PCS. | 1 | 0
| 1020200000 | TAPE,ARMOR,AL 1x10 mm. | KG. | 0.03 | 0
| 1020310002 | CONNECTOR,DEAD END,AL 95-120 sq.mm. | PCS. | 2 | 0
| 1030030000 | INSULATOR,SPOOL,TYPE B (CLASS 53-2)TIS.227 | PCS. | 2 | 2
| 1030130000 | RACK,SECONDARY,MEDIUM PRESSED STEEL 2X200 mm.(2x8") | EACH | 1 | 1
set10231 | CLEVIS, FLAT STEEL INST. UNDER HT. (14 M.), INSULATOR TANGENT
| 1010110204 | BOLT,MACHINE M.16x300 mm. | SET | 1 | 0
| 1010180100 | WASHER,PLAIN,SQUARE,LARGE 52x52x4.5 mm.HOLE DIA. 18 MM. TIS.258 | PCS. | 1 | 0
| 1020200002 | TIE WIRE,AL 4 mm. | KG. | 0.07 | 0
| 1030030000 | INSULATOR,SPOOL,TYPE B (CLASS 53-2)TIS.227 | PCS. | 1 | 1
| 1030130100 | CLEVIS,FLAT STEEL 4 1/4" FOR INSULATOR EEI-NEMA CLASS 53-2 TIS.227 | PCS. | 1 | 1
set10232 | CLEVIS, FLAT STEEL INST. UNDER HT. (14 M.), INSULATOR DE 25-35 SQ.MM.
| 1010110204 | BOLT,MACHINE M.16x300 mm. | SET | 1 | 0
| 1010180100 | WASHER,PLAIN,SQUARE,LARGE 52x52x4.5 mm.HOLE DIA. 18 MM. TIS.258 | PCS. | 1 | 0
| 1020310000 | CONNECTOR,DEAD END,AL 25-35 sq.mm. | PCS. | 1 | 0
| 1030030000 | INSULATOR,SPOOL,TYPE B (CLASS 53-2)TIS.227 | PCS. | 1 | 1
| 1030130100 | CLEVIS,FLAT STEEL 4 1/4" FOR INSULATOR EEI-NEMA CLASS 53-2 TIS.227 | PCS. | 1 | 1
set10233 | CLEVIS, FLAT STEEL INST. UNDER HT. (14 M.), INSULATOR DE 50-70 SQ.MM.
| 1010110204 | BOLT,MACHINE M.16x300 mm. | SET | 1 | 0
| 1010180100 | WASHER,PLAIN,SQUARE,LARGE 52x52x4.5 mm.HOLE DIA. 18 MM. TIS.258 | PCS. | 1 | 0
| 1020310001 | CONNECTOR,DEAD END,AL 50-70 sq.mm. | PCS. | 1 | 0
| 1030030000 | INSULATOR,SPOOL,TYPE B (CLASS 53-2)TIS.227 | PCS. | 1 | 1
| 1030130100 | CLEVIS,FLAT STEEL 4 1/4" FOR INSULATOR EEI-NEMA CLASS 53-2 TIS.227 | PCS. | 1 | 1
set10234 | CLEVIS, FLAT STEEL INST. UNDER HT. (14 M.), INSULATOR DE 95-120 SQ.MM.
| 1010110204 | BOLT,MACHINE M.16x300 mm. | SET | 1 | 0
| 1010180100 | WASHER,PLAIN,SQUARE,LARGE 52x52x4.5 mm.HOLE DIA. 18 MM. TIS.258 | PCS. | 1 | 0
| 1020310002 | CONNECTOR,DEAD END,AL 95-120 sq.mm. | PCS. | 1 | 0
| 1030030000 | INSULATOR,SPOOL,TYPE B (CLASS 53-2)TIS.227 | PCS. | 1 | 1
| 1030130100 | CLEVIS,FLAT STEEL 4 1/4" FOR INSULATOR EEI-NEMA CLASS 53-2 TIS.227 | PCS. | 1 | 1
set10235 | DEVELOP 1 PHASE 2-WIRE INTO 3 PHASE 4-WIRE ON HT. POLE (14 M.)
| 1010110204 | BOLT,MACHINE M.16x300 mm. | SET | 1 | 0
| 1020200002 | TIE WIRE,AL 4 mm. | KG. | 0.13 | 0
| 1030030000 | INSULATOR,SPOOL,TYPE B (CLASS 53-2)TIS.227 | PCS. | 2 | 2
| 1030130100 | CLEVIS,FLAT STEEL 4 1/4" FOR INSULATOR EEI-NEMA CLASS 53-2 TIS.227 | PCS. | 2 | 2
set10251 | RACK 4 INST. UNDER HT. (14 M.), DDE 25-35 SQ.MM.
| 1010110204 | BOLT,MACHINE M.16x300 mm. | SET | 4 | 0
| 1020200000 | TAPE,ARMOR,AL 1x10 mm. | KG. | 0.06 | 0
| 1020310000 | CONNECTOR,DEAD END,AL 25-35 sq.mm. | PCS. | 8 | 0
| 1020320002 | CONNECTOR,COMPRESSION,H-TYPE,MAIN AL 25-50 SQ.MM.,TAP AL. OR CU. 16-35 SQ.MM. | PCS. | 4 | 0
| 1030030000 | INSULATOR,SPOOL,TYPE B (CLASS 53-2)TIS.227 | PCS. | 8 | 8
| 1030130002 | RACK,SECONDARY,MEDIUM PRESSED STEEL 4X200 mm.(4x8") | EACH | 2 | 2
set10252 | RACK 4 INST. UNDER HT. (14 M.), DDE 50-70 SQ.MM.
| 1010110204 | BOLT,MACHINE M.16x300 mm. | SET | 4 | 0
| 1020200000 | TAPE,ARMOR,AL 1x10 mm. | KG. | 0.06 | 0
| 1020310001 | CONNECTOR,DEAD END,AL 50-70 sq.mm. | PCS. | 8 | 0
| 1020320003 | CONNECTOR,COMPRESSION,H-TYPE,MAIN AL 50-95 SQ.MM.,TAP AL. OR CU. 50-95 SQ.MM. | PCS. | 4 | 0
| 1030030000 | INSULATOR,SPOOL,TYPE B (CLASS 53-2)TIS.227 | PCS. | 8 | 8
| 1030130002 | RACK,SECONDARY,MEDIUM PRESSED STEEL 4X200 mm.(4x8") | EACH | 2 | 2
set10253 | RACK 4 INST. UNDER HT. (14 M.), DDE 95-120 SQ.MM.
| 1010110204 | BOLT,MACHINE M.16x300 mm. | SET | 4 | 0
| 1020200000 | TAPE,ARMOR,AL 1x10 mm. | KG. | 0.06 | 0
| 1020310002 | CONNECTOR,DEAD END,AL 95-120 sq.mm. | PCS. | 8 | 0
| 1020320003 | CONNECTOR,COMPRESSION,H-TYPE,MAIN AL 50-95 SQ.MM.,TAP AL. OR CU. 50-95 SQ.MM. | PCS. | 4 | 0
| 1030030000 | INSULATOR,SPOOL,TYPE B (CLASS 53-2)TIS.227 | PCS. | 8 | 8
| 1030130002 | RACK,SECONDARY,MEDIUM PRESSED STEEL 4X200 mm.(4x8") | EACH | 2 | 2
set10256 | RACK 3 INST. UNDER HT. (14 M.), DDE 25-35 SQ.MM.
| 1010110204 | BOLT,MACHINE M.16x300 mm. | SET | 3 | 0
| 1020200000 | TAPE,ARMOR,AL 1x10 mm. | KG. | 0.06 | 0
| 1020310000 | CONNECTOR,DEAD END,AL 25-35 sq.mm. | PCS. | 6 | 0
| 1020320002 | CONNECTOR,COMPRESSION,H-TYPE,MAIN AL 25-50 SQ.MM.,TAP AL. OR CU. 16-35 SQ.MM. | PCS. | 3 | 0
| 1030030000 | INSULATOR,SPOOL,TYPE B (CLASS 53-2)TIS.227 | PCS. | 6 | 6
| 1030130001 | RACK,SECONDARY,MEDIUM PRESSED STEEL 3X200 mm.(3x8") | EACH | 2 | 2
set10257 | RACK 3 INST. UNDER HT. (14 M.), DDE 50-70 SQ.MM.
| 1010110204 | BOLT,MACHINE M.16x300 mm. | SET | 3 | 0
| 1020200000 | TAPE,ARMOR,AL 1x10 mm. | KG. | 0.06 | 0
| 1020310001 | CONNECTOR,DEAD END,AL 50-70 sq.mm. | PCS. | 6 | 0
| 1020320003 | CONNECTOR,COMPRESSION,H-TYPE,MAIN AL 50-95 SQ.MM.,TAP AL. OR CU. 50-95 SQ.MM. | PCS. | 3 | 0
| 1030030000 | INSULATOR,SPOOL,TYPE B (CLASS 53-2)TIS.227 | PCS. | 6 | 6
| 1030130001 | RACK,SECONDARY,MEDIUM PRESSED STEEL 3X200 mm.(3x8") | EACH | 2 | 2
set10258 | RACK 3 INST. UNDER HT. (14 M.), DDE 95-120 SQ.MM.
| 1010110204 | BOLT,MACHINE M.16x300 mm. | SET | 3 | 0
| 1020200000 | TAPE,ARMOR,AL 1x10 mm. | KG. | 0.06 | 0
| 1020310002 | CONNECTOR,DEAD END,AL 95-120 sq.mm. | PCS. | 6 | 0
| 1020320003 | CONNECTOR,COMPRESSION,H-TYPE,MAIN AL 50-95 SQ.MM.,TAP AL. OR CU. 50-95 SQ.MM. | PCS. | 3 | 0
| 1030030000 | INSULATOR,SPOOL,TYPE B (CLASS 53-2)TIS.227 | PCS. | 6 | 6
| 1030130001 | RACK,SECONDARY,MEDIUM PRESSED STEEL 3X200 mm.(3x8") | EACH | 2 | 2
set10261 | RACK 2 INST. UNDER HT. (14 M.), DDE 25-35 SQ.MM.
| 1010110204 | BOLT,MACHINE M.16x300 mm. | SET | 2 | 0
| 1020200000 | TAPE,ARMOR,AL 1x10 mm. | KG. | 0.06 | 0
| 1020310000 | CONNECTOR,DEAD END,AL 25-35 sq.mm. | PCS. | 4 | 0
| 1020320002 | CONNECTOR,COMPRESSION,H-TYPE,MAIN AL 25-50 SQ.MM.,TAP AL. OR CU. 16-35 SQ.MM. | PCS. | 2 | 0
| 1030030000 | INSULATOR,SPOOL,TYPE B (CLASS 53-2)TIS.227 | PCS. | 4 | 4
| 1030130000 | RACK,SECONDARY,MEDIUM PRESSED STEEL 2X200 mm.(2x8") | EACH | 2 | 2
set10262 | RACK 2 INST. UNDER HT. (14 M.), DDE 50-70 SQ.MM.
| 1010110204 | BOLT,MACHINE M.16x300 mm. | SET | 2 | 0
| 1020200000 | TAPE,ARMOR,AL 1x10 mm. | KG. | 0.06 | 0
| 1020310001 | CONNECTOR,DEAD END,AL 50-70 sq.mm. | PCS. | 4 | 0
| 1020320003 | CONNECTOR,COMPRESSION,H-TYPE,MAIN AL 50-95 SQ.MM.,TAP AL. OR CU. 50-95 SQ.MM. | PCS. | 2 | 0
| 1030030000 | INSULATOR,SPOOL,TYPE B (CLASS 53-2)TIS.227 | PCS. | 4 | 4
| 1030130000 | RACK,SECONDARY,MEDIUM PRESSED STEEL 2X200 mm.(2x8") | EACH | 2 | 2
set10263 | RACK 2 INST. UNDER HT. (14 M.), DDE 95-120 SQ.MM.
| 1010110204 | BOLT,MACHINE M.16x300 mm. | SET | 2 | 0
| 1020200000 | TAPE,ARMOR,AL 1x10 mm. | KG. | 0.06 | 0
| 1020310002 | CONNECTOR,DEAD END,AL 95-120 sq.mm. | PCS. | 4 | 0
| 1020320003 | CONNECTOR,COMPRESSION,H-TYPE,MAIN AL 50-95 SQ.MM.,TAP AL. OR CU. 50-95 SQ.MM. | PCS. | 2 | 0
| 1030030000 | INSULATOR,SPOOL,TYPE B (CLASS 53-2)TIS.227 | PCS. | 4 | 4
| 1030130000 | RACK,SECONDARY,MEDIUM PRESSED STEEL 2X200 mm.(2x8") | EACH | 2 | 2
set10266 | CLEVIS, FLAT STEEL INST. UNDER HT. (14 M.), INSULATOR DDE 25-35 SQ.MM.
| 1010110204 | BOLT,MACHINE M.16x300 mm. | SET | 1 | 0
| 1020310000 | CONNECTOR,DEAD END,AL 25-35 sq.mm. | PCS. | 2 | 0
| 1020320002 | CONNECTOR,COMPRESSION,H-TYPE,MAIN AL 25-50 SQ.MM.,TAP AL. OR CU. 16-35 SQ.MM. | PCS. | 1 | 0
| 1030030000 | INSULATOR,SPOOL,TYPE B (CLASS 53-2)TIS.227 | PCS. | 2 | 2
| 1030130100 | CLEVIS,FLAT STEEL 4 1/4" FOR INSULATOR EEI-NEMA CLASS 53-2 TIS.227 | PCS. | 2 | 2
set10267 | CLEVIS, FLAT STEEL INST. UNDER HT. (14 M.), INSULATOR DDE 50-70 SQ.MM.
| 1010110204 | BOLT,MACHINE M.16x300 mm. | SET | 1 | 0
| 1020310001 | CONNECTOR,DEAD END,AL 50-70 sq.mm. | PCS. | 2 | 0
| 1020320003 | CONNECTOR,COMPRESSION,H-TYPE,MAIN AL 50-95 SQ.MM.,TAP AL. OR CU. 50-95 SQ.MM. | PCS. | 1 | 0
| 1030030000 | INSULATOR,SPOOL,TYPE B (CLASS 53-2)TIS.227 | PCS. | 2 | 2
| 1030130100 | CLEVIS,FLAT STEEL 4 1/4" FOR INSULATOR EEI-NEMA CLASS 53-2 TIS.227 | PCS. | 2 | 2
set10268 | CLEVIS, FLAT STEEL INST. UNDER HT. (14 M.), INSULATOR DDE 95-120 SQ.MM.
| 1010110204 | BOLT,MACHINE M.16x300 mm. | SET | 1 | 0
| 1020310002 | CONNECTOR,DEAD END,AL 95-120 sq.mm. | PCS. | 2 | 0
| 1020320003 | CONNECTOR,COMPRESSION,H-TYPE,MAIN AL 50-95 SQ.MM.,TAP AL. OR CU. 50-95 SQ.MM. | PCS. | 1 | 0
| 1030030000 | INSULATOR,SPOOL,TYPE B (CLASS 53-2)TIS.227 | PCS. | 2 | 2
| 1030130100 | CLEVIS,FLAT STEEL 4 1/4" FOR INSULATOR EEI-NEMA CLASS 53-2 TIS.227 | PCS. | 2 | 2
set10301 | RACK 4 INST. UNDER HT. (14.30 M.), 0-5 DEGREE
| 1010110205 | BOLT,MACHINE M.16x350 mm. | SET | 2 | 0
| 1010180100 | WASHER,PLAIN,SQUARE,LARGE 52x52x4.5 mm.HOLE DIA. 18 MM. TIS.258 | PCS. | 2 | 0
| 1020200002 | TIE WIRE,AL 4 mm. | KG. | 0.25 | 0
| 1030030000 | INSULATOR,SPOOL,TYPE B (CLASS 53-2)TIS.227 | PCS. | 4 | 4
| 1030130002 | RACK,SECONDARY,MEDIUM PRESSED STEEL 4X200 mm.(4x8") | EACH | 1 | 1
set10302 | RACK 4 INST. UNDER HT. (14.30 M.), 5-60 DEGREE
| 1010110205 | BOLT,MACHINE M.16x350 mm. | SET | 4 | 0
| 1010180100 | WASHER,PLAIN,SQUARE,LARGE 52x52x4.5 mm.HOLE DIA. 18 MM. TIS.258 | PCS. | 2 | 0
| 1020200002 | TIE WIRE,AL 4 mm. | KG. | 0.25 | 0
| 1030030000 | INSULATOR,SPOOL,TYPE B (CLASS 53-2)TIS.227 | PCS. | 4 | 4
| 1030130002 | RACK,SECONDARY,MEDIUM PRESSED STEEL 4X200 mm.(4x8") | EACH | 1 | 1
set10303 | RACK 4 INST. UNDER HT. (14.30 M.), DE 25-35 SQ.MM.
| 1010110205 | BOLT,MACHINE M.16x350 mm. | SET | 4 | 0
| 1010180100 | WASHER,PLAIN,SQUARE,LARGE 52x52x4.5 mm.HOLE DIA. 18 MM. TIS.258 | PCS. | 3 | 0
| 1020260300 | PREFORMED D/E, AW 25 SQ.MM. | EA | 4 | 0
| 1030030000 | INSULATOR,SPOOL,TYPE B (CLASS 53-2)TIS.227 | PCS. | 4 | 4
| 1030130002 | RACK,SECONDARY,MEDIUM PRESSED STEEL 4X200 mm.(4x8") | EACH | 1 | 1
set10304 | RACK 4 INST. UNDER HT. (14.30 M.), DE 50-70 SQ.MM.
| 1010110205 | BOLT,MACHINE M.16x350 mm. | SET | 4 | 0
| 1010180100 | WASHER,PLAIN,SQUARE,LARGE 52x52x4.5 mm.HOLE DIA. 18 MM. TIS.258 | PCS. | 3 | 0
| 1020260301 | PREFORMED D/E, AW 50 SQ.MM. | EA | 4 | 0
| 1030030000 | INSULATOR,SPOOL,TYPE B (CLASS 53-2)TIS.227 | PCS. | 4 | 4
| 1030130002 | RACK,SECONDARY,MEDIUM PRESSED STEEL 4X200 mm.(4x8") | EACH | 1 | 1
set10305 | RACK 4 INST. UNDER HT. (14.30 M.), DE 95-120 SQ.MM.
| 1010110205 | BOLT,MACHINE M.16x350 mm. | SET | 4 | 0
| 1010180100 | WASHER,PLAIN,SQUARE,LARGE 52x52x4.5 mm.HOLE DIA. 18 MM. TIS.258 | PCS. | 3 | 0
| 1020260302 | PREFORMED D/E, AW 95 SQ.MM. | EA | 4 | 0
| 1030030000 | INSULATOR,SPOOL,TYPE B (CLASS 53-2)TIS.227 | PCS. | 4 | 4
| 1030130002 | RACK,SECONDARY,MEDIUM PRESSED STEEL 4X200 mm.(4x8") | EACH | 1 | 1
set10311 | RACK 3 INST. UNDER HT. (14.30 M.), 0-5 DEGREE
| 1010110205 | BOLT,MACHINE M.16x350 mm. | SET | 2 | 0
| 1010180100 | WASHER,PLAIN,SQUARE,LARGE 52x52x4.5 mm.HOLE DIA. 18 MM. TIS.258 | PCS. | 2 | 0
| 1020200002 | TIE WIRE,AL 4 mm. | KG. | 0.19 | 0
| 1030030000 | INSULATOR,SPOOL,TYPE B (CLASS 53-2)TIS.227 | PCS. | 3 | 3
| 1030130001 | RACK,SECONDARY,MEDIUM PRESSED STEEL 3X200 mm.(3x8") | EACH | 1 | 1
set10312 | RACK 3 INST. UNDER HT. (14.30 M.), 5-60 DEGREE
| 1010110205 | BOLT,MACHINE M.16x350 mm. | SET | 2 | 0
| 1010180100 | WASHER,PLAIN,SQUARE,LARGE 52x52x4.5 mm.HOLE DIA. 18 MM. TIS.258 | PCS. | 1 | 0
| 1020200002 | TIE WIRE,AL 4 mm. | KG. | 0.19 | 0
| 1030030000 | INSULATOR,SPOOL,TYPE B (CLASS 53-2)TIS.227 | PCS. | 3 | 3
| 1030130001 | RACK,SECONDARY,MEDIUM PRESSED STEEL 3X200 mm.(3x8") | EACH | 1 | 1
set10313 | RACK 3 INST. UNDER HT. (14.30 M.), DE 25-35 SQ.MM.
| 1010110205 | BOLT,MACHINE M.16x350 mm. | SET | 3 | 0
| 1010180100 | WASHER,PLAIN,SQUARE,LARGE 52x52x4.5 mm.HOLE DIA. 18 MM. TIS.258 | PCS. | 2 | 0
| 1020260300 | PREFORMED D/E, AW 25 SQ.MM. | EA | 3 | 0
| 1030030000 | INSULATOR,SPOOL,TYPE B (CLASS 53-2)TIS.227 | PCS. | 3 | 3
| 1030130001 | RACK,SECONDARY,MEDIUM PRESSED STEEL 3X200 mm.(3x8") | EACH | 1 | 1
set10314 | RACK 3 INST. UNDER HT. (14.30 M.), DE 50-70 SQ.MM.
| 1010110205 | BOLT,MACHINE M.16x350 mm. | SET | 3 | 0
| 1010180100 | WASHER,PLAIN,SQUARE,LARGE 52x52x4.5 mm.HOLE DIA. 18 MM. TIS.258 | PCS. | 2 | 0
| 1020260301 | PREFORMED D/E, AW 50 SQ.MM. | EA | 3 | 0
| 1030030000 | INSULATOR,SPOOL,TYPE B (CLASS 53-2)TIS.227 | PCS. | 3 | 3
| 1030130001 | RACK,SECONDARY,MEDIUM PRESSED STEEL 3X200 mm.(3x8") | EACH | 1 | 1
set10321 | RACK 2 INST. UNDER HT. (14.30 M.), 0-5 DEGREE
| 1010110205 | BOLT,MACHINE M.16x350 mm. | SET | 2 | 0
| 1010180100 | WASHER,PLAIN,SQUARE,LARGE 52x52x4.5 mm.HOLE DIA. 18 MM. TIS.258 | PCS. | 2 | 0
| 1020200002 | TIE WIRE,AL 4 mm. | KG. | 0.13 | 0
| 1030030000 | INSULATOR,SPOOL,TYPE B (CLASS 53-2)TIS.227 | PCS. | 2 | 2
| 1030130000 | RACK,SECONDARY,MEDIUM PRESSED STEEL 2X200 mm.(2x8") | EACH | 1 | 1
set10322 | RACK 2 INST. UNDER HT. (14.30 M.), 5-60 DEGREE
| 1010110205 | BOLT,MACHINE M.16x350 mm. | SET | 2 | 0
| 1010180100 | WASHER,PLAIN,SQUARE,LARGE 52x52x4.5 mm.HOLE DIA. 18 MM. TIS.258 | PCS. | 1 | 0
| 1020200002 | TIE WIRE,AL 4 mm. | KG. | 0.13 | 0
| 1030030000 | INSULATOR,SPOOL,TYPE B (CLASS 53-2)TIS.227 | PCS. | 2 | 2
| 1030130000 | RACK,SECONDARY,MEDIUM PRESSED STEEL 2X200 mm.(2x8") | EACH | 1 | 1
set10323 | RACK 2 INST. UNDER HT. (14.30 M.), DE 25-35 SQ.MM.
| 1010110205 | BOLT,MACHINE M.16x350 mm. | SET | 2 | 0
| 1010180100 | WASHER,PLAIN,SQUARE,LARGE 52x52x4.5 mm.HOLE DIA. 18 MM. TIS.258 | PCS. | 1 | 0
| 1020260300 | PREFORMED D/E, AW 25 SQ.MM. | EA | 2 | 0
| 1030030000 | INSULATOR,SPOOL,TYPE B (CLASS 53-2)TIS.227 | PCS. | 2 | 2
| 1030130000 | RACK,SECONDARY,MEDIUM PRESSED STEEL 2X200 mm.(2x8") | EACH | 1 | 1
set10324 | RACK 2 INST. UNDER HT. (14.30 M.), DE 50-70 SQ.MM.
| 1010110205 | BOLT,MACHINE M.16x350 mm. | SET | 2 | 0
| 1010180100 | WASHER,PLAIN,SQUARE,LARGE 52x52x4.5 mm.HOLE DIA. 18 MM. TIS.258 | PCS. | 1 | 0
| 1020260301 | PREFORMED D/E, AW 50 SQ.MM. | EA | 2 | 0
| 1030030000 | INSULATOR,SPOOL,TYPE B (CLASS 53-2)TIS.227 | PCS. | 2 | 2
| 1030130000 | RACK,SECONDARY,MEDIUM PRESSED STEEL 2X200 mm.(2x8") | EACH | 1 | 1
set10325 | RACK 2 INST. UNDER HT. (14.30 M.), DE 95-120 SQ.MM.
| 1010110205 | BOLT,MACHINE M.16x350 mm. | SET | 2 | 0
| 1010180100 | WASHER,PLAIN,SQUARE,LARGE 52x52x4.5 mm.HOLE DIA. 18 MM. TIS.258 | PCS. | 1 | 0
| 1020260302 | PREFORMED D/E, AW 95 SQ.MM. | EA | 2 | 0
| 1030030000 | INSULATOR,SPOOL,TYPE B (CLASS 53-2)TIS.227 | PCS. | 2 | 2
| 1030130000 | RACK,SECONDARY,MEDIUM PRESSED STEEL 2X200 mm.(2x8") | EACH | 1 | 1
set10331 | CLEVIS, FLAT STEEL INST. UNDER HT. (14.30 M.), INSULATOR TANGENT
| 1010110205 | BOLT,MACHINE M.16x350 mm. | SET | 1 | 0
| 1010180100 | WASHER,PLAIN,SQUARE,LARGE 52x52x4.5 mm.HOLE DIA. 18 MM. TIS.258 | PCS. | 1 | 0
| 1020200002 | TIE WIRE,AL 4 mm. | KG. | 0.07 | 0
| 1030030000 | INSULATOR,SPOOL,TYPE B (CLASS 53-2)TIS.227 | PCS. | 1 | 1
| 1030130100 | CLEVIS,FLAT STEEL 4 1/4" FOR INSULATOR EEI-NEMA CLASS 53-2 TIS.227 | PCS. | 1 | 1
set10332 | CLEVIS, FLAT STEEL INST. UNDER HT. (14.30 M.), INSULATOR DE 25-35 SQ.MM.
| 1010110205 | BOLT,MACHINE M.16x350 mm. | SET | 1 | 0
| 1010180100 | WASHER,PLAIN,SQUARE,LARGE 52x52x4.5 mm.HOLE DIA. 18 MM. TIS.258 | PCS. | 1 | 0
| 1020260300 | PREFORMED D/E, AW 25 SQ.MM. | EA | 1 | 0
| 1030030000 | INSULATOR,SPOOL,TYPE B (CLASS 53-2)TIS.227 | PCS. | 1 | 1
| 1030130100 | CLEVIS,FLAT STEEL 4 1/4" FOR INSULATOR EEI-NEMA CLASS 53-2 TIS.227 | PCS. | 1 | 1
set10333 | CLEVIS, FLAT STEEL INST. UNDER HT. (14.30 M.), INSULATOR DE 50-70 SQ.MM.
| 1010110205 | BOLT,MACHINE M.16x350 mm. | SET | 1 | 0
| 1010180100 | WASHER,PLAIN,SQUARE,LARGE 52x52x4.5 mm.HOLE DIA. 18 MM. TIS.258 | PCS. | 1 | 0
| 1020260301 | PREFORMED D/E, AW 50 SQ.MM. | EA | 1 | 0
| 1030030000 | INSULATOR,SPOOL,TYPE B (CLASS 53-2)TIS.227 | PCS. | 1 | 1
| 1030130100 | CLEVIS,FLAT STEEL 4 1/4" FOR INSULATOR EEI-NEMA CLASS 53-2 TIS.227 | PCS. | 1 | 1
set10334 | CLEVIS, FLAT STEEL INST. UNDER HT. (14.30 M.), INSULATOR DE 95-120 SQ.MM.
| 1010110205 | BOLT,MACHINE M.16x350 mm. | SET | 1 | 0
| 1010180100 | WASHER,PLAIN,SQUARE,LARGE 52x52x4.5 mm.HOLE DIA. 18 MM. TIS.258 | PCS. | 1 | 0
| 1020260302 | PREFORMED D/E, AW 95 SQ.MM. | EA | 1 | 0
| 1030030000 | INSULATOR,SPOOL,TYPE B (CLASS 53-2)TIS.227 | PCS. | 1 | 1
| 1030130100 | CLEVIS,FLAT STEEL 4 1/4" FOR INSULATOR EEI-NEMA CLASS 53-2 TIS.227 | PCS. | 1 | 1
set10335 | DEVELOP 1 PHASE 2-WIRE INTO 3 PHASE 4-WIRE ON HT. POLE (14.30 M.)
| 1010110205 | BOLT,MACHINE M.16x350 mm. | SET | 1 | 0
| 1010180100 | WASHER,PLAIN,SQUARE,LARGE 52x52x4.5 mm.HOLE DIA. 18 MM. TIS.258 | PCS. | 1 | 0
| 1020200002 | TIE WIRE,AL 4 mm. | KG. | 0.13 | 0
| 1030030000 | INSULATOR,SPOOL,TYPE B (CLASS 53-2)TIS.227 | PCS. | 2 | 2
| 1030130100 | CLEVIS,FLAT STEEL 4 1/4" FOR INSULATOR EEI-NEMA CLASS 53-2 TIS.227 | PCS. | 2 | 2
set10351 | RACK 4 INST. UNDER HT. (14.30 M.), DDE 25-35 SQ.MM.
| 1010110205 | BOLT,MACHINE M.16x350 mm. | SET | 4 | 0
| 1020260300 | PREFORMED D/E, AW 25 SQ.MM. | EA | 8 | 0
| 1020320002 | CONNECTOR,COMPRESSION,H-TYPE,MAIN AL 25-50 SQ.MM.,TAP AL. OR CU. 16-35 SQ.MM. | PCS. | 4 | 0
| 1030030000 | INSULATOR,SPOOL,TYPE B (CLASS 53-2)TIS.227 | PCS. | 8 | 8
| 1030130002 | RACK,SECONDARY,MEDIUM PRESSED STEEL 4X200 mm.(4x8") | EACH | 2 | 2
set10352 | RACK 4 INST. UNDER HT. (14.30 M.), DDE 50-70 SQ.MM.
| 1010110205 | BOLT,MACHINE M.16x350 mm. | SET | 4 | 0
| 1020260301 | PREFORMED D/E, AW 50 SQ.MM. | EA | 8 | 0
| 1020320003 | CONNECTOR,COMPRESSION,H-TYPE,MAIN AL 50-95 SQ.MM.,TAP AL. OR CU. 50-95 SQ.MM. | PCS. | 4 | 0
| 1030030000 | INSULATOR,SPOOL,TYPE B (CLASS 53-2)TIS.227 | PCS. | 8 | 8
| 1030130002 | RACK,SECONDARY,MEDIUM PRESSED STEEL 4X200 mm.(4x8") | EACH | 2 | 2
set10353 | RACK 4 INST. UNDER HT. (14.30 M.), DDE 95-120 SQ.MM.
| 1010110205 | BOLT,MACHINE M.16x350 mm. | SET | 4 | 0
| 1020260302 | PREFORMED D/E, AW 95 SQ.MM. | EA | 8 | 0
| 1020320003 | CONNECTOR,COMPRESSION,H-TYPE,MAIN AL 50-95 SQ.MM.,TAP AL. OR CU. 50-95 SQ.MM. | PCS. | 4 | 0
| 1030030000 | INSULATOR,SPOOL,TYPE B (CLASS 53-2)TIS.227 | PCS. | 8 | 8
| 1030130002 | RACK,SECONDARY,MEDIUM PRESSED STEEL 4X200 mm.(4x8") | EACH | 2 | 2
set10356 | RACK 3 INST. UNDER HT. (14.30 M.), DDE 25-35 SQ.MM.
| 1010110205 | BOLT,MACHINE M.16x350 mm. | SET | 3 | 0
| 1020260300 | PREFORMED D/E, AW 25 SQ.MM. | EA | 6 | 0
| 1020320002 | CONNECTOR,COMPRESSION,H-TYPE,MAIN AL 25-50 SQ.MM.,TAP AL. OR CU. 16-35 SQ.MM. | PCS. | 3 | 0
| 1030030000 | INSULATOR,SPOOL,TYPE B (CLASS 53-2)TIS.227 | PCS. | 6 | 6
| 1030130001 | RACK,SECONDARY,MEDIUM PRESSED STEEL 3X200 mm.(3x8") | EACH | 2 | 2
set10357 | RACK 3 INST. UNDER HT. (14.30 M.), DDE 50-70 SQ.MM.
| 1010110205 | BOLT,MACHINE M.16x350 mm. | SET | 3 | 0
| 1020260301 | PREFORMED D/E, AW 50 SQ.MM. | EA | 6 | 0
| 1020320003 | CONNECTOR,COMPRESSION,H-TYPE,MAIN AL 50-95 SQ.MM.,TAP AL. OR CU. 50-95 SQ.MM. | PCS. | 3 | 0
| 1030030000 | INSULATOR,SPOOL,TYPE B (CLASS 53-2)TIS.227 | PCS. | 6 | 6
| 1030130001 | RACK,SECONDARY,MEDIUM PRESSED STEEL 3X200 mm.(3x8") | EACH | 2 | 2
set10358 | RACK 3 INST. UNDER HT. (14.30 M.), DDE 95-120 SQ.MM.
| 1010110205 | BOLT,MACHINE M.16x350 mm. | SET | 3 | 0
| 1020260302 | PREFORMED D/E, AW 95 SQ.MM. | EA | 6 | 0
| 1020320003 | CONNECTOR,COMPRESSION,H-TYPE,MAIN AL 50-95 SQ.MM.,TAP AL. OR CU. 50-95 SQ.MM. | PCS. | 3 | 0
| 1030030000 | INSULATOR,SPOOL,TYPE B (CLASS 53-2)TIS.227 | PCS. | 6 | 6
| 1030130001 | RACK,SECONDARY,MEDIUM PRESSED STEEL 3X200 mm.(3x8") | EACH | 2 | 2
set10361 | RACK 2 INST. UNDER HT. (14.30 M.), DDE 25-35 SQ.MM.
| 1010110205 | BOLT,MACHINE M.16x350 mm. | SET | 2 | 0
| 1020260300 | PREFORMED D/E, AW 25 SQ.MM. | EA | 4 | 0
| 1020320002 | CONNECTOR,COMPRESSION,H-TYPE,MAIN AL 25-50 SQ.MM.,TAP AL. OR CU. 16-35 SQ.MM. | PCS. | 2 | 0
| 1030030000 | INSULATOR,SPOOL,TYPE B (CLASS 53-2)TIS.227 | PCS. | 4 | 4
| 1030130000 | RACK,SECONDARY,MEDIUM PRESSED STEEL 2X200 mm.(2x8") | EACH | 2 | 2
set10362 | RACK 2 INST. UNDER HT. (14.30 M.), DDE 50-70 SQ.MM.
| 1010110205 | BOLT,MACHINE M.16x350 mm. | SET | 2 | 0
| 1020260301 | PREFORMED D/E, AW 50 SQ.MM. | EA | 4 | 0
| 1020320003 | CONNECTOR,COMPRESSION,H-TYPE,MAIN AL 50-95 SQ.MM.,TAP AL. OR CU. 50-95 SQ.MM. | PCS. | 2 | 0
| 1030030000 | INSULATOR,SPOOL,TYPE B (CLASS 53-2)TIS.227 | PCS. | 4 | 4
| 1030130000 | RACK,SECONDARY,MEDIUM PRESSED STEEL 2X200 mm.(2x8") | EACH | 2 | 2
set10363 | RACK 2 INST. UNDER HT. (14.30 M.), DDE 95-120 SQ.MM.
| 1010110205 | BOLT,MACHINE M.16x350 mm. | SET | 2 | 0
| 1020260302 | PREFORMED D/E, AW 95 SQ.MM. | EA | 4 | 0
| 1020320003 | CONNECTOR,COMPRESSION,H-TYPE,MAIN AL 50-95 SQ.MM.,TAP AL. OR CU. 50-95 SQ.MM. | PCS. | 2 | 0
| 1030030000 | INSULATOR,SPOOL,TYPE B (CLASS 53-2)TIS.227 | PCS. | 4 | 4
| 1030130000 | RACK,SECONDARY,MEDIUM PRESSED STEEL 2X200 mm.(2x8") | EACH | 2 | 2
set10366 | CLEVIS, FLAT STEEL INST. ON HT. (14.30 M.), INSULATOR DDE 25-35 SQ.MM.
| 1010110205 | BOLT,MACHINE M.16x350 mm. | SET | 1 | 0
| 1020260300 | PREFORMED D/E, AW 25 SQ.MM. | EA | 2 | 0
| 1020320002 | CONNECTOR,COMPRESSION,H-TYPE,MAIN AL 25-50 SQ.MM.,TAP AL. OR CU. 16-35 SQ.MM. | PCS. | 1 | 0
| 1030030000 | INSULATOR,SPOOL,TYPE B (CLASS 53-2)TIS.227 | PCS. | 2 | 2
| 1030130100 | CLEVIS,FLAT STEEL 4 1/4" FOR INSULATOR EEI-NEMA CLASS 53-2 TIS.227 | PCS. | 2 | 2
set10367 | CLEVIS, FLAT STEEL INST. ON HT. (14.30 M.), INSULATOR DDE 50-70 SQ.MM.
| 1010110205 | BOLT,MACHINE M.16x350 mm. | SET | 1 | 0
| 1020260301 | PREFORMED D/E, AW 50 SQ.MM. | EA | 2 | 0
| 1020320003 | CONNECTOR,COMPRESSION,H-TYPE,MAIN AL 50-95 SQ.MM.,TAP AL. OR CU. 50-95 SQ.MM. | PCS. | 1 | 0
| 1030030000 | INSULATOR,SPOOL,TYPE B (CLASS 53-2)TIS.227 | PCS. | 2 | 2
| 1030130100 | CLEVIS,FLAT STEEL 4 1/4" FOR INSULATOR EEI-NEMA CLASS 53-2 TIS.227 | PCS. | 2 | 2
set10368 | CLEVIS, FLAT STEEL INST. ON HT. (14.30 M.), INSULATOR DDE 95-120 SQ.MM.
| 1010110205 | BOLT,MACHINE M.16x350 mm. | SET | 1 | 0
| 1020260302 | PREFORMED D/E, AW 95 SQ.MM. | EA | 2 | 0
| 1020320003 | CONNECTOR,COMPRESSION,H-TYPE,MAIN AL 50-95 SQ.MM.,TAP AL. OR CU. 50-95 SQ.MM. | PCS. | 1 | 0
| 1030030000 | INSULATOR,SPOOL,TYPE B (CLASS 53-2)TIS.227 | PCS. | 2 | 2
| 1030130100 | CLEVIS,FLAT STEEL 4 1/4" FOR INSULATOR EEI-NEMA CLASS 53-2 TIS.227 | PCS. | 2 | 2
set10401 | RACK 4 INST. UNDER HT. (12.20 M.), 0-5 DEGREE
| 1010110204 | BOLT,MACHINE M.16x300 mm. | SET | 2 | 0
| 1010180100 | WASHER,PLAIN,SQUARE,LARGE 52x52x4.5 mm.HOLE DIA. 18 MM. TIS.258 | PCS. | 2 | 0
| 1020200002 | TIE WIRE,AL 4 mm. | KG. | 0.25 | 0
| 1030030000 | INSULATOR,SPOOL,TYPE B (CLASS 53-2)TIS.227 | PCS. | 4 | 4
| 1030130002 | RACK,SECONDARY,MEDIUM PRESSED STEEL 4X200 mm.(4x8") | EACH | 1 | 1
set10402 | RACK 4 INST. UNDER HT. (12.20 M.), 5-60 DEGREE
| 1010110204 | BOLT,MACHINE M.16x300 mm. | SET | 2 | 0
| 1010180100 | WASHER,PLAIN,SQUARE,LARGE 52x52x4.5 mm.HOLE DIA. 18 MM. TIS.258 | PCS. | 2 | 0
| 1020200002 | TIE WIRE,AL 4 mm. | KG. | 0.25 | 0
| 1030030000 | INSULATOR,SPOOL,TYPE B (CLASS 53-2)TIS.227 | PCS. | 4 | 4
| 1030130002 | RACK,SECONDARY,MEDIUM PRESSED STEEL 4X200 mm.(4x8") | EACH | 1 | 1
set10403 | RACK 4 INST. UNDER HT. (12.20 M.), DE 25-35 SQ.MM.
| 1010110204 | BOLT,MACHINE M.16x300 mm. | SET | 4 | 0
| 1010180100 | WASHER,PLAIN,SQUARE,LARGE 52x52x4.5 mm.HOLE DIA. 18 MM. TIS.258 | PCS. | 3 | 0
| 1020260300 | PREFORMED D/E, AW 25 SQ.MM. | EA | 4 | 0
| 1030030000 | INSULATOR,SPOOL,TYPE B (CLASS 53-2)TIS.227 | PCS. | 4 | 4
| 1030130002 | RACK,SECONDARY,MEDIUM PRESSED STEEL 4X200 mm.(4x8") | EACH | 1 | 1
set10404 | RACK 4 INST. UNDER HT. (12.20 M.), DE 50-70 SQ.MM.
| 1010110204 | BOLT,MACHINE M.16x300 mm. | SET | 4 | 0
| 1010180100 | WASHER,PLAIN,SQUARE,LARGE 52x52x4.5 mm.HOLE DIA. 18 MM. TIS.258 | PCS. | 3 | 0
| 1020260301 | PREFORMED D/E, AW 50 SQ.MM. | EA | 4 | 0
| 1030030000 | INSULATOR,SPOOL,TYPE B (CLASS 53-2)TIS.227 | PCS. | 4 | 4
| 1030130002 | RACK,SECONDARY,MEDIUM PRESSED STEEL 4X200 mm.(4x8") | EACH | 1 | 1
set10405 | RACK 4 INST. UNDER HT. (12.20 M.), DE 95-120 SQ.MM.
| 1010110204 | BOLT,MACHINE M.16x300 mm. | SET | 4 | 0
| 1010180100 | WASHER,PLAIN,SQUARE,LARGE 52x52x4.5 mm.HOLE DIA. 18 MM. TIS.258 | PCS. | 3 | 0
| 1020260302 | PREFORMED D/E, AW 95 SQ.MM. | EA | 4 | 0
| 1030030000 | INSULATOR,SPOOL,TYPE B (CLASS 53-2)TIS.227 | PCS. | 4 | 4
| 1030130002 | RACK,SECONDARY,MEDIUM PRESSED STEEL 4X200 mm.(4x8") | EACH | 1 | 1
set10411 | RACK 3 INST. UNDER HT. (12.20 M.), O-5 DEGREE
| 1010110204 | BOLT,MACHINE M.16x300 mm. | SET | 2 | 0
| 1010180100 | WASHER,PLAIN,SQUARE,LARGE 52x52x4.5 mm.HOLE DIA. 18 MM. TIS.258 | PCS. | 2 | 0
| 1020200002 | TIE WIRE,AL 4 mm. | KG. | 0.19 | 0
| 1030030000 | INSULATOR,SPOOL,TYPE B (CLASS 53-2)TIS.227 | PCS. | 3 | 3
| 1030130001 | RACK,SECONDARY,MEDIUM PRESSED STEEL 3X200 mm.(3x8") | EACH | 1 | 1
set10412 | RACK 3 INST. UNDER HT. (12.20 M.), 5-60 DEGREE
| 1010110203 | BOLT,MACHINE M.16x250 mm. | SET | 1 | 0
| 1010110204 | BOLT,MACHINE M.16x300 mm. | SET | 1 | 0
| 1010180100 | WASHER,PLAIN,SQUARE,LARGE 52x52x4.5 mm.HOLE DIA. 18 MM. TIS.258 | PCS. | 1 | 0
| 1020200002 | TIE WIRE,AL 4 mm. | KG. | 0.19 | 0
| 1030030000 | INSULATOR,SPOOL,TYPE B (CLASS 53-2)TIS.227 | PCS. | 3 | 3
| 1030130001 | RACK,SECONDARY,MEDIUM PRESSED STEEL 3X200 mm.(3x8") | EACH | 1 | 1
set10413 | RACK 3 INST. UNDER HT. (12.20 M.), DE 25-35 SQ.MM.
| 1010110204 | BOLT,MACHINE M.16x300 mm. | SET | 3 | 0
| 1010180100 | WASHER,PLAIN,SQUARE,LARGE 52x52x4.5 mm.HOLE DIA. 18 MM. TIS.258 | PCS. | 2 | 0
| 1020260300 | PREFORMED D/E, AW 25 SQ.MM. | EA | 3 | 0
| 1030030000 | INSULATOR,SPOOL,TYPE B (CLASS 53-2)TIS.227 | PCS. | 3 | 3
| 1030130001 | RACK,SECONDARY,MEDIUM PRESSED STEEL 3X200 mm.(3x8") | EACH | 1 | 1
set10414 | RACK 3 INST. UNDER HT. (12.20 M.), DE 50-70 SQ.MM.
| 1010110204 | BOLT,MACHINE M.16x300 mm. | SET | 3 | 0
| 1010180100 | WASHER,PLAIN,SQUARE,LARGE 52x52x4.5 mm.HOLE DIA. 18 MM. TIS.258 | PCS. | 2 | 0
| 1020260301 | PREFORMED D/E, AW 50 SQ.MM. | EA | 3 | 0
| 1030030000 | INSULATOR,SPOOL,TYPE B (CLASS 53-2)TIS.227 | PCS. | 3 | 3
| 1030130001 | RACK,SECONDARY,MEDIUM PRESSED STEEL 3X200 mm.(3x8") | EACH | 1 | 1
set10421 | RACK 2 INST. UNDER HT. (12.20 M.), 0-5 DEGREE
| 1010110204 | BOLT,MACHINE M.16x300 mm. | SET | 2 | 0
| 1010180100 | WASHER,PLAIN,SQUARE,LARGE 52x52x4.5 mm.HOLE DIA. 18 MM. TIS.258 | PCS. | 2 | 0
| 1020200002 | TIE WIRE,AL 4 mm. | KG. | 0.13 | 0
| 1030030000 | INSULATOR,SPOOL,TYPE B (CLASS 53-2)TIS.227 | PCS. | 2 | 2
| 1030130000 | RACK,SECONDARY,MEDIUM PRESSED STEEL 2X200 mm.(2x8") | EACH | 1 | 1
set10422 | RACK 2 INST. UNDER HT. (12.20 M.), 5-60 DEGREE
| 1010110204 | BOLT,MACHINE M.16x300 mm. | SET | 1 | 0
| 1010110205 | BOLT,MACHINE M.16x350 mm. | SET | 1 | 0
| 1010180100 | WASHER,PLAIN,SQUARE,LARGE 52x52x4.5 mm.HOLE DIA. 18 MM. TIS.258 | PCS. | 1 | 0
| 1020200002 | TIE WIRE,AL 4 mm. | KG. | 0.13 | 0
| 1030030000 | INSULATOR,SPOOL,TYPE B (CLASS 53-2)TIS.227 | PCS. | 2 | 2
| 1030130000 | RACK,SECONDARY,MEDIUM PRESSED STEEL 2X200 mm.(2x8") | EACH | 1 | 1
set10423 | RACK 2 INST. UNDER HT. (12.20 M.), DE 25-35 SQ.MM.
| 1010110204 | BOLT,MACHINE M.16x300 mm. | SET | 2 | 0
| 1010180100 | WASHER,PLAIN,SQUARE,LARGE 52x52x4.5 mm.HOLE DIA. 18 MM. TIS.258 | PCS. | 1 | 0
| 1020260300 | PREFORMED D/E, AW 25 SQ.MM. | EA | 2 | 0
| 1030030000 | INSULATOR,SPOOL,TYPE B (CLASS 53-2)TIS.227 | PCS. | 2 | 2
| 1030130000 | RACK,SECONDARY,MEDIUM PRESSED STEEL 2X200 mm.(2x8") | EACH | 1 | 1
set10424 | RACK 2 INST. UNDER HT. (12.20 M.), DE 50-70 SQ.MM.
| 1010110204 | BOLT,MACHINE M.16x300 mm. | SET | 2 | 0
| 1010180100 | WASHER,PLAIN,SQUARE,LARGE 52x52x4.5 mm.HOLE DIA. 18 MM. TIS.258 | PCS. | 1 | 0
| 1020260301 | PREFORMED D/E, AW 50 SQ.MM. | EA | 2 | 0
| 1030030000 | INSULATOR,SPOOL,TYPE B (CLASS 53-2)TIS.227 | PCS. | 2 | 2
| 1030130000 | RACK,SECONDARY,MEDIUM PRESSED STEEL 2X200 mm.(2x8") | EACH | 1 | 1
set10431 | CLEVIS, FLAT STEEL INST. UNDER HT. (12.20 M.), INSULATOR TANGENT
| 1010110204 | BOLT,MACHINE M.16x300 mm. | SET | 1 | 0
| 1010180100 | WASHER,PLAIN,SQUARE,LARGE 52x52x4.5 mm.HOLE DIA. 18 MM. TIS.258 | PCS. | 1 | 0
| 1020200002 | TIE WIRE,AL 4 mm. | KG. | 0.07 | 0
| 1030030000 | INSULATOR,SPOOL,TYPE B (CLASS 53-2)TIS.227 | PCS. | 1 | 1
| 1030130100 | CLEVIS,FLAT STEEL 4 1/4" FOR INSULATOR EEI-NEMA CLASS 53-2 TIS.227 | PCS. | 1 | 1
set10432 | CLEVIS, FLAT STEEL INST. UNDER HT. (12.20 M.), INSULATOR DE 25-35 SQ.MM.
| 1010110204 | BOLT,MACHINE M.16x300 mm. | SET | 1 | 0
| 1010180100 | WASHER,PLAIN,SQUARE,LARGE 52x52x4.5 mm.HOLE DIA. 18 MM. TIS.258 | PCS. | 1 | 0
| 1020260300 | PREFORMED D/E, AW 25 SQ.MM. | EA | 1 | 0
| 1030030000 | INSULATOR,SPOOL,TYPE B (CLASS 53-2)TIS.227 | PCS. | 1 | 1
| 1030130100 | CLEVIS,FLAT STEEL 4 1/4" FOR INSULATOR EEI-NEMA CLASS 53-2 TIS.227 | PCS. | 1 | 1
set10433 | CLEVIS, FLAT STEEL INST. UNDER HT. (12.20 M.), INSULATOR DE 50-70 SQ.MM.
| 1010110204 | BOLT,MACHINE M.16x300 mm. | SET | 1 | 0
| 1010180100 | WASHER,PLAIN,SQUARE,LARGE 52x52x4.5 mm.HOLE DIA. 18 MM. TIS.258 | PCS. | 1 | 0
| 1020260301 | PREFORMED D/E, AW 50 SQ.MM. | EA | 1 | 0
| 1030030000 | INSULATOR,SPOOL,TYPE B (CLASS 53-2)TIS.227 | PCS. | 1 | 1
| 1030130100 | CLEVIS,FLAT STEEL 4 1/4" FOR INSULATOR EEI-NEMA CLASS 53-2 TIS.227 | PCS. | 1 | 1
set10434 | CLEVIS, FLAT STEEL INST. UNDER HT. (12.20 M.), INSULATOR DE 95-120 SQ.MM.
| 1010110204 | BOLT,MACHINE M.16x300 mm. | SET | 1 | 0
| 1010180100 | WASHER,PLAIN,SQUARE,LARGE 52x52x4.5 mm.HOLE DIA. 18 MM. TIS.258 | PCS. | 1 | 0
| 1020260302 | PREFORMED D/E, AW 95 SQ.MM. | EA | 1 | 0
| 1030030000 | INSULATOR,SPOOL,TYPE B (CLASS 53-2)TIS.227 | PCS. | 1 | 1
| 1030130100 | CLEVIS,FLAT STEEL 4 1/4" FOR INSULATOR EEI-NEMA CLASS 53-2 TIS.227 | PCS. | 1 | 1
set10435 | DEVELOP 1 PHASE 2-WIRE INTO 3 PHASE 4-WIRE ON HT. POLE (12.20 M.)
| 1010110204 | BOLT,MACHINE M.16x300 mm. | SET | 1 | 0
| 1020200002 | TIE WIRE,AL 4 mm. | KG. | 0.13 | 0
| 1030030000 | INSULATOR,SPOOL,TYPE B (CLASS 53-2)TIS.227 | PCS. | 2 | 2
| 1030130100 | CLEVIS,FLAT STEEL 4 1/4" FOR INSULATOR EEI-NEMA CLASS 53-2 TIS.227 | PCS. | 2 | 2
set10451 | RACK 4 INST. UNDER HT. (12.20 M.), DDE 25-35 SQ.MM.
| 1010110204 | BOLT,MACHINE M.16x300 mm. | SET | 4 | 0
| 1020260300 | PREFORMED D/E, AW 25 SQ.MM. | EA | 8 | 0
| 1020320002 | CONNECTOR,COMPRESSION,H-TYPE,MAIN AL 25-50 SQ.MM.,TAP AL. OR CU. 16-35 SQ.MM. | PCS. | 4 | 0
| 1030030000 | INSULATOR,SPOOL,TYPE B (CLASS 53-2)TIS.227 | PCS. | 8 | 8
| 1030130002 | RACK,SECONDARY,MEDIUM PRESSED STEEL 4X200 mm.(4x8") | EACH | 2 | 2
set10452 | RACK 4 INST. UNDER HT. (12.20 M.), DDE 50-70 SQ.MM.
| 1010110204 | BOLT,MACHINE M.16x300 mm. | SET | 4 | 0
| 1020260301 | PREFORMED D/E, AW 50 SQ.MM. | EA | 8 | 0
| 1020320003 | CONNECTOR,COMPRESSION,H-TYPE,MAIN AL 50-95 SQ.MM.,TAP AL. OR CU. 50-95 SQ.MM. | PCS. | 4 | 0
| 1030030000 | INSULATOR,SPOOL,TYPE B (CLASS 53-2)TIS.227 | PCS. | 8 | 8
| 1030130002 | RACK,SECONDARY,MEDIUM PRESSED STEEL 4X200 mm.(4x8") | EACH | 2 | 2
set10453 | RACK 4 INST. UNDER HT. (12.20 M.), DDE 95-120 SQ.MM.
| 1010110204 | BOLT,MACHINE M.16x300 mm. | SET | 4 | 0
| 1020260302 | PREFORMED D/E, AW 95 SQ.MM. | EA | 8 | 0
| 1020320003 | CONNECTOR,COMPRESSION,H-TYPE,MAIN AL 50-95 SQ.MM.,TAP AL. OR CU. 50-95 SQ.MM. | PCS. | 4 | 0
| 1030030000 | INSULATOR,SPOOL,TYPE B (CLASS 53-2)TIS.227 | PCS. | 8 | 8
| 1030130002 | RACK,SECONDARY,MEDIUM PRESSED STEEL 4X200 mm.(4x8") | EACH | 2 | 2
set10456 | RACK 3 INST. UNDER HT. (12.20 M.), DDE 25-35 SQ.MM.
| 1010110204 | BOLT,MACHINE M.16x300 mm. | SET | 3 | 0
| 1020260300 | PREFORMED D/E, AW 25 SQ.MM. | EA | 6 | 0
| 1020320002 | CONNECTOR,COMPRESSION,H-TYPE,MAIN AL 25-50 SQ.MM.,TAP AL. OR CU. 16-35 SQ.MM. | PCS. | 3 | 0
| 1030030000 | INSULATOR,SPOOL,TYPE B (CLASS 53-2)TIS.227 | PCS. | 6 | 6
| 1030130001 | RACK,SECONDARY,MEDIUM PRESSED STEEL 3X200 mm.(3x8") | EACH | 2 | 2
set10457 | RACK 3 INST. UNDER HT. (12.20 M.), DDE 50-70 SQ.MM.
| 1010110204 | BOLT,MACHINE M.16x300 mm. | SET | 3 | 0
| 1020260301 | PREFORMED D/E, AW 50 SQ.MM. | EA | 6 | 0
| 1020320003 | CONNECTOR,COMPRESSION,H-TYPE,MAIN AL 50-95 SQ.MM.,TAP AL. OR CU. 50-95 SQ.MM. | PCS. | 3 | 0
| 1030030000 | INSULATOR,SPOOL,TYPE B (CLASS 53-2)TIS.227 | PCS. | 6 | 6
| 1030130001 | RACK,SECONDARY,MEDIUM PRESSED STEEL 3X200 mm.(3x8") | EACH | 2 | 2
set10458 | RACK 3 INST. UNDER HT. (12.20 M.), DDE 95-120 SQ.MM.
| 1010110204 | BOLT,MACHINE M.16x300 mm. | SET | 3 | 0
| 1020260302 | PREFORMED D/E, AW 95 SQ.MM. | EA | 6 | 0
| 1020320003 | CONNECTOR,COMPRESSION,H-TYPE,MAIN AL 50-95 SQ.MM.,TAP AL. OR CU. 50-95 SQ.MM. | PCS. | 3 | 0
| 1030030000 | INSULATOR,SPOOL,TYPE B (CLASS 53-2)TIS.227 | PCS. | 6 | 6
| 1030130001 | RACK,SECONDARY,MEDIUM PRESSED STEEL 3X200 mm.(3x8") | EACH | 2 | 2
set10461 | RACK 2 INST. UNDER HT. (12.20 M.), DDE 25-35 SQ.MM.
| 1010110204 | BOLT,MACHINE M.16x300 mm. | SET | 2 | 0
| 1020260300 | PREFORMED D/E, AW 25 SQ.MM. | EA | 4 | 0
| 1020320002 | CONNECTOR,COMPRESSION,H-TYPE,MAIN AL 25-50 SQ.MM.,TAP AL. OR CU. 16-35 SQ.MM. | PCS. | 2 | 0
| 1030030000 | INSULATOR,SPOOL,TYPE B (CLASS 53-2)TIS.227 | PCS. | 4 | 4
| 1030130000 | RACK,SECONDARY,MEDIUM PRESSED STEEL 2X200 mm.(2x8") | EACH | 2 | 2
set10462 | RACK 2 INST. UNDER HT. (12.20 M.), DDE 50-70 SQ.MM.
| 1010110204 | BOLT,MACHINE M.16x300 mm. | SET | 2 | 0
| 1020260301 | PREFORMED D/E, AW 50 SQ.MM. | EA | 4 | 0
| 1020320003 | CONNECTOR,COMPRESSION,H-TYPE,MAIN AL 50-95 SQ.MM.,TAP AL. OR CU. 50-95 SQ.MM. | PCS. | 2 | 0
| 1030030000 | INSULATOR,SPOOL,TYPE B (CLASS 53-2)TIS.227 | PCS. | 4 | 4
| 1030130000 | RACK,SECONDARY,MEDIUM PRESSED STEEL 2X200 mm.(2x8") | EACH | 2 | 2
set10463 | RACK 2 INST. UNDER HT. (12.20 M.), DDE 95-120 SQ.MM.
| 1010110204 | BOLT,MACHINE M.16x300 mm. | SET | 2 | 0
| 1020260302 | PREFORMED D/E, AW 95 SQ.MM. | EA | 4 | 0
| 1020320003 | CONNECTOR,COMPRESSION,H-TYPE,MAIN AL 50-95 SQ.MM.,TAP AL. OR CU. 50-95 SQ.MM. | PCS. | 2 | 0
| 1030030000 | INSULATOR,SPOOL,TYPE B (CLASS 53-2)TIS.227 | PCS. | 4 | 4
| 1030130000 | RACK,SECONDARY,MEDIUM PRESSED STEEL 2X200 mm.(2x8") | EACH | 2 | 2
set10471 | CLEVIS, FLAT STEEL INST. UNDER HT. (12.20 M.), INSULATOR DDE 25-35 SQ.MM.
| 1010110204 | BOLT,MACHINE M.16x300 mm. | SET | 1 | 0
| 1020260300 | PREFORMED D/E, AW 25 SQ.MM. | EA | 2 | 0
| 1020320002 | CONNECTOR,COMPRESSION,H-TYPE,MAIN AL 25-50 SQ.MM.,TAP AL. OR CU. 16-35 SQ.MM. | PCS. | 1 | 0
| 1030030000 | INSULATOR,SPOOL,TYPE B (CLASS 53-2)TIS.227 | PCS. | 2 | 2
| 1030130100 | CLEVIS,FLAT STEEL 4 1/4" FOR INSULATOR EEI-NEMA CLASS 53-2 TIS.227 | PCS. | 2 | 2
set10472 | CLEVIS, FLAT STEEL INST. UNDER HT. (12.20 M.), INSULATOR DDE 50-70 SQ.MM.
| 1010110204 | BOLT,MACHINE M.16x300 mm. | SET | 1 | 0
| 1020260301 | PREFORMED D/E, AW 50 SQ.MM. | EA | 2 | 0
| 1020320003 | CONNECTOR,COMPRESSION,H-TYPE,MAIN AL 50-95 SQ.MM.,TAP AL. OR CU. 50-95 SQ.MM. | PCS. | 1 | 0
| 1030030000 | INSULATOR,SPOOL,TYPE B (CLASS 53-2)TIS.227 | PCS. | 2 | 2
| 1030130100 | CLEVIS,FLAT STEEL 4 1/4" FOR INSULATOR EEI-NEMA CLASS 53-2 TIS.227 | PCS. | 2 | 2
set10473 | CLEVIS, FLAT STEEL INST. UNDER HT. (12.20 M.), INSULATOR DDE 95-120 SQ.MM.
| 1010110204 | BOLT,MACHINE M.16x300 mm. | SET | 1 | 0
| 1020260302 | PREFORMED D/E, AW 95 SQ.MM. | EA | 2 | 0
| 1020320003 | CONNECTOR,COMPRESSION,H-TYPE,MAIN AL 50-95 SQ.MM.,TAP AL. OR CU. 50-95 SQ.MM. | PCS. | 1 | 0
| 1030030000 | INSULATOR,SPOOL,TYPE B (CLASS 53-2)TIS.227 | PCS. | 2 | 2
| 1030130100 | CLEVIS,FLAT STEEL 4 1/4" FOR INSULATOR EEI-NEMA CLASS 53-2 TIS.227 | PCS. | 2 | 2
set10501 | RACK 4 INST. UNDER HT. (22 M.), 0-5 DEGREE
| 1010110207 | BOLT,MACHINE M.16x450 mm. | SET | 2 | 0
| 1010180100 | WASHER,PLAIN,SQUARE,LARGE 52x52x4.5 mm.HOLE DIA. 18 MM. TIS.258 | PCS. | 2 | 0
| 1020200002 | TIE WIRE,AL 4 mm. | KG. | 0.25 | 0
| 1030030000 | INSULATOR,SPOOL,TYPE B (CLASS 53-2)TIS.227 | PCS. | 4 | 4
| 1030130002 | RACK,SECONDARY,MEDIUM PRESSED STEEL 4X200 mm.(4x8") | EACH | 1 | 1
set10502 | RACK 4 INST. UNDER HT. (22 M.), 5-60 DEGREE
| 1010110207 | BOLT,MACHINE M.16x450 mm. | SET | 4 | 0
| 1010180100 | WASHER,PLAIN,SQUARE,LARGE 52x52x4.5 mm.HOLE DIA. 18 MM. TIS.258 | PCS. | 2 | 0
| 1020200002 | TIE WIRE,AL 4 mm. | KG. | 0.25 | 0
| 1030030000 | INSULATOR,SPOOL,TYPE B (CLASS 53-2)TIS.227 | PCS. | 4 | 4
| 1030130002 | RACK,SECONDARY,MEDIUM PRESSED STEEL 4X200 mm.(4x8") | EACH | 1 | 1
set10503 | RACK 4 INST. UNDER HT. (22 M.), DE 25-35 SQ.MM..
| 1010110207 | BOLT,MACHINE M.16x450 mm. | SET | 4 | 0
| 1010180100 | WASHER,PLAIN,SQUARE,LARGE 52x52x4.5 mm.HOLE DIA. 18 MM. TIS.258 | PCS. | 3 | 0
| 1020260300 | PREFORMED D/E, AW 25 SQ.MM. | EA | 4 | 0
| 1030030000 | INSULATOR,SPOOL,TYPE B (CLASS 53-2)TIS.227 | PCS. | 4 | 4
| 1030130002 | RACK,SECONDARY,MEDIUM PRESSED STEEL 4X200 mm.(4x8") | EACH | 1 | 1
set10504 | RACK 4 INST. UNDER HT. (22 M.), DE 50-70 SQ.MM.
| 1010110207 | BOLT,MACHINE M.16x450 mm. | SET | 4 | 0
| 1010180100 | WASHER,PLAIN,SQUARE,LARGE 52x52x4.5 mm.HOLE DIA. 18 MM. TIS.258 | PCS. | 3 | 0
| 1020260301 | PREFORMED D/E, AW 50 SQ.MM. | EA | 4 | 0
| 1030030000 | INSULATOR,SPOOL,TYPE B (CLASS 53-2)TIS.227 | PCS. | 4 | 4
| 1030130002 | RACK,SECONDARY,MEDIUM PRESSED STEEL 4X200 mm.(4x8") | EACH | 1 | 1
set10505 | RACK 4 INST. UNDER HT. (22 M.), DE 95-120 SQ.MM.
| 1010110207 | BOLT,MACHINE M.16x450 mm. | SET | 4 | 0
| 1010180100 | WASHER,PLAIN,SQUARE,LARGE 52x52x4.5 mm.HOLE DIA. 18 MM. TIS.258 | PCS. | 3 | 0
| 1020260302 | PREFORMED D/E, AW 95 SQ.MM. | EA | 4 | 0
| 1030030000 | INSULATOR,SPOOL,TYPE B (CLASS 53-2)TIS.227 | PCS. | 4 | 4
| 1030130002 | RACK,SECONDARY,MEDIUM PRESSED STEEL 4X200 mm.(4x8") | EACH | 1 | 1
set10511 | RACK 3 INST. UNDER HT. (22 M.), 0-5 DEGREE
| 1010110207 | BOLT,MACHINE M.16x450 mm. | SET | 2 | 0
| 1010180100 | WASHER,PLAIN,SQUARE,LARGE 52x52x4.5 mm.HOLE DIA. 18 MM. TIS.258 | PCS. | 2 | 0
| 1020200002 | TIE WIRE,AL 4 mm. | KG. | 0.19 | 0
| 1030030000 | INSULATOR,SPOOL,TYPE B (CLASS 53-2)TIS.227 | PCS. | 3 | 3
| 1030130001 | RACK,SECONDARY,MEDIUM PRESSED STEEL 3X200 mm.(3x8") | EACH | 1 | 1
set10512 | RACK 3 INST. UNDER HT. (22 M.), 5-60 DEGREE
| 1010110207 | BOLT,MACHINE M.16x450 mm. | SET | 2 | 0
| 1010180100 | WASHER,PLAIN,SQUARE,LARGE 52x52x4.5 mm.HOLE DIA. 18 MM. TIS.258 | PCS. | 1 | 0
| 1020200002 | TIE WIRE,AL 4 mm. | KG. | 0.19 | 0
| 1030030000 | INSULATOR,SPOOL,TYPE B (CLASS 53-2)TIS.227 | PCS. | 3 | 3
| 1030130001 | RACK,SECONDARY,MEDIUM PRESSED STEEL 3X200 mm.(3x8") | EACH | 1 | 1
set10513 | RACK 3 INST. UNDER HT. (22 M.), DE 25-35 SQ.MM.
| 1010110207 | BOLT,MACHINE M.16x450 mm. | SET | 3 | 0
| 1010180100 | WASHER,PLAIN,SQUARE,LARGE 52x52x4.5 mm.HOLE DIA. 18 MM. TIS.258 | PCS. | 2 | 0
| 1020260300 | PREFORMED D/E, AW 25 SQ.MM. | EA | 3 | 0
| 1030030000 | INSULATOR,SPOOL,TYPE B (CLASS 53-2)TIS.227 | PCS. | 3 | 3
| 1030130001 | RACK,SECONDARY,MEDIUM PRESSED STEEL 3X200 mm.(3x8") | EACH | 1 | 1
set10514 | RACK 3 INST. UNDER HT. (22 M.), DE 50-75 SQ.MM.
| 1010110207 | BOLT,MACHINE M.16x450 mm. | SET | 4 | 0
| 1010180100 | WASHER,PLAIN,SQUARE,LARGE 52x52x4.5 mm.HOLE DIA. 18 MM. TIS.258 | PCS. | 2 | 0
| 1020260301 | PREFORMED D/E, AW 50 SQ.MM. | EA | 3 | 0
| 1030030000 | INSULATOR,SPOOL,TYPE B (CLASS 53-2)TIS.227 | PCS. | 3 | 3
| 1030130001 | RACK,SECONDARY,MEDIUM PRESSED STEEL 3X200 mm.(3x8") | EACH | 1 | 1
set10521 | RACK 2 INST. UNDER HT. (22 M.), 0-5 DEGREE
| 1010110207 | BOLT,MACHINE M.16x450 mm. | SET | 2 | 0
| 1010180100 | WASHER,PLAIN,SQUARE,LARGE 52x52x4.5 mm.HOLE DIA. 18 MM. TIS.258 | PCS. | 2 | 0
| 1020200002 | TIE WIRE,AL 4 mm. | KG. | 0.13 | 0
| 1030030000 | INSULATOR,SPOOL,TYPE B (CLASS 53-2)TIS.227 | PCS. | 2 | 2
| 1030130000 | RACK,SECONDARY,MEDIUM PRESSED STEEL 2X200 mm.(2x8") | EACH | 1 | 1
set10522 | RACK 2 INST. UNDER HT. (22 M.) 5-60 DEGREE
| 1010110207 | BOLT,MACHINE M.16x450 mm. | SET | 2 | 0
| 1010180100 | WASHER,PLAIN,SQUARE,LARGE 52x52x4.5 mm.HOLE DIA. 18 MM. TIS.258 | PCS. | 1 | 0
| 1020200002 | TIE WIRE,AL 4 mm. | KG. | 0.13 | 0
| 1030030000 | INSULATOR,SPOOL,TYPE B (CLASS 53-2)TIS.227 | PCS. | 2 | 2
| 1030130000 | RACK,SECONDARY,MEDIUM PRESSED STEEL 2X200 mm.(2x8") | EACH | 1 | 1
set10523 | RACK 2 INST. UNDER HT. (22 M.), DE 25-35 SQ.MM.
| 1010110207 | BOLT,MACHINE M.16x450 mm. | SET | 2 | 0
| 1010180100 | WASHER,PLAIN,SQUARE,LARGE 52x52x4.5 mm.HOLE DIA. 18 MM. TIS.258 | PCS. | 1 | 0
| 1020260300 | PREFORMED D/E, AW 25 SQ.MM. | EA | 2 | 0
| 1030030000 | INSULATOR,SPOOL,TYPE B (CLASS 53-2)TIS.227 | PCS. | 2 | 2
| 1030130000 | RACK,SECONDARY,MEDIUM PRESSED STEEL 2X200 mm.(2x8") | EACH | 1 | 1
set10524 | RACK 2 INST. UNDER HT. (22 M.), DE 50-70 SQ.MM.
| 1010110207 | BOLT,MACHINE M.16x450 mm. | SET | 2 | 0
| 1010180100 | WASHER,PLAIN,SQUARE,LARGE 52x52x4.5 mm.HOLE DIA. 18 MM. TIS.258 | PCS. | 1 | 0
| 1020260301 | PREFORMED D/E, AW 50 SQ.MM. | EA | 2 | 0
| 1030030000 | INSULATOR,SPOOL,TYPE B (CLASS 53-2)TIS.227 | PCS. | 2 | 2
| 1030130000 | RACK,SECONDARY,MEDIUM PRESSED STEEL 2X200 mm.(2x8") | EACH | 1 | 1
set10525 | RACK 2 INST. UNDER HT. (22 M.), DE 95-120 SQ.MM.
| 1010110207 | BOLT,MACHINE M.16x450 mm. | SET | 2 | 0
| 1010180100 | WASHER,PLAIN,SQUARE,LARGE 52x52x4.5 mm.HOLE DIA. 18 MM. TIS.258 | PCS. | 1 | 0
| 1020260302 | PREFORMED D/E, AW 95 SQ.MM. | EA | 2 | 0
| 1030030000 | INSULATOR,SPOOL,TYPE B (CLASS 53-2)TIS.227 | PCS. | 2 | 2
| 1030130000 | RACK,SECONDARY,MEDIUM PRESSED STEEL 2X200 mm.(2x8") | EACH | 1 | 1
set10531 | CLEVIS, FLAT STEEL INST. UNDER HT. (22 M.), INSULATOR TANGENT
| 1010110207 | BOLT,MACHINE M.16x450 mm. | SET | 1 | 0
| 1010180100 | WASHER,PLAIN,SQUARE,LARGE 52x52x4.5 mm.HOLE DIA. 18 MM. TIS.258 | PCS. | 1 | 0
| 1020200002 | TIE WIRE,AL 4 mm. | KG. | 0.07 | 0
| 1030030000 | INSULATOR,SPOOL,TYPE B (CLASS 53-2)TIS.227 | PCS. | 1 | 1
| 1030130100 | CLEVIS,FLAT STEEL 4 1/4" FOR INSULATOR EEI-NEMA CLASS 53-2 TIS.227 | PCS. | 1 | 1
set10532 | CLEVIS, FLAT STEEL INST. UNDER HT. (22 M.), INSULATOR DE 25-35 SQ.MM.
| 1010110207 | BOLT,MACHINE M.16x450 mm. | SET | 1 | 0
| 1010180100 | WASHER,PLAIN,SQUARE,LARGE 52x52x4.5 mm.HOLE DIA. 18 MM. TIS.258 | PCS. | 1 | 0
| 1020260300 | PREFORMED D/E, AW 25 SQ.MM. | EA | 1 | 0
| 1030030000 | INSULATOR,SPOOL,TYPE B (CLASS 53-2)TIS.227 | PCS. | 1 | 1
| 1030130100 | CLEVIS,FLAT STEEL 4 1/4" FOR INSULATOR EEI-NEMA CLASS 53-2 TIS.227 | PCS. | 1 | 1
set10533 | CLEVIS, FLAT STEEL INST. UNDER HT. (22 M.), INSULATOR DE 50-70 SQ.MM.
| 1010110207 | BOLT,MACHINE M.16x450 mm. | SET | 1 | 0
| 1010180100 | WASHER,PLAIN,SQUARE,LARGE 52x52x4.5 mm.HOLE DIA. 18 MM. TIS.258 | PCS. | 1 | 0
| 1020260301 | PREFORMED D/E, AW 50 SQ.MM. | EA | 1 | 0
| 1030030000 | INSULATOR,SPOOL,TYPE B (CLASS 53-2)TIS.227 | PCS. | 1 | 1
| 1030130100 | CLEVIS,FLAT STEEL 4 1/4" FOR INSULATOR EEI-NEMA CLASS 53-2 TIS.227 | PCS. | 1 | 1
set10534 | CLEVIS, FLAT STEEL INST. UNDER HT. (22 M.), INSULATOR DE 95-120 SQ.MM.
| 1010110207 | BOLT,MACHINE M.16x450 mm. | SET | 1 | 0
| 1010180100 | WASHER,PLAIN,SQUARE,LARGE 52x52x4.5 mm.HOLE DIA. 18 MM. TIS.258 | PCS. | 1 | 0
| 1020260302 | PREFORMED D/E, AW 95 SQ.MM. | EA | 1 | 0
| 1030030000 | INSULATOR,SPOOL,TYPE B (CLASS 53-2)TIS.227 | PCS. | 1 | 1
| 1030130100 | CLEVIS,FLAT STEEL 4 1/4" FOR INSULATOR EEI-NEMA CLASS 53-2 TIS.227 | PCS. | 1 | 1
set10535 | DEVELOP 1 PHASE 2-WIRE INTO 3 PHASE 4-WIRE ON HT. POLE (22 M.)
| 1010110207 | BOLT,MACHINE M.16x450 mm. | SET | 1 | 0
| 1010180100 | WASHER,PLAIN,SQUARE,LARGE 52x52x4.5 mm.HOLE DIA. 18 MM. TIS.258 | PCS. | 1 | 0
| 1020200002 | TIE WIRE,AL 4 mm. | KG. | 0.13 | 0
| 1030030000 | INSULATOR,SPOOL,TYPE B (CLASS 53-2)TIS.227 | PCS. | 2 | 2
| 1030130100 | CLEVIS,FLAT STEEL 4 1/4" FOR INSULATOR EEI-NEMA CLASS 53-2 TIS.227 | PCS. | 2 | 2
set10551 | RACK 4 INST. UNDER HT. (22 M.), DDE 25-35 SQ.MM.
| 1010110207 | BOLT,MACHINE M.16x450 mm. | SET | 4 | 0
| 1020260300 | PREFORMED D/E, AW 25 SQ.MM. | EA | 8 | 0
| 1020320002 | CONNECTOR,COMPRESSION,H-TYPE,MAIN AL 25-50 SQ.MM.,TAP AL. OR CU. 16-35 SQ.MM. | PCS. | 4 | 0
| 1030030000 | INSULATOR,SPOOL,TYPE B (CLASS 53-2)TIS.227 | PCS. | 8 | 8
| 1030130002 | RACK,SECONDARY,MEDIUM PRESSED STEEL 4X200 mm.(4x8") | EACH | 2 | 2
set10552 | RACK 4 INST. UNDER HT. (22 M.), DDE 50-70 SQ.MM.
| 1010110207 | BOLT,MACHINE M.16x450 mm. | SET | 4 | 0
| 1020260301 | PREFORMED D/E, AW 50 SQ.MM. | EA | 8 | 0
| 1020320003 | CONNECTOR,COMPRESSION,H-TYPE,MAIN AL 50-95 SQ.MM.,TAP AL. OR CU. 50-95 SQ.MM. | PCS. | 4 | 0
| 1030030000 | INSULATOR,SPOOL,TYPE B (CLASS 53-2)TIS.227 | PCS. | 8 | 8
| 1030130002 | RACK,SECONDARY,MEDIUM PRESSED STEEL 4X200 mm.(4x8") | EACH | 2 | 2
set10553 | RACK 4 INST. UNDER HT. (22 M.), DDE 95-120 SQ.MM.
| 1010110207 | BOLT,MACHINE M.16x450 mm. | SET | 4 | 0
| 1020260302 | PREFORMED D/E, AW 95 SQ.MM. | EA | 8 | 0
| 1020320003 | CONNECTOR,COMPRESSION,H-TYPE,MAIN AL 50-95 SQ.MM.,TAP AL. OR CU. 50-95 SQ.MM. | PCS. | 4 | 0
| 1030030000 | INSULATOR,SPOOL,TYPE B (CLASS 53-2)TIS.227 | PCS. | 8 | 8
| 1030130002 | RACK,SECONDARY,MEDIUM PRESSED STEEL 4X200 mm.(4x8") | EACH | 2 | 2
set10556 | RACK 3 INST. UNDER HT. (22 M.), DDE 25-35 SQ.MM.
| 1010110207 | BOLT,MACHINE M.16x450 mm. | SET | 3 | 0
| 1020260300 | PREFORMED D/E, AW 25 SQ.MM. | EA | 6 | 0
| 1020320002 | CONNECTOR,COMPRESSION,H-TYPE,MAIN AL 25-50 SQ.MM.,TAP AL. OR CU. 16-35 SQ.MM. | PCS. | 3 | 0
| 1030030000 | INSULATOR,SPOOL,TYPE B (CLASS 53-2)TIS.227 | PCS. | 6 | 6
| 1030130001 | RACK,SECONDARY,MEDIUM PRESSED STEEL 3X200 mm.(3x8") | EACH | 2 | 2
set10557 | RACK 3 INST. UNDER HT. (22 M.), DDE 50-70 SQ.MM.
| 1010110207 | BOLT,MACHINE M.16x450 mm. | SET | 3 | 0
| 1020260301 | PREFORMED D/E, AW 50 SQ.MM. | EA | 6 | 0
| 1020320003 | CONNECTOR,COMPRESSION,H-TYPE,MAIN AL 50-95 SQ.MM.,TAP AL. OR CU. 50-95 SQ.MM. | PCS. | 3 | 0
| 1030030000 | INSULATOR,SPOOL,TYPE B (CLASS 53-2)TIS.227 | PCS. | 6 | 6
| 1030130001 | RACK,SECONDARY,MEDIUM PRESSED STEEL 3X200 mm.(3x8") | EACH | 2 | 2
set10558 | RACK 3 INST. UNDER HT. (22 M.), DDE 95-120 SQ.MM.
| 1010110207 | BOLT,MACHINE M.16x450 mm. | SET | 3 | 0
| 1020260302 | PREFORMED D/E, AW 95 SQ.MM. | EA | 6 | 0
| 1020320003 | CONNECTOR,COMPRESSION,H-TYPE,MAIN AL 50-95 SQ.MM.,TAP AL. OR CU. 50-95 SQ.MM. | PCS. | 3 | 0
| 1030030000 | INSULATOR,SPOOL,TYPE B (CLASS 53-2)TIS.227 | PCS. | 6 | 6
| 1030130001 | RACK,SECONDARY,MEDIUM PRESSED STEEL 3X200 mm.(3x8") | EACH | 2 | 2
set10561 | RACK 2 INST. UNDER HT. (22 M.), DDE 25-35 SQ.MM.
| 1010110207 | BOLT,MACHINE M.16x450 mm. | SET | 2 | 0
| 1020260300 | PREFORMED D/E, AW 25 SQ.MM. | EA | 4 | 0
| 1020320002 | CONNECTOR,COMPRESSION,H-TYPE,MAIN AL 25-50 SQ.MM.,TAP AL. OR CU. 16-35 SQ.MM. | PCS. | 2 | 0
| 1030030000 | INSULATOR,SPOOL,TYPE B (CLASS 53-2)TIS.227 | PCS. | 4 | 4
| 1030130000 | RACK,SECONDARY,MEDIUM PRESSED STEEL 2X200 mm.(2x8") | EACH | 2 | 2
set10562 | RACK 2 INST. UNDER HT. (22 M.), DDE 50-70 SQ.MM.
| 1010110207 | BOLT,MACHINE M.16x450 mm. | SET | 2 | 0
| 1020260301 | PREFORMED D/E, AW 50 SQ.MM. | EA | 4 | 0
| 1020320003 | CONNECTOR,COMPRESSION,H-TYPE,MAIN AL 50-95 SQ.MM.,TAP AL. OR CU. 50-95 SQ.MM. | PCS. | 2 | 0
| 1030030000 | INSULATOR,SPOOL,TYPE B (CLASS 53-2)TIS.227 | PCS. | 4 | 4
| 1030130000 | RACK,SECONDARY,MEDIUM PRESSED STEEL 2X200 mm.(2x8") | EACH | 2 | 2
set10563 | RACK 2 INST. UNDER HT. (22 M.), DDE 95-120 SQ.MM.
| 1010110207 | BOLT,MACHINE M.16x450 mm. | SET | 2 | 0
| 1020260302 | PREFORMED D/E, AW 95 SQ.MM. | EA | 4 | 0
| 1020320003 | CONNECTOR,COMPRESSION,H-TYPE,MAIN AL 50-95 SQ.MM.,TAP AL. OR CU. 50-95 SQ.MM. | PCS. | 2 | 0
| 1030030000 | INSULATOR,SPOOL,TYPE B (CLASS 53-2)TIS.227 | PCS. | 4 | 4
| 1030130000 | RACK,SECONDARY,MEDIUM PRESSED STEEL 2X200 mm.(2x8") | EACH | 2 | 2
set10566 | CLEVIS, FLAT STEEL INST. UNDER HT. (22 M.), INSULATOR DDE 25-35 SQ.MM.
| 1010110207 | BOLT,MACHINE M.16x450 mm. | SET | 1 | 0
| 1020260300 | PREFORMED D/E, AW 25 SQ.MM. | EA | 2 | 0
| 1020320002 | CONNECTOR,COMPRESSION,H-TYPE,MAIN AL 25-50 SQ.MM.,TAP AL. OR CU. 16-35 SQ.MM. | PCS. | 1 | 0
| 1030030000 | INSULATOR,SPOOL,TYPE B (CLASS 53-2)TIS.227 | PCS. | 2 | 2
| 1030130100 | CLEVIS,FLAT STEEL 4 1/4" FOR INSULATOR EEI-NEMA CLASS 53-2 TIS.227 | PCS. | 2 | 2
set10567 | CLEVIS, FLAT STEEL INST. UNDER HT. (22 M.), INSULATOR DDE 50-70 SQ.MM.
| 1010110207 | BOLT,MACHINE M.16x450 mm. | SET | 1 | 0
| 1020260301 | PREFORMED D/E, AW 50 SQ.MM. | EA | 2 | 0
| 1020320003 | CONNECTOR,COMPRESSION,H-TYPE,MAIN AL 50-95 SQ.MM.,TAP AL. OR CU. 50-95 SQ.MM. | PCS. | 1 | 0
| 1030030000 | INSULATOR,SPOOL,TYPE B (CLASS 53-2)TIS.227 | PCS. | 2 | 2
| 1030130100 | CLEVIS,FLAT STEEL 4 1/4" FOR INSULATOR EEI-NEMA CLASS 53-2 TIS.227 | PCS. | 2 | 2
set10568 | CLEVIS, FLAT STEEL INST. UNDER HT. (22 M.), INSULATOR DDE 95-120 SQ.MM.
| 1010110207 | BOLT,MACHINE M.16x450 mm. | SET | 1 | 0
| 1020260302 | PREFORMED D/E, AW 95 SQ.MM. | EA | 2 | 0
| 1020320003 | CONNECTOR,COMPRESSION,H-TYPE,MAIN AL 50-95 SQ.MM.,TAP AL. OR CU. 50-95 SQ.MM. | PCS. | 1 | 0
| 1030030000 | INSULATOR,SPOOL,TYPE B (CLASS 53-2)TIS.227 | PCS. | 2 | 2
| 1030130100 | CLEVIS,FLAT STEEL 4 1/4" FOR INSULATOR EEI-NEMA CLASS 53-2 TIS.227 | PCS. | 2 | 2
set10602 | CONNECT RACK 4, 2-CIR, COM.N, ADD 2ND-CCT, DE 50-70 SQ.MM.
| 1010110200 | BOLT,MACHINE M.16x130 mm. | SET | 9 | 0
| 1010200001 | BRACE,FLAT,FOR CROSSARM 30x6x760 mm. | PCS. | 6 | 0
| 1020260301 | PREFORMED D/E, AW 50 SQ.MM. | EA | 6 | 0
| 1030030000 | INSULATOR,SPOOL,TYPE B (CLASS 53-2)TIS.227 | PCS. | 3 | 3
set10603 | CONNECT RACK 4, 2-CIR, COM.N, ADD 2ND-CCT, DE 95-120 SQ.MM.
| 1010110200 | BOLT,MACHINE M.16x130 mm. | SET | 9 | 0
| 1010200001 | BRACE,FLAT,FOR CROSSARM 30x6x760 mm. | PCS. | 6 | 0
| 1020260302 | PREFORMED D/E, AW 95 SQ.MM. | EA | 6 | 0
| 1030030000 | INSULATOR,SPOOL,TYPE B (CLASS 53-2)TIS.227 | PCS. | 3 | 3
set10606 | CONNECT RACK 4, 2-CIR, SEP.N, ADD 2ND-CCT, DE 50-70 SQ.MM.
| 1010110200 | BOLT,MACHINE M.16x130 mm. | SET | 12 | 0
| 1010200001 | BRACE,FLAT,FOR CROSSARM 30x6x760 mm. | PCS. | 8 | 0
| 1020260301 | PREFORMED D/E, AW 50 SQ.MM. | EA | 8 | 0
| 1030030000 | INSULATOR,SPOOL,TYPE B (CLASS 53-2)TIS.227 | PCS. | 4 | 4
set10608 | CONNECT RACK 4, 2-CIR, SEP.N, ADD 2ND-CCT, DE 95-120 SQ.MM.
| 1010110200 | BOLT,MACHINE M.16x130 mm. | SET | 12 | 0
| 1010200001 | BRACE,FLAT,FOR CROSSARM 30x6x760 mm. | PCS. | 8 | 0
| 1020260302 | PREFORMED D/E, AW 95 SQ.MM. | EA | 8 | 0
| 1030030000 | INSULATOR,SPOOL,TYPE B (CLASS 53-2)TIS.227 | PCS. | 4 | 4
set11004 | RACK 4, 2-CIR, COM.N, ON LT. POLE, DE 50-70 SQ.MM.
| 1010110200 | BOLT,MACHINE M.16x130 mm. | SET | 10 | 0
| 1010110201 | BOLT,MACHINE M.16x170 mm. | SET | 3 | 0
| 1010110202 | BOLT,MACHINE M.16x200 mm. | SET | 1 | 0
| 1010180100 | WASHER,PLAIN,SQUARE,LARGE 52x52x4.5 mm.HOLE DIA. 18 MM. TIS.258 | PCS. | 3 | 0
| 1010200001 | BRACE,FLAT,FOR CROSSARM 30x6x760 mm. | PCS. | 6 | 0
| 1020260301 | PREFORMED D/E, AW 50 SQ.MM. | EA | 7 | 0
| 1030030000 | INSULATOR,SPOOL,TYPE B (CLASS 53-2)TIS.227 | PCS. | 7 | 7
| 1030130002 | RACK,SECONDARY,MEDIUM PRESSED STEEL 4X200 mm.(4x8") | EACH | 1 | 1
set11005 | RACK 4, 2-CIR, COM.N, ON LT. POLE, DE 95-120 SQ.MM.
| 1010110200 | BOLT,MACHINE M.16x130 mm. | SET | 10 | 0
| 1010110201 | BOLT,MACHINE M.16x170 mm. | SET | 3 | 0
| 1010110202 | BOLT,MACHINE M.16x200 mm. | SET | 1 | 0
| 1010180100 | WASHER,PLAIN,SQUARE,LARGE 52x52x4.5 mm.HOLE DIA. 18 MM. TIS.258 | PCS. | 3 | 0
| 1010200001 | BRACE,FLAT,FOR CROSSARM 30x6x760 mm. | PCS. | 6 | 0
| 1020260302 | PREFORMED D/E, AW 95 SQ.MM. | EA | 7 | 0
| 1030030000 | INSULATOR,SPOOL,TYPE B (CLASS 53-2)TIS.227 | PCS. | 7 | 7
| 1030130002 | RACK,SECONDARY,MEDIUM PRESSED STEEL 4X200 mm.(4x8") | EACH | 1 | 1
set11014 | RACK 4, 2-CIR, SEP.N, ON LT. POLE, DE 50-70 SQ.MM.
| 1010110200 | BOLT,MACHINE M.16x130 mm. | SET | 12 | 0
| 1010110201 | BOLT,MACHINE M.16x170 mm. | SET | 3 | 0
| 1010110202 | BOLT,MACHINE M.16x200 mm. | SET | 1 | 0
| 1010180100 | WASHER,PLAIN,SQUARE,LARGE 52x52x4.5 mm.HOLE DIA. 18 MM. TIS.258 | PCS. | 4 | 0
| 1010200001 | BRACE,FLAT,FOR CROSSARM 30x6x760 mm. | PCS. | 8 | 0
| 1020260301 | PREFORMED D/E, AW 50 SQ.MM. | EA | 8 | 0
| 1030030000 | INSULATOR,SPOOL,TYPE B (CLASS 53-2)TIS.227 | PCS. | 8 | 8
| 1030130002 | RACK,SECONDARY,MEDIUM PRESSED STEEL 4X200 mm.(4x8") | EACH | 1 | 1
set11015 | RACK 4, 2-CIR, SEP.N, ON LT. POLE, DE 95-120 SQ.MM.
| 1010110200 | BOLT,MACHINE M.16x130 mm. | SET | 12 | 0
| 1010110201 | BOLT,MACHINE M.16x170 mm. | SET | 3 | 0
| 1010110202 | BOLT,MACHINE M.16x200 mm. | SET | 1 | 0
| 1010180100 | WASHER,PLAIN,SQUARE,LARGE 52x52x4.5 mm.HOLE DIA. 18 MM. TIS.258 | PCS. | 3 | 0
| 1010200001 | BRACE,FLAT,FOR CROSSARM 30x6x760 mm. | PCS. | 8 | 0
| 1020260302 | PREFORMED D/E, AW 95 SQ.MM. | EA | 8 | 0
| 1030030000 | INSULATOR,SPOOL,TYPE B (CLASS 53-2)TIS.227 | PCS. | 8 | 8
| 1030130002 | RACK,SECONDARY,MEDIUM PRESSED STEEL 4X200 mm.(4x8") | EACH | 1 | 1
set11104 | RACK 4, 2-CIR, COM.N, UNDER HT. (12 M.), DE 50-70 SQ.MM.
| 1010110200 | BOLT,MACHINE M.16x130 mm. | SET | 10 | 0
| 1010110203 | BOLT,MACHINE M.16x250 mm. | SET | 4 | 0
| 1010180100 | WASHER,PLAIN,SQUARE,LARGE 52x52x4.5 mm.HOLE DIA. 18 MM. TIS.258 | PCS. | 3 | 0
| 1010200001 | BRACE,FLAT,FOR CROSSARM 30x6x760 mm. | PCS. | 6 | 0
| 1020260301 | PREFORMED D/E, AW 50 SQ.MM. | EA | 7 | 0
| 1030030000 | INSULATOR,SPOOL,TYPE B (CLASS 53-2)TIS.227 | PCS. | 7 | 7
| 1030130002 | RACK,SECONDARY,MEDIUM PRESSED STEEL 4X200 mm.(4x8") | EACH | 1 | 1
set11105 | RACK 4, 2-CIR, COM.N, UNDER HT. (12 M.), DE 95-120 SQ.MM.
| 1010110200 | BOLT,MACHINE M.16x130 mm. | SET | 10 | 0
| 1010110203 | BOLT,MACHINE M.16x250 mm. | SET | 4 | 0
| 1010180100 | WASHER,PLAIN,SQUARE,LARGE 52x52x4.5 mm.HOLE DIA. 18 MM. TIS.258 | PCS. | 3 | 0
| 1010200001 | BRACE,FLAT,FOR CROSSARM 30x6x760 mm. | PCS. | 6 | 0
| 1020260302 | PREFORMED D/E, AW 95 SQ.MM. | EA | 7 | 0
| 1030030000 | INSULATOR,SPOOL,TYPE B (CLASS 53-2)TIS.227 | PCS. | 7 | 7
| 1030130002 | RACK,SECONDARY,MEDIUM PRESSED STEEL 4X200 mm.(4x8") | EACH | 1 | 1
set11114 | RACK 4, 2-CIR, SEP.N, UNDER HT. (12 M.), DE 50-70 SQ.MM.
| 1010110200 | BOLT,MACHINE M.16x130 mm. | SET | 12 | 0
| 1010110203 | BOLT,MACHINE M.16x250 mm. | SET | 4 | 0
| 1010180100 | WASHER,PLAIN,SQUARE,LARGE 52x52x4.5 mm.HOLE DIA. 18 MM. TIS.258 | PCS. | 3 | 0
| 1010200001 | BRACE,FLAT,FOR CROSSARM 30x6x760 mm. | PCS. | 8 | 0
| 1020260301 | PREFORMED D/E, AW 50 SQ.MM. | EA | 8 | 0
| 1030030000 | INSULATOR,SPOOL,TYPE B (CLASS 53-2)TIS.227 | PCS. | 8 | 8
| 1030130002 | RACK,SECONDARY,MEDIUM PRESSED STEEL 4X200 mm.(4x8") | EACH | 1 | 1
set11115 | RACK 4, 2-CIR, SEP.N, UNDER HT. (12 M.), DE 95-120 SQ.MM.
| 1010110200 | BOLT,MACHINE M.16x130 mm. | SET | 12 | 0
| 1010110203 | BOLT,MACHINE M.16x250 mm. | SET | 4 | 0
| 1010180100 | WASHER,PLAIN,SQUARE,LARGE 52x52x4.5 mm.HOLE DIA. 18 MM. TIS.258 | PCS. | 4 | 0
| 1010200001 | BRACE,FLAT,FOR CROSSARM 30x6x760 mm. | PCS. | 8 | 0
| 1020260302 | PREFORMED D/E, AW 95 SQ.MM. | EA | 8 | 0
| 1030030000 | INSULATOR,SPOOL,TYPE B (CLASS 53-2)TIS.227 | PCS. | 8 | 8
| 1030130002 | RACK,SECONDARY,MEDIUM PRESSED STEEL 4X200 mm.(4x8") | EACH | 1 | 1
set11141 | RACK 4, 2-CIR, COM.N, UNDER HT. (12.20 M.), DE 50-70 SQ.MM.
| 1010110200 | BOLT,MACHINE M.16x130 mm. | SET | 10 | 0
| 1010110204 | BOLT,MACHINE M.16x300 mm. | SET | 4 | 0
| 1010180100 | WASHER,PLAIN,SQUARE,LARGE 52x52x4.5 mm.HOLE DIA. 18 MM. TIS.258 | PCS. | 3 | 0
| 1010200001 | BRACE,FLAT,FOR CROSSARM 30x6x760 mm. | PCS. | 6 | 0
| 1020260301 | PREFORMED D/E, AW 50 SQ.MM. | EA | 7 | 0
| 1030030000 | INSULATOR,SPOOL,TYPE B (CLASS 53-2)TIS.227 | PCS. | 7 | 7
| 1030130002 | RACK,SECONDARY,MEDIUM PRESSED STEEL 4X200 mm.(4x8") | EACH | 1 | 1
set11142 | RACK 4, 2-CIR, COM.N, UNDER HT. (12.20 M.), DE 95-120 SQ.MM.
| 1010110200 | BOLT,MACHINE M.16x130 mm. | SET | 10 | 0
| 1010110204 | BOLT,MACHINE M.16x300 mm. | SET | 4 | 0
| 1010180100 | WASHER,PLAIN,SQUARE,LARGE 52x52x4.5 mm.HOLE DIA. 18 MM. TIS.258 | PCS. | 3 | 0
| 1010200001 | BRACE,FLAT,FOR CROSSARM 30x6x760 mm. | PCS. | 6 | 0
| 1020260302 | PREFORMED D/E, AW 95 SQ.MM. | EA | 1 | 0
| 1030030000 | INSULATOR,SPOOL,TYPE B (CLASS 53-2)TIS.227 | PCS. | 7 | 7
| 1030130002 | RACK,SECONDARY,MEDIUM PRESSED STEEL 4X200 mm.(4x8") | EACH | 1 | 1
set11151 | RACK 4, 2-CIR, SEP.N, UNDER HT. (12.20 M.), DE 50-70 SQ.MM.
| 1010110200 | BOLT,MACHINE M.16x130 mm. | SET | 12 | 0
| 1010110204 | BOLT,MACHINE M.16x300 mm. | SET | 4 | 0
| 1010180100 | WASHER,PLAIN,SQUARE,LARGE 52x52x4.5 mm.HOLE DIA. 18 MM. TIS.258 | PCS. | 3 | 0
| 1010200001 | BRACE,FLAT,FOR CROSSARM 30x6x760 mm. | PCS. | 8 | 0
| 1020260301 | PREFORMED D/E, AW 50 SQ.MM. | EA | 8 | 0
| 1030030000 | INSULATOR,SPOOL,TYPE B (CLASS 53-2)TIS.227 | PCS. | 8 | 8
| 1030130002 | RACK,SECONDARY,MEDIUM PRESSED STEEL 4X200 mm.(4x8") | EACH | 1 | 1
set11152 | RACK 4, 2-CIR, SEP.N, UNDER HT. (12.20 M.), DE 95-120 SQ.MM.
| 1010110200 | BOLT,MACHINE M.16x130 mm. | SET | 12 | 0
| 1010110204 | BOLT,MACHINE M.16x300 mm. | SET | 4 | 0
| 1010180100 | WASHER,PLAIN,SQUARE,LARGE 52x52x4.5 mm.HOLE DIA. 18 MM. TIS.258 | PCS. | 3 | 0
| 1010200001 | BRACE,FLAT,FOR CROSSARM 30x6x760 mm. | PCS. | 8 | 0
| 1020260302 | PREFORMED D/E, AW 95 SQ.MM. | EA | 8 | 0
| 1030030000 | INSULATOR,SPOOL,TYPE B (CLASS 53-2)TIS.227 | PCS. | 8 | 8
| 1030130002 | RACK,SECONDARY,MEDIUM PRESSED STEEL 4X200 mm.(4x8") | EACH | 1 | 1
set11204 | RACK 4, 2-CIR, COM.N, UNDER HT. (14 M.), DE 50-70 SQ.MM.
| 1010110200 | BOLT,MACHINE M.16x130 mm. | SET | 10 | 0
| 1010110204 | BOLT,MACHINE M.16x300 mm. | SET | 4 | 0
| 1010180100 | WASHER,PLAIN,SQUARE,LARGE 52x52x4.5 mm.HOLE DIA. 18 MM. TIS.258 | PCS. | 4 | 0
| 1010200001 | BRACE,FLAT,FOR CROSSARM 30x6x760 mm. | PCS. | 6 | 0
| 1020310001 | CONNECTOR,DEAD END,AL 50-70 sq.mm. | PCS. | 7 | 0
| 1030030000 | INSULATOR,SPOOL,TYPE B (CLASS 53-2)TIS.227 | PCS. | 7 | 7
| 1030130002 | RACK,SECONDARY,MEDIUM PRESSED STEEL 4X200 mm.(4x8") | EACH | 1 | 1
set11205 | RACK 4, 2-CIR, COM.N, UNDER HT. (14 M.), DE 95-120 SQ.MM.
| 1010110200 | BOLT,MACHINE M.16x130 mm. | SET | 10 | 0
| 1010110204 | BOLT,MACHINE M.16x300 mm. | SET | 4 | 0
| 1010180100 | WASHER,PLAIN,SQUARE,LARGE 52x52x4.5 mm.HOLE DIA. 18 MM. TIS.258 | PCS. | 3 | 0
| 1010200001 | BRACE,FLAT,FOR CROSSARM 30x6x760 mm. | PCS. | 6 | 0
| 1020310002 | CONNECTOR,DEAD END,AL 95-120 sq.mm. | PCS. | 7 | 0
| 1030030000 | INSULATOR,SPOOL,TYPE B (CLASS 53-2)TIS.227 | PCS. | 7 | 7
| 1030130002 | RACK,SECONDARY,MEDIUM PRESSED STEEL 4X200 mm.(4x8") | EACH | 1 | 1
set11214 | RACK 4, 2-CIR, SEP.N, UNDER HT. (14 M.), DE 50-70 SQ.MM.
| 1010110200 | BOLT,MACHINE M.16x130 mm. | SET | 12 | 0
| 1010110204 | BOLT,MACHINE M.16x300 mm. | SET | 4 | 0
| 1010180100 | WASHER,PLAIN,SQUARE,LARGE 52x52x4.5 mm.HOLE DIA. 18 MM. TIS.258 | PCS. | 3 | 0
| 1010200001 | BRACE,FLAT,FOR CROSSARM 30x6x760 mm. | PCS. | 8 | 0
| 1020310001 | CONNECTOR,DEAD END,AL 50-70 sq.mm. | PCS. | 8 | 0
| 1030030000 | INSULATOR,SPOOL,TYPE B (CLASS 53-2)TIS.227 | PCS. | 8 | 8
| 1030130002 | RACK,SECONDARY,MEDIUM PRESSED STEEL 4X200 mm.(4x8") | EACH | 1 | 1
set11215 | RACK 4, 2-CIR, SEP.N, UNDER HT. (14 M.), DE 95-120 SQ.MM.
| 1010110200 | BOLT,MACHINE M.16x130 mm. | SET | 12 | 0
| 1010110204 | BOLT,MACHINE M.16x300 mm. | SET | 4 | 0
| 1010180100 | WASHER,PLAIN,SQUARE,LARGE 52x52x4.5 mm.HOLE DIA. 18 MM. TIS.258 | PCS. | 3 | 0
| 1010200001 | BRACE,FLAT,FOR CROSSARM 30x6x760 mm. | PCS. | 8 | 0
| 1020310002 | CONNECTOR,DEAD END,AL 95-120 sq.mm. | PCS. | 8 | 0
| 1030030000 | INSULATOR,SPOOL,TYPE B (CLASS 53-2)TIS.227 | PCS. | 8 | 8
| 1030130002 | RACK,SECONDARY,MEDIUM PRESSED STEEL 4X200 mm.(4x8") | EACH | 1 | 1
set11224 | RACK 4, 2-CIR, COM.N, UNDER HT. (14.30 M.), DE 50-70 SQ.MM.
| 1010110200 | BOLT,MACHINE M.16x130 mm. | SET | 10 | 0
| 1010110205 | BOLT,MACHINE M.16x350 mm. | SET | 4 | 0
| 1010180100 | WASHER,PLAIN,SQUARE,LARGE 52x52x4.5 mm.HOLE DIA. 18 MM. TIS.258 | PCS. | 3 | 0
| 1010200001 | BRACE,FLAT,FOR CROSSARM 30x6x760 mm. | PCS. | 6 | 0
| 1020260301 | PREFORMED D/E, AW 50 SQ.MM. | EA | 7 | 0
| 1030030000 | INSULATOR,SPOOL,TYPE B (CLASS 53-2)TIS.227 | PCS. | 7 | 7
| 1030130002 | RACK,SECONDARY,MEDIUM PRESSED STEEL 4X200 mm.(4x8") | EACH | 1 | 1
set11225 | RACK 4, 2-CIR, COM.N, UNDER HT. (14.30 M.), DE 95-120 SQ.MM.
| 1010110200 | BOLT,MACHINE M.16x130 mm. | SET | 10 | 0
| 1010110205 | BOLT,MACHINE M.16x350 mm. | SET | 4 | 0
| 1010180100 | WASHER,PLAIN,SQUARE,LARGE 52x52x4.5 mm.HOLE DIA. 18 MM. TIS.258 | PCS. | 3 | 0
| 1010200001 | BRACE,FLAT,FOR CROSSARM 30x6x760 mm. | PCS. | 6 | 0
| 1020260302 | PREFORMED D/E, AW 95 SQ.MM. | EA | 7 | 0
| 1030030000 | INSULATOR,SPOOL,TYPE B (CLASS 53-2)TIS.227 | PCS. | 7 | 7
| 1030130002 | RACK,SECONDARY,MEDIUM PRESSED STEEL 4X200 mm.(4x8") | EACH | 1 | 1
set11234 | RACK 4, 2-CIR, SEP.N, UNDER HT. (14.30 M.), DE 50-70 SQ.MM.
| 1010110200 | BOLT,MACHINE M.16x130 mm. | SET | 12 | 0
| 1010110205 | BOLT,MACHINE M.16x350 mm. | SET | 4 | 0
| 1010180100 | WASHER,PLAIN,SQUARE,LARGE 52x52x4.5 mm.HOLE DIA. 18 MM. TIS.258 | PCS. | 3 | 0
| 1010200001 | BRACE,FLAT,FOR CROSSARM 30x6x760 mm. | PCS. | 8 | 0
| 1020260301 | PREFORMED D/E, AW 50 SQ.MM. | EA | 8 | 0
| 1030030000 | INSULATOR,SPOOL,TYPE B (CLASS 53-2)TIS.227 | PCS. | 8 | 8
| 1030130002 | RACK,SECONDARY,MEDIUM PRESSED STEEL 4X200 mm.(4x8") | EACH | 1 | 1
set11235 | RACK 4, 2-CIR, SEP.N, UNDER HT. (14.30 M.), DE 95-120 SQ.MM.
| 1010110200 | BOLT,MACHINE M.16x130 mm. | SET | 12 | 0
| 1010110205 | BOLT,MACHINE M.16x350 mm. | SET | 4 | 0
| 1010180100 | WASHER,PLAIN,SQUARE,LARGE 52x52x4.5 mm.HOLE DIA. 18 MM. TIS.258 | PCS. | 3 | 0
| 1010200001 | BRACE,FLAT,FOR CROSSARM 30x6x760 mm. | PCS. | 8 | 0
| 1020260302 | PREFORMED D/E, AW 95 SQ.MM. | EA | 8 | 0
| 1030030000 | INSULATOR,SPOOL,TYPE B (CLASS 53-2)TIS.227 | PCS. | 8 | 8
| 1030130002 | RACK,SECONDARY,MEDIUM PRESSED STEEL 4X200 mm.(4x8") | EACH | 1 | 1
set11244 | RACK 4, 2-CIR, COM.N, UNDER HT. (22 M.), DE 50-70 SQ.MM.
| 1010110200 | BOLT,MACHINE M.16x130 mm. | SET | 10 | 0
| 1010110206 | BOLT,MACHINE M.16x400 mm. | SET | 4 | 0
| 1010180100 | WASHER,PLAIN,SQUARE,LARGE 52x52x4.5 mm.HOLE DIA. 18 MM. TIS.258 | PCS. | 3 | 0
| 1010200001 | BRACE,FLAT,FOR CROSSARM 30x6x760 mm. | PCS. | 6 | 0
| 1020260301 | PREFORMED D/E, AW 50 SQ.MM. | EA | 7 | 0
| 1030030000 | INSULATOR,SPOOL,TYPE B (CLASS 53-2)TIS.227 | PCS. | 7 | 7
| 1030130002 | RACK,SECONDARY,MEDIUM PRESSED STEEL 4X200 mm.(4x8") | EACH | 1 | 1
set11245 | RACK 4, 2-CIR, COM.N, UNDER HT. (22 M.), DE 95-120 SQ.MM.
| 1010110200 | BOLT,MACHINE M.16x130 mm. | SET | 10 | 0
| 1010110206 | BOLT,MACHINE M.16x400 mm. | SET | 4 | 0
| 1010180100 | WASHER,PLAIN,SQUARE,LARGE 52x52x4.5 mm.HOLE DIA. 18 MM. TIS.258 | PCS. | 3 | 0
| 1010200001 | BRACE,FLAT,FOR CROSSARM 30x6x760 mm. | PCS. | 6 | 0
| 1020260302 | PREFORMED D/E, AW 95 SQ.MM. | EA | 7 | 0
| 1030030000 | INSULATOR,SPOOL,TYPE B (CLASS 53-2)TIS.227 | PCS. | 7 | 7
| 1030130002 | RACK,SECONDARY,MEDIUM PRESSED STEEL 4X200 mm.(4x8") | EACH | 1 | 1
set11254 | RACK 4, 2-CIR, SEP.N, UNDER HT. (22 M.), DE 50-70 SQ.MM.
| 1010110200 | BOLT,MACHINE M.16x130 mm. | SET | 12 | 0
| 1010110206 | BOLT,MACHINE M.16x400 mm. | SET | 4 | 0
| 1010180100 | WASHER,PLAIN,SQUARE,LARGE 52x52x4.5 mm.HOLE DIA. 18 MM. TIS.258 | PCS. | 3 | 0
| 1010200001 | BRACE,FLAT,FOR CROSSARM 30x6x760 mm. | PCS. | 8 | 0
| 1020260301 | PREFORMED D/E, AW 50 SQ.MM. | EA | 8 | 0
| 1030030000 | INSULATOR,SPOOL,TYPE B (CLASS 53-2)TIS.227 | PCS. | 8 | 8
| 1030130002 | RACK,SECONDARY,MEDIUM PRESSED STEEL 4X200 mm.(4x8") | EACH | 1 | 1
set11255 | RACK 4, 2-CIR, SEP.N, UNDER HT. (22 M.), DE 95-120 SQ.MM.
| 1010110200 | BOLT,MACHINE M.16x130 mm. | SET | 12 | 0
| 1010110206 | BOLT,MACHINE M.16x400 mm. | SET | 4 | 0
| 1010180100 | WASHER,PLAIN,SQUARE,LARGE 52x52x4.5 mm.HOLE DIA. 18 MM. TIS.258 | PCS. | 3 | 0
| 1010200001 | BRACE,FLAT,FOR CROSSARM 30x6x760 mm. | PCS. | 8 | 0
| 1020260302 | PREFORMED D/E, AW 95 SQ.MM. | EA | 8 | 0
| 1030030000 | INSULATOR,SPOOL,TYPE B (CLASS 53-2)TIS.227 | PCS. | 8 | 8
| 1030130002 | RACK,SECONDARY,MEDIUM PRESSED STEEL 4X200 mm.(4x8") | EACH | 1 | 1
set12001 | RACK 4 INST. ON SUNSHADE CEILING TANGENT
| 1010180100 | WASHER,PLAIN,SQUARE,LARGE 52x52x4.5 mm.HOLE DIA. 18 MM. TIS.258 | PCS. | 2 | 0
| 1020200002 | TIE WIRE,AL 4 mm. | KG. | 0.17 | 0
| 1030030000 | INSULATOR,SPOOL,TYPE B (CLASS 53-2)TIS.227 | PCS. | 4 | 4
| 1030130002 | RACK,SECONDARY,MEDIUM PRESSED STEEL 4X200 mm.(4x8") | EACH | 1 | 1
| 9090010002 | PLUG BOLT M.8 | SET | 2 | 0
set12003 | RACK 4 INST. ON SUNSHADE CEILING, DE 25-35 SQ.MM.
| 1010180100 | WASHER,PLAIN,SQUARE,LARGE 52x52x4.5 mm.HOLE DIA. 18 MM. TIS.258 | PCS. | 4 | 0
| 1020260300 | PREFORMED D/E, AW 25 SQ.MM. | EA | 4 | 0
| 1030030000 | INSULATOR,SPOOL,TYPE B (CLASS 53-2)TIS.227 | PCS. | 4 | 4
| 1030130002 | RACK,SECONDARY,MEDIUM PRESSED STEEL 4X200 mm.(4x8") | EACH | 1 | 1
| 9090010003 | PLUG BOLT M.10 | SET | 4 | 0
set12004 | RACK 4 INST. ON SUNSHADE CEILING, DE 50-70 SQ.MM.
| 1010180100 | WASHER,PLAIN,SQUARE,LARGE 52x52x4.5 mm.HOLE DIA. 18 MM. TIS.258 | PCS. | 1 | 0
| 1020260301 | PREFORMED D/E, AW 50 SQ.MM. | EA | 4 | 0
| 1030030000 | INSULATOR,SPOOL,TYPE B (CLASS 53-2)TIS.227 | PCS. | 4 | 4
| 1030130002 | RACK,SECONDARY,MEDIUM PRESSED STEEL 4X200 mm.(4x8") | EACH | 1 | 1
| 9090010003 | PLUG BOLT M.10 | SET | 4 | 0
set12005 | RACK 4 INST. ON SUNSHADE CEILING, DE 95-120 SQ.MM.
| 1010180100 | WASHER,PLAIN,SQUARE,LARGE 52x52x4.5 mm.HOLE DIA. 18 MM. TIS.258 | PCS. | 4 | 0
| 1020260302 | PREFORMED D/E, AW 95 SQ.MM. | EA | 4 | 0
| 1030030000 | INSULATOR,SPOOL,TYPE B (CLASS 53-2)TIS.227 | PCS. | 4 | 4
| 1030130002 | RACK,SECONDARY,MEDIUM PRESSED STEEL 4X200 mm.(4x8") | EACH | 1 | 1
| 9090010003 | PLUG BOLT M.10 | SET | 4 | 0
set12011 | RACK 3 INST. ON SUNSHADE CEILING, TANGENT
| 1010180100 | WASHER,PLAIN,SQUARE,LARGE 52x52x4.5 mm.HOLE DIA. 18 MM. TIS.258 | PCS. | 2 | 0
| 1020200002 | TIE WIRE,AL 4 mm. | KG. | 0.13 | 0
| 1030030000 | INSULATOR,SPOOL,TYPE B (CLASS 53-2)TIS.227 | PCS. | 3 | 3
| 1030130001 | RACK,SECONDARY,MEDIUM PRESSED STEEL 3X200 mm.(3x8") | EACH | 1 | 1
| 9090010002 | PLUG BOLT M.8 | SET | 2 | 0
set12013 | RACK 3 INST. ON SUNSHADE CEILING, DE 25-35 SQ.MM.
| 1010180100 | WASHER,PLAIN,SQUARE,LARGE 52x52x4.5 mm.HOLE DIA. 18 MM. TIS.258 | PCS. | 3 | 0
| 1020260300 | PREFORMED D/E, AW 25 SQ.MM. | EA | 3 | 0
| 1030030000 | INSULATOR,SPOOL,TYPE B (CLASS 53-2)TIS.227 | PCS. | 3 | 3
| 1030130001 | RACK,SECONDARY,MEDIUM PRESSED STEEL 3X200 mm.(3x8") | EACH | 1 | 1
| 9090010003 | PLUG BOLT M.10 | SET | 3 | 0
set12014 | RACK 3 INST. ON SUNSHADE CEILING, DE 50-70 SQ.MM.
| 1010180100 | WASHER,PLAIN,SQUARE,LARGE 52x52x4.5 mm.HOLE DIA. 18 MM. TIS.258 | PCS. | 3 | 0
| 1020260301 | PREFORMED D/E, AW 50 SQ.MM. | EA | 3 | 0
| 1030030000 | INSULATOR,SPOOL,TYPE B (CLASS 53-2)TIS.227 | PCS. | 3 | 3
| 1030130001 | RACK,SECONDARY,MEDIUM PRESSED STEEL 3X200 mm.(3x8") | EACH | 1 | 1
| 9090010003 | PLUG BOLT M.10 | SET | 3 | 0
set12021 | RACK 2 INST. ON SUNSHADE CEILING, TANGENT
| 1010180100 | WASHER,PLAIN,SQUARE,LARGE 52x52x4.5 mm.HOLE DIA. 18 MM. TIS.258 | PCS. | 2 | 0
| 1020200002 | TIE WIRE,AL 4 mm. | KG. | 0.09 | 0
| 1030030000 | INSULATOR,SPOOL,TYPE B (CLASS 53-2)TIS.227 | PCS. | 2 | 2
| 1030130000 | RACK,SECONDARY,MEDIUM PRESSED STEEL 2X200 mm.(2x8") | EACH | 1 | 1
| 9090010002 | PLUG BOLT M.8 | SET | 2 | 0
set12023 | RACK 2 INST. ON SUNSHADE CEILING, DE 25-35 SQ.MM.
| 1010180100 | WASHER,PLAIN,SQUARE,LARGE 52x52x4.5 mm.HOLE DIA. 18 MM. TIS.258 | PCS. | 2 | 0
| 1020260300 | PREFORMED D/E, AW 25 SQ.MM. | EA | 2 | 0
| 1030030000 | INSULATOR,SPOOL,TYPE B (CLASS 53-2)TIS.227 | PCS. | 2 | 2
| 1030130000 | RACK,SECONDARY,MEDIUM PRESSED STEEL 2X200 mm.(2x8") | EACH | 1 | 1
| 9090010003 | PLUG BOLT M.10 | SET | 2 | 0
set12024 | RACK 2 INST. ON SUNSHADE CEILING, DE 50-70 SQ.MM.
| 1010180100 | WASHER,PLAIN,SQUARE,LARGE 52x52x4.5 mm.HOLE DIA. 18 MM. TIS.258 | PCS. | 2 | 0
| 1020260301 | PREFORMED D/E, AW 50 SQ.MM. | EA | 2 | 0
| 1030030000 | INSULATOR,SPOOL,TYPE B (CLASS 53-2)TIS.227 | PCS. | 2 | 2
| 1030130000 | RACK,SECONDARY,MEDIUM PRESSED STEEL 2X200 mm.(2x8") | EACH | 1 | 1
| 9090010003 | PLUG BOLT M.10 | SET | 2 | 0
set12031 | CLEVIS, FLAT STEEL INST. ON SUNSHADE CEILING, TANGENT
| 1010180100 | WASHER,PLAIN,SQUARE,LARGE 52x52x4.5 mm.HOLE DIA. 18 MM. TIS.258 | PCS. | 1 | 0
| 1020200002 | TIE WIRE,AL 4 mm. | KG. | 0.05 | 0
| 1030030000 | INSULATOR,SPOOL,TYPE B (CLASS 53-2)TIS.227 | PCS. | 1 | 1
| 1030130100 | CLEVIS,FLAT STEEL 4 1/4" FOR INSULATOR EEI-NEMA CLASS 53-2 TIS.227 | PCS. | 1 | 1
| 9090010002 | PLUG BOLT M.8 | SET | 1 | 0
set12032 | CLEVIS, FLAT STEEL INST. ON SUNSHADE CEILING, DE 25-35 SQ.MM.
| 1010180100 | WASHER,PLAIN,SQUARE,LARGE 52x52x4.5 mm.HOLE DIA. 18 MM. TIS.258 | PCS. | 1 | 0
| 1020260300 | PREFORMED D/E, AW 25 SQ.MM. | EA | 1 | 0
| 1030030000 | INSULATOR,SPOOL,TYPE B (CLASS 53-2)TIS.227 | PCS. | 1 | 1
| 1030130100 | CLEVIS,FLAT STEEL 4 1/4" FOR INSULATOR EEI-NEMA CLASS 53-2 TIS.227 | PCS. | 1 | 1
| 9090010003 | PLUG BOLT M.10 | SET | 1 | 0
set12033 | CLEVIS, FLAT STEEL INST. ON SUNSHADE CEILING, DE 50-70 SQ.MM.
| 1010180100 | WASHER,PLAIN,SQUARE,LARGE 52x52x4.5 mm.HOLE DIA. 18 MM. TIS.258 | PCS. | 1 | 0
| 1020260301 | PREFORMED D/E, AW 50 SQ.MM. | EA | 1 | 0
| 1030030000 | INSULATOR,SPOOL,TYPE B (CLASS 53-2)TIS.227 | PCS. | 1 | 1
| 1030130100 | CLEVIS,FLAT STEEL 4 1/4" FOR INSULATOR EEI-NEMA CLASS 53-2 TIS.227 | PCS. | 1 | 1
| 9090010003 | PLUG BOLT M.10 | SET | 1 | 0
set13001 | ANCHOR GUY, GY-01, 50 SQ.MM. INSTALL WITH RACK
| 1000040001 | ANCHOR,PLATE,REINFORCED CONCRETE 550X550X150 MM. | EACH | 1 | 0
| 1010100004 | WIRE,STEEL STRANDED 50/7 sq.mm.TIS.404 | M. | 12 | 0
| 1010210000 | ROD,ANCHOR,ROUND EYE M.16, 2,000 mm.LONG | SET | 1 | 0
| 1010210300 | ANGLE GUY ATTACHMENT 30 DEGREE. | PCS. | 1 | 0
| 1010210304 | THIMBLE,GUY,FOR STEEL WIRE 50-95 sq.mm. | PCS. | 1 | 0
| 1010230000 | CLAMP,SINGLE U-BOLT,M.8 (WIRE ROPE CLIP) | SET | 6 | 0
set13002 | ANCHOR GUY, GY-01, 95 SQ.MM. INSTALL WITH RACK
| 1000040001 | ANCHOR,PLATE,REINFORCED CONCRETE 550X550X150 MM. | EACH | 1 | 0
| 1010100006 | WIRE,STEEL STRANDED 95 sq.mm.TIS.404 | M. | 12 | 0
| 1010210000 | ROD,ANCHOR,ROUND EYE M.16, 2,000 mm.LONG | SET | 1 | 0
| 1010210300 | ANGLE GUY ATTACHMENT 30 DEGREE. | PCS. | 1 | 0
| 1010210304 | THIMBLE,GUY,FOR STEEL WIRE 50-95 sq.mm. | PCS. | 1 | 0
| 1010230001 | CLAMP,DOUBLE U-BOLT,M.16 (WIRE ROPE CLIP) | SET | 4 | 0
set13003 | ANCHOR GUY, GY-02, 50 SQ.MM. INSTALL WITH RACK
| 1000040001 | ANCHOR,PLATE,REINFORCED CONCRETE 550X550X150 MM. | EACH | 1 | 0
| 1010100004 | WIRE,STEEL STRANDED 50/7 sq.mm.TIS.404 | M. | 12 | 0
| 1010210000 | ROD,ANCHOR,ROUND EYE M.16, 2,000 mm.LONG | SET | 1 | 0
| 1010210300 | ANGLE GUY ATTACHMENT 30 DEGREE. | PCS. | 1 | 0
| 1010210304 | THIMBLE,GUY,FOR STEEL WIRE 50-95 sq.mm. | PCS. | 1 | 0
| 1010230000 | CLAMP,SINGLE U-BOLT,M.8 (WIRE ROPE CLIP) | SET | 6 | 0
| 1030030100 | INSULATOR,STRAIN,TYPE A (CLASS 54-1)TIS.280 | PCS. | 1 | 1
set13004 | ANCHOR GUY, GY-02, 95 SQ.MM. INSTALL WITH RACK
| 1000040001 | ANCHOR,PLATE,REINFORCED CONCRETE 550X550X150 MM. | EACH | 1 | 0
| 1010100006 | WIRE,STEEL STRANDED 95 sq.mm.TIS.404 | M. | 12 | 0
| 1010210000 | ROD,ANCHOR,ROUND EYE M.16, 2,000 mm.LONG | SET | 1 | 0
| 1010210300 | ANGLE GUY ATTACHMENT 30 DEGREE. | PCS. | 1 | 0
| 1010210304 | THIMBLE,GUY,FOR STEEL WIRE 50-95 sq.mm. | PCS. | 1 | 0
| 1010230001 | CLAMP,DOUBLE U-BOLT,M.16 (WIRE ROPE CLIP) | SET | 4 | 0
| 1030030103 | INSULATOR,STRAIN,TYPE D (CLASS 54-4)TIS.280 | PCS. | 1 | 1
set13011 | ANCHOR GUY, GY-01, 50 SQ.MM. INSTALL WITHOUT RACK ON LT. POLE
| 1000040001 | ANCHOR,PLATE,REINFORCED CONCRETE 550X550X150 MM. | EACH | 1 | 0
| 1010100004 | WIRE,STEEL STRANDED 50/7 sq.mm.TIS.404 | M. | 12 | 0
| 1010110202 | BOLT,MACHINE M.16x200 mm. | SET | 1 | 0
| 1010180100 | WASHER,PLAIN,SQUARE,LARGE 52x52x4.5 mm.HOLE DIA. 18 MM. TIS.258 | PCS. | 1 | 0
| 1010210000 | ROD,ANCHOR,ROUND EYE M.16, 2,000 mm.LONG | SET | 1 | 0
| 1010210300 | ANGLE GUY ATTACHMENT 30 DEGREE. | PCS. | 1 | 0
| 1010210304 | THIMBLE,GUY,FOR STEEL WIRE 50-95 sq.mm. | PCS. | 1 | 0
| 1010230000 | CLAMP,SINGLE U-BOLT,M.8 (WIRE ROPE CLIP) | SET | 6 | 0
set13012 | ANCHOR GUY, GY-01, 95 SQ.MM. INSTALL WITHOUT RACK ON LT. POLE
| 1000040001 | ANCHOR,PLATE,REINFORCED CONCRETE 550X550X150 MM. | EACH | 1 | 0
| 1010100006 | WIRE,STEEL STRANDED 95 sq.mm.TIS.404 | M. | 12 | 0
| 1010110202 | BOLT,MACHINE M.16x200 mm. | SET | 1 | 0
| 1010180100 | WASHER,PLAIN,SQUARE,LARGE 52x52x4.5 mm.HOLE DIA. 18 MM. TIS.258 | PCS. | 1 | 0
| 1010210000 | ROD,ANCHOR,ROUND EYE M.16, 2,000 mm.LONG | SET | 1 | 0
| 1010210300 | ANGLE GUY ATTACHMENT 30 DEGREE. | PCS. | 1 | 0
| 1010210304 | THIMBLE,GUY,FOR STEEL WIRE 50-95 sq.mm. | PCS. | 1 | 0
| 1010230001 | CLAMP,DOUBLE U-BOLT,M.16 (WIRE ROPE CLIP) | SET | 4 | 0
set13013 | ANCHOR GUY, GY-02, 50 SQ.MM. INSTALL WITHOUT RACK ON LT. POLE
| 1000040001 | ANCHOR,PLATE,REINFORCED CONCRETE 550X550X150 MM. | EACH | 1 | 0
| 1010100004 | WIRE,STEEL STRANDED 50/7 sq.mm.TIS.404 | M. | 12 | 0
| 1010110202 | BOLT,MACHINE M.16x200 mm. | SET | 1 | 0
| 1010180100 | WASHER,PLAIN,SQUARE,LARGE 52x52x4.5 mm.HOLE DIA. 18 MM. TIS.258 | PCS. | 1 | 0
| 1010210000 | ROD,ANCHOR,ROUND EYE M.16, 2,000 mm.LONG | SET | 1 | 0
| 1010210300 | ANGLE GUY ATTACHMENT 30 DEGREE. | PCS. | 1 | 0
| 1010210304 | THIMBLE,GUY,FOR STEEL WIRE 50-95 sq.mm. | PCS. | 1 | 0
| 1010230000 | CLAMP,SINGLE U-BOLT,M.8 (WIRE ROPE CLIP) | SET | 6 | 0
| 1030030100 | INSULATOR,STRAIN,TYPE A (CLASS 54-1)TIS.280 | PCS. | 1 | 1
set13014 | ANCHOR GUY, GY-02, 95 SQ.MM. INSTALL WITHOUT RACK ON LT. POLE
| 1000040001 | ANCHOR,PLATE,REINFORCED CONCRETE 550X550X150 MM. | EACH | 1 | 0
| 1010100006 | WIRE,STEEL STRANDED 95 sq.mm.TIS.404 | M. | 12 | 0
| 1010110202 | BOLT,MACHINE M.16x200 mm. | SET | 1 | 0
| 1010180100 | WASHER,PLAIN,SQUARE,LARGE 52x52x4.5 mm.HOLE DIA. 18 MM. TIS.258 | PCS. | 1 | 0
| 1010210000 | ROD,ANCHOR,ROUND EYE M.16, 2,000 mm.LONG | SET | 1 | 0
| 1010210300 | ANGLE GUY ATTACHMENT 30 DEGREE. | PCS. | 1 | 0
| 1010210304 | THIMBLE,GUY,FOR STEEL WIRE 50-95 sq.mm. | PCS. | 1 | 0
| 1010230001 | CLAMP,DOUBLE U-BOLT,M.16 (WIRE ROPE CLIP) | SET | 4 | 0
| 1030030103 | INSULATOR,STRAIN,TYPE D (CLASS 54-4)TIS.280 | PCS. | 1 | 1
set13015 | ANCHOR GUY, GY-03, 50 SQ.MM. INSTALL WITHOUT RACK ON LT. POLE
| 1000040001 | ANCHOR,PLATE,REINFORCED CONCRETE 550X550X150 MM. | EACH | 1 | 0
| 1010100004 | WIRE,STEEL STRANDED 50/7 sq.mm.TIS.404 | M. | 12 | 0
| 1010180100 | WASHER,PLAIN,SQUARE,LARGE 52x52x4.5 mm.HOLE DIA. 18 MM. TIS.258 | PCS. | 1 | 0
| 1010210000 | ROD,ANCHOR,ROUND EYE M.16, 2,000 mm.LONG | SET | 1 | 0
| 1010210201 | BOLT,STRAND EYE,SINGLE 45 DEGREE M.16x250 mm. | SET | 1 | 0
| 1010210304 | THIMBLE,GUY,FOR STEEL WIRE 50-95 sq.mm. | PCS. | 1 | 0
| 1010230000 | CLAMP,SINGLE U-BOLT,M.8 (WIRE ROPE CLIP) | SET | 6 | 0
| 1030030100 | INSULATOR,STRAIN,TYPE A (CLASS 54-1)TIS.280 | PCS. | 1 | 1
set13016 | ANCHOR GUY, GY-03, 95 SQ.MM. INSTALL WITHOUT RACK ON LT. POLE
| 1000040001 | ANCHOR,PLATE,REINFORCED CONCRETE 550X550X150 MM. | EACH | 1 | 0
| 1010100006 | WIRE,STEEL STRANDED 95 sq.mm.TIS.404 | M. | 12 | 0
| 1010180100 | WASHER,PLAIN,SQUARE,LARGE 52x52x4.5 mm.HOLE DIA. 18 MM. TIS.258 | PCS. | 1 | 0
| 1010210000 | ROD,ANCHOR,ROUND EYE M.16, 2,000 mm.LONG | SET | 1 | 0
| 1010210201 | BOLT,STRAND EYE,SINGLE 45 DEGREE M.16x250 mm. | SET | 1 | 0
| 1010210304 | THIMBLE,GUY,FOR STEEL WIRE 50-95 sq.mm. | PCS. | 1 | 0
| 1010230001 | CLAMP,DOUBLE U-BOLT,M.16 (WIRE ROPE CLIP) | SET | 4 | 0
| 1030030103 | INSULATOR,STRAIN,TYPE D (CLASS 54-4)TIS.280 | PCS. | 1 | 1
set13017 | POLE GUY OVER STREET, GY-04, 50 SQ.MM. INSTALL WITHOUT RACK ON LT. POLE
| 1010100004 | WIRE,STEEL STRANDED 50/7 sq.mm.TIS.404 | M. | 15 | 0
| 1010140001 | BOLT, ROUNG EYE M 16X200 MM. | SET | 1 | 0
| 1010180100 | WASHER,PLAIN,SQUARE,LARGE 52x52x4.5 mm.HOLE DIA. 18 MM. TIS.258 | PCS. | 4 | 0
| 1010210304 | THIMBLE,GUY,FOR STEEL WIRE 50-95 sq.mm. | PCS. | 2 | 0
| 1010230000 | CLAMP,SINGLE U-BOLT,M.8 (WIRE ROPE CLIP) | SET | 6 | 0
| 1030030100 | INSULATOR,STRAIN,TYPE A (CLASS 54-1)TIS.280 | PCS. | 1 | 1
set13018 | POLE GUY OVER STREET, GY-04, 95 SQ.MM. INSTALL WITHOUT RACK ON LT. POLE
| 1010100006 | WIRE,STEEL STRANDED 95 sq.mm.TIS.404 | M. | 15 | 0
| 1010140001 | BOLT, ROUNG EYE M 16X200 MM. | SET | 2 | 0
| 1010180100 | WASHER,PLAIN,SQUARE,LARGE 52x52x4.5 mm.HOLE DIA. 18 MM. TIS.258 | PCS. | 4 | 0
| 1010210304 | THIMBLE,GUY,FOR STEEL WIRE 50-95 sq.mm. | PCS. | 2 | 0
| 1010230001 | CLAMP,DOUBLE U-BOLT,M.16 (WIRE ROPE CLIP) | SET | 4 | 0
| 1030030103 | INSULATOR,STRAIN,TYPE D (CLASS 54-4)TIS.280 | PCS. | 1 | 1
set13033 | ANCHOR GUY, GY-02, 50 SQ.MM. INSTALL WITHOUT RACK ON 12 M. POLE
| 1000040001 | ANCHOR,PLATE,REINFORCED CONCRETE 550X550X150 MM. | EACH | 1 | 0
| 1010100004 | WIRE,STEEL STRANDED 50/7 sq.mm.TIS.404 | M. | 12 | 0
| 1010110203 | BOLT,MACHINE M.16x250 mm. | SET | 1 | 0
| 1010180100 | WASHER,PLAIN,SQUARE,LARGE 52x52x4.5 mm.HOLE DIA. 18 MM. TIS.258 | PCS. | 1 | 0
| 1010210000 | ROD,ANCHOR,ROUND EYE M.16, 2,000 mm.LONG | SET | 1 | 0
| 1010210300 | ANGLE GUY ATTACHMENT 30 DEGREE. | PCS. | 1 | 0
| 1010210304 | THIMBLE,GUY,FOR STEEL WIRE 50-95 sq.mm. | PCS. | 1 | 0
| 1010230000 | CLAMP,SINGLE U-BOLT,M.8 (WIRE ROPE CLIP) | SET | 6 | 0
| 1030030100 | INSULATOR,STRAIN,TYPE A (CLASS 54-1)TIS.280 | PCS. | 1 | 1
set13034 | ANCHOR GUY, GY-02, 95 SQ.MM. INSTALL WITHOUT RACK ON 12 M. POLE
| 1000040001 | ANCHOR,PLATE,REINFORCED CONCRETE 550X550X150 MM. | EACH | 1 | 0
| 1010100006 | WIRE,STEEL STRANDED 95 sq.mm.TIS.404 | M. | 12 | 0
| 1010110203 | BOLT,MACHINE M.16x250 mm. | SET | 1 | 0
| 1010180100 | WASHER,PLAIN,SQUARE,LARGE 52x52x4.5 mm.HOLE DIA. 18 MM. TIS.258 | PCS. | 1 | 0
| 1010210000 | ROD,ANCHOR,ROUND EYE M.16, 2,000 mm.LONG | SET | 1 | 0
| 1010210300 | ANGLE GUY ATTACHMENT 30 DEGREE. | PCS. | 1 | 0
| 1010210304 | THIMBLE,GUY,FOR STEEL WIRE 50-95 sq.mm. | PCS. | 1 | 0
| 1010230001 | CLAMP,DOUBLE U-BOLT,M.16 (WIRE ROPE CLIP) | SET | 4 | 0
| 1030030103 | INSULATOR,STRAIN,TYPE D (CLASS 54-4)TIS.280 | PCS. | 1 | 1
set13035 | ANCHOR GUY, GY-03, 50 SQ.MM. INSTALL WITHOUT RACK ON 12 M. POLE
| 1000040001 | ANCHOR,PLATE,REINFORCED CONCRETE 550X550X150 MM. | EACH | 1 | 0
| 1010100004 | WIRE,STEEL STRANDED 50/7 sq.mm.TIS.404 | M. | 12 | 0
| 1010180100 | WASHER,PLAIN,SQUARE,LARGE 52x52x4.5 mm.HOLE DIA. 18 MM. TIS.258 | PCS. | 1 | 0
| 1010210000 | ROD,ANCHOR,ROUND EYE M.16, 2,000 mm.LONG | SET | 1 | 0
| 1010210201 | BOLT,STRAND EYE,SINGLE 45 DEGREE M.16x250 mm. | SET | 1 | 0
| 1010210304 | THIMBLE,GUY,FOR STEEL WIRE 50-95 sq.mm. | PCS. | 1 | 0
| 1010230000 | CLAMP,SINGLE U-BOLT,M.8 (WIRE ROPE CLIP) | SET | 6 | 0
| 1030030100 | INSULATOR,STRAIN,TYPE A (CLASS 54-1)TIS.280 | PCS. | 1 | 1
set13036 | ANCHOR GUY, GY-03, 95 SQ.MM. INSTALL WITHOUT RACK ON 12 M. POLE
| 1000040001 | ANCHOR,PLATE,REINFORCED CONCRETE 550X550X150 MM. | EACH | 1 | 0
| 1010100006 | WIRE,STEEL STRANDED 95 sq.mm.TIS.404 | M. | 12 | 0
| 1010180100 | WASHER,PLAIN,SQUARE,LARGE 52x52x4.5 mm.HOLE DIA. 18 MM. TIS.258 | PCS. | 1 | 0
| 1010210000 | ROD,ANCHOR,ROUND EYE M.16, 2,000 mm.LONG | SET | 1 | 0
| 1010210201 | BOLT,STRAND EYE,SINGLE 45 DEGREE M.16x250 mm. | SET | 1 | 0
| 1010210304 | THIMBLE,GUY,FOR STEEL WIRE 50-95 sq.mm. | PCS. | 1 | 0
| 1010230001 | CLAMP,DOUBLE U-BOLT,M.16 (WIRE ROPE CLIP) | SET | 4 | 0
| 1030030103 | INSULATOR,STRAIN,TYPE D (CLASS 54-4)TIS.280 | PCS. | 1 | 1
set13037 | ANCHOR GUY, GY-04, 50 SQ.MM. INSTALL WITHOUT RACK ON 12 M. POLE
| 1010100004 | WIRE,STEEL STRANDED 50/7 sq.mm.TIS.404 | M. | 15 | 0
| 1010140001 | BOLT, ROUNG EYE M 16X200 MM. | SET | 1 | 0
| 1010140002 | BOLT,ROUND EYE M.16x250 mm. | SET | 1 | 0
| 1010180100 | WASHER,PLAIN,SQUARE,LARGE 52x52x4.5 mm.HOLE DIA. 18 MM. TIS.258 | PCS. | 4 | 0
| 1010210304 | THIMBLE,GUY,FOR STEEL WIRE 50-95 sq.mm. | PCS. | 2 | 0
| 1010230000 | CLAMP,SINGLE U-BOLT,M.8 (WIRE ROPE CLIP) | SET | 6 | 0
| 1030030100 | INSULATOR,STRAIN,TYPE A (CLASS 54-1)TIS.280 | PCS. | 1 | 1
set13038 | ANCHOR GUY, GY-04, 95 SQ.MM. INSTALL WITHOUT RACK ON 12 M. POLE
| 1010100006 | WIRE,STEEL STRANDED 95 sq.mm.TIS.404 | M. | 15 | 0
| 1010140001 | BOLT, ROUNG EYE M 16X200 MM. | SET | 1 | 0
| 1010140003 | BOLT,ROUND EYE M.16x300 mm. | SET | 1 | 0
| 1010180100 | WASHER,PLAIN,SQUARE,LARGE 52x52x4.5 mm.HOLE DIA. 18 MM. TIS.258 | PCS. | 4 | 0
| 1010210304 | THIMBLE,GUY,FOR STEEL WIRE 50-95 sq.mm. | PCS. | 1 | 0
| 1010230001 | CLAMP,DOUBLE U-BOLT,M.16 (WIRE ROPE CLIP) | SET | 4 | 0
| 1030030103 | INSULATOR,STRAIN,TYPE D (CLASS 54-4)TIS.280 | PCS. | 1 | 1
set13053 | ANCHOR GUY, GY-02, 50 SQ.MM. INSTALL WITHOUT RACK ON 14 M. POLE
| 1000040001 | ANCHOR,PLATE,REINFORCED CONCRETE 550X550X150 MM. | EACH | 1 | 0
| 1010100004 | WIRE,STEEL STRANDED 50/7 sq.mm.TIS.404 | M. | 12 | 0
| 1010110204 | BOLT,MACHINE M.16x300 mm. | SET | 1 | 0
| 1010210000 | ROD,ANCHOR,ROUND EYE M.16, 2,000 mm.LONG | SET | 1 | 0
| 1010210300 | ANGLE GUY ATTACHMENT 30 DEGREE. | PCS. | 1 | 0
| 1010210304 | THIMBLE,GUY,FOR STEEL WIRE 50-95 sq.mm. | PCS. | 1 | 0
| 1010230000 | CLAMP,SINGLE U-BOLT,M.8 (WIRE ROPE CLIP) | SET | 6 | 0
| 1030030100 | INSULATOR,STRAIN,TYPE A (CLASS 54-1)TIS.280 | PCS. | 1 | 1
set13054 | ANCHOR GUY, GY-02, 95 SQ.MM. INSTALL WITHOUT RACK ON 14 M. POLE
| 1000040001 | ANCHOR,PLATE,REINFORCED CONCRETE 550X550X150 MM. | EACH | 1 | 0
| 1010100006 | WIRE,STEEL STRANDED 95 sq.mm.TIS.404 | M. | 12 | 0
| 1010110204 | BOLT,MACHINE M.16x300 mm. | SET | 1 | 0
| 1010210000 | ROD,ANCHOR,ROUND EYE M.16, 2,000 mm.LONG | SET | 1 | 0
| 1010210300 | ANGLE GUY ATTACHMENT 30 DEGREE. | PCS. | 1 | 0
| 1010210304 | THIMBLE,GUY,FOR STEEL WIRE 50-95 sq.mm. | PCS. | 1 | 0
| 1010230001 | CLAMP,DOUBLE U-BOLT,M.16 (WIRE ROPE CLIP) | SET | 4 | 0
| 1030030103 | INSULATOR,STRAIN,TYPE D (CLASS 54-4)TIS.280 | PCS. | 1 | 1
set13055 | ANCHOR GUY, GY-03, 50 SQ.MM. INSTALL WITHOUT RACK ON 14 M. POLE
| 1000040001 | ANCHOR,PLATE,REINFORCED CONCRETE 550X550X150 MM. | EACH | 1 | 0
| 1010100004 | WIRE,STEEL STRANDED 50/7 sq.mm.TIS.404 | M. | 12 | 0
| 1010180100 | WASHER,PLAIN,SQUARE,LARGE 52x52x4.5 mm.HOLE DIA. 18 MM. TIS.258 | PCS. | 1 | 0
| 1010210000 | ROD,ANCHOR,ROUND EYE M.16, 2,000 mm.LONG | SET | 1 | 0
| 1010210202 | BOLT,STRAND EYE,SINGLE 45 DEGREE M.16X350 MM. | SET | 1 | 0
| 1010230000 | CLAMP,SINGLE U-BOLT,M.8 (WIRE ROPE CLIP) | SET | 6 | 0
| 1030030100 | INSULATOR,STRAIN,TYPE A (CLASS 54-1)TIS.280 | PCS. | 1 | 1
set13056 | ANCHOR GUY, GY-03, 95 SQ.MM. INSTALL WITHOUT RACK ON 14 M. POLE
| 1000040001 | ANCHOR,PLATE,REINFORCED CONCRETE 550X550X150 MM. | EACH | 1 | 0
| 1010100006 | WIRE,STEEL STRANDED 95 sq.mm.TIS.404 | M. | 12 | 0
| 1010180100 | WASHER,PLAIN,SQUARE,LARGE 52x52x4.5 mm.HOLE DIA. 18 MM. TIS.258 | PCS. | 1 | 0
| 1010210000 | ROD,ANCHOR,ROUND EYE M.16, 2,000 mm.LONG | SET | 1 | 0
| 1010210202 | BOLT,STRAND EYE,SINGLE 45 DEGREE M.16X350 MM. | SET | 1 | 0
| 1010210304 | THIMBLE,GUY,FOR STEEL WIRE 50-95 sq.mm. | PCS. | 1 | 0
| 1010230001 | CLAMP,DOUBLE U-BOLT,M.16 (WIRE ROPE CLIP) | SET | 4 | 0
| 1030030103 | INSULATOR,STRAIN,TYPE D (CLASS 54-4)TIS.280 | PCS. | 1 | 1
set13057 | ANCHOR GUY, GY-04, 50 SQ.MM. INSTALL WITHOUT RACK ON 14 M. POLE
| 1010100004 | WIRE,STEEL STRANDED 50/7 sq.mm.TIS.404 | M. | 15 | 0
| 1010140001 | BOLT, ROUNG EYE M 16X200 MM. | SET | 1 | 0
| 1010140003 | BOLT,ROUND EYE M.16x300 mm. | SET | 1 | 0
| 1010180100 | WASHER,PLAIN,SQUARE,LARGE 52x52x4.5 mm.HOLE DIA. 18 MM. TIS.258 | PCS. | 4 | 0
| 1010210304 | THIMBLE,GUY,FOR STEEL WIRE 50-95 sq.mm. | PCS. | 2 | 0
| 1010230000 | CLAMP,SINGLE U-BOLT,M.8 (WIRE ROPE CLIP) | SET | 6 | 0
| 1030030100 | INSULATOR,STRAIN,TYPE A (CLASS 54-1)TIS.280 | PCS. | 1 | 0
set13058 | ANCHOR GUY, GY-04, 95 SQ.MM. INSTALL WITHOUT RACK ON 14 M. POLE
| 1010100006 | WIRE,STEEL STRANDED 95 sq.mm.TIS.404 | M. | 15 | 0
| 1010140001 | BOLT, ROUNG EYE M 16X200 MM. | SET | 1 | 0
| 1010140003 | BOLT,ROUND EYE M.16x300 mm. | SET | 1 | 0
| 1010180100 | WASHER,PLAIN,SQUARE,LARGE 52x52x4.5 mm.HOLE DIA. 18 MM. TIS.258 | PCS. | 4 | 0
| 1010210304 | THIMBLE,GUY,FOR STEEL WIRE 50-95 sq.mm. | PCS. | 2 | 0
| 1010230001 | CLAMP,DOUBLE U-BOLT,M.16 (WIRE ROPE CLIP) | SET | 4 | 0
| 1030030103 | INSULATOR,STRAIN,TYPE D (CLASS 54-4)TIS.280 | PCS. | 1 | 0
set13101 | STUB GUY, GY-01, 50 SQ.MM. INSTALL WITH RACK
| 1010100004 | WIRE,STEEL STRANDED 50/7 sq.mm.TIS.404 | M. | 12 | 0
| 1010180100 | WASHER,PLAIN,SQUARE,LARGE 52x52x4.5 mm.HOLE DIA. 18 MM. TIS.258 | PCS. | 2 | 0
| 1010210202 | BOLT,STRAND EYE,SINGLE 45 DEGREE M.16X350 MM. | SET | 1 | 0
| 1010210300 | ANGLE GUY ATTACHMENT 30 DEGREE. | PCS. | 1 | 0
| 1010230000 | CLAMP,SINGLE U-BOLT,M.8 (WIRE ROPE CLIP) | SET | 6 | 0
set13102 | STUB GUY, GY-01, 95 SQ.MM. INSTALL WITH RACK
| 1010100006 | WIRE,STEEL STRANDED 95 sq.mm.TIS.404 | M. | 12 | 0
| 1010130000 | BOLT,DOUBLE ARMING,ROUND EYE M.16x400 mm. | SET | 1 | 0
| 1010180100 | WASHER,PLAIN,SQUARE,LARGE 52x52x4.5 mm.HOLE DIA. 18 MM. TIS.258 | PCS. | 2 | 0
| 1010210300 | ANGLE GUY ATTACHMENT 30 DEGREE. | PCS. | 1 | 0
| 1010210304 | THIMBLE,GUY,FOR STEEL WIRE 50-95 sq.mm. | PCS. | 1 | 0
| 1010230001 | CLAMP,DOUBLE U-BOLT,M.16 (WIRE ROPE CLIP) | SET | 4 | 0
set13103 | STUB GUY, GY-02, 50 SQ.MM. INSTALL WITH RACK
| 1010100004 | WIRE,STEEL STRANDED 50/7 sq.mm.TIS.404 | M. | 12 | 0
| 1010180100 | WASHER,PLAIN,SQUARE,LARGE 52x52x4.5 mm.HOLE DIA. 18 MM. TIS.258 | PCS. | 2 | 0
| 1010210202 | BOLT,STRAND EYE,SINGLE 45 DEGREE M.16X350 MM. | SET | 1 | 0
| 1010210300 | ANGLE GUY ATTACHMENT 30 DEGREE. | PCS. | 1 | 0
| 1010230000 | CLAMP,SINGLE U-BOLT,M.8 (WIRE ROPE CLIP) | SET | 6 | 0
| 1030030100 | INSULATOR,STRAIN,TYPE A (CLASS 54-1)TIS.280 | PCS. | 1 | 0
set13104 | STUB GUY, GY-02, 95 SQ.MM. INSTALL WITH RACK
| 1010100006 | WIRE,STEEL STRANDED 95 sq.mm.TIS.404 | M. | 12 | 0
| 1010130000 | BOLT,DOUBLE ARMING,ROUND EYE M.16x400 mm. | SET | 1 | 0
| 1010180100 | WASHER,PLAIN,SQUARE,LARGE 52x52x4.5 mm.HOLE DIA. 18 MM. TIS.258 | PCS. | 1 | 0
| 1010210300 | ANGLE GUY ATTACHMENT 30 DEGREE. | PCS. | 1 | 0
| 1010210304 | THIMBLE,GUY,FOR STEEL WIRE 50-95 sq.mm. | PCS. | 1 | 0
| 1010230001 | CLAMP,DOUBLE U-BOLT,M.16 (WIRE ROPE CLIP) | SET | 1 | 0
| 1030030103 | INSULATOR,STRAIN,TYPE D (CLASS 54-4)TIS.280 | PCS. | 1 | 0
set13111 | STUB GUY, GY-01, 50 SQ.MM. INSTALL WITHOUT RACK ON LT. POLE
| 1010100004 | WIRE,STEEL STRANDED 50/7 sq.mm.TIS.404 | M. | 12 | 0
| 1010110202 | BOLT,MACHINE M.16x200 mm. | SET | 1 | 0
| 1010180100 | WASHER,PLAIN,SQUARE,LARGE 52x52x4.5 mm.HOLE DIA. 18 MM. TIS.258 | PCS. | 2 | 0
| 1010210202 | BOLT,STRAND EYE,SINGLE 45 DEGREE M.16X350 MM. | SET | 1 | 0
| 1010210300 | ANGLE GUY ATTACHMENT 30 DEGREE. | PCS. | 1 | 0
| 1010230000 | CLAMP,SINGLE U-BOLT,M.8 (WIRE ROPE CLIP) | SET | 6 | 0
set13112 | STUB GUY, GY-01, 95 SQ.MM. INSTALL WITHOUT RACK ON LT. POLE
| 1010100006 | WIRE,STEEL STRANDED 95 sq.mm.TIS.404 | M. | 12 | 0
| 1010110202 | BOLT,MACHINE M.16x200 mm. | SET | 1 | 0
| 1010130000 | BOLT,DOUBLE ARMING,ROUND EYE M.16x400 mm. | SET | 1 | 0
| 1010180100 | WASHER,PLAIN,SQUARE,LARGE 52x52x4.5 mm.HOLE DIA. 18 MM. TIS.258 | PCS. | 2 | 0
| 1010210300 | ANGLE GUY ATTACHMENT 30 DEGREE. | PCS. | 1 | 0
| 1010210304 | THIMBLE,GUY,FOR STEEL WIRE 50-95 sq.mm. | PCS. | 1 | 0
| 1010230001 | CLAMP,DOUBLE U-BOLT,M.16 (WIRE ROPE CLIP) | SET | 4 | 0
set13113 | STUB GUY, GY-02, 50 SQ.MM. INSTALL WITHOUT RACK ON LT. POLE
| 1010100004 | WIRE,STEEL STRANDED 50/7 sq.mm.TIS.404 | M. | 12 | 0
| 1010110202 | BOLT,MACHINE M.16x200 mm. | SET | 1 | 0
| 1010180100 | WASHER,PLAIN,SQUARE,LARGE 52x52x4.5 mm.HOLE DIA. 18 MM. TIS.258 | PCS. | 2 | 0
| 1010210202 | BOLT,STRAND EYE,SINGLE 45 DEGREE M.16X350 MM. | SET | 1 | 0
| 1010210300 | ANGLE GUY ATTACHMENT 30 DEGREE. | PCS. | 1 | 0
| 1010230000 | CLAMP,SINGLE U-BOLT,M.8 (WIRE ROPE CLIP) | SET | 6 | 0
| 1030030100 | INSULATOR,STRAIN,TYPE A (CLASS 54-1)TIS.280 | PCS. | 1 | 0
set13114 | STUB GUY, GY-02, 95 SQ.MM. INSTALL WITHOUT RACK ON LT. POLE
| 1010100006 | WIRE,STEEL STRANDED 95 sq.mm.TIS.404 | M. | 12 | 0
| 1010110202 | BOLT,MACHINE M.16x200 mm. | SET | 1 | 0
| 1010180100 | WASHER,PLAIN,SQUARE,LARGE 52x52x4.5 mm.HOLE DIA. 18 MM. TIS.258 | PCS. | 2 | 0
| 1010210300 | ANGLE GUY ATTACHMENT 30 DEGREE. | PCS. | 1 | 0
| 1010210304 | THIMBLE,GUY,FOR STEEL WIRE 50-95 sq.mm. | PCS. | 1 | 0
| 1010230001 | CLAMP,DOUBLE U-BOLT,M.16 (WIRE ROPE CLIP) | SET | 4 | 0
| 1030030103 | INSULATOR,STRAIN,TYPE D (CLASS 54-4)TIS.280 | PCS. | 1 | 0
set13115 | STUB GUY, GY-03, 50 SQ.MM. INSTALL WITHOUT RACK ON LT. POLE
| 1010100004 | WIRE,STEEL STRANDED 50/7 sq.mm.TIS.404 | M. | 12 | 0
| 1010180100 | WASHER,PLAIN,SQUARE,LARGE 52x52x4.5 mm.HOLE DIA. 18 MM. TIS.258 | PCS. | 3 | 0
| 1010210201 | BOLT,STRAND EYE,SINGLE 45 DEGREE M.16x250 mm. | SET | 1 | 0
| 1010210202 | BOLT,STRAND EYE,SINGLE 45 DEGREE M.16X350 MM. | SET | 1 | 0
| 1010230000 | CLAMP,SINGLE U-BOLT,M.8 (WIRE ROPE CLIP) | SET | 6 | 0
| 1030030100 | INSULATOR,STRAIN,TYPE A (CLASS 54-1)TIS.280 | PCS. | 1 | 0
set13116 | STUB GUY, GY-03, 95 SQ.MM. INSTALL WITHOUT RACK ON LT. POLE
| 1010100006 | WIRE,STEEL STRANDED 95 sq.mm.TIS.404 | M. | 12 | 0
| 1010130000 | BOLT,DOUBLE ARMING,ROUND EYE M.16x400 mm. | SET | 1 | 0
| 1010180100 | WASHER,PLAIN,SQUARE,LARGE 52x52x4.5 mm.HOLE DIA. 18 MM. TIS.258 | PCS. | 3 | 0
| 1010210201 | BOLT,STRAND EYE,SINGLE 45 DEGREE M.16x250 mm. | SET | 1 | 0
| 1010210304 | THIMBLE,GUY,FOR STEEL WIRE 50-95 sq.mm. | PCS. | 1 | 0
| 1010230001 | CLAMP,DOUBLE U-BOLT,M.16 (WIRE ROPE CLIP) | SET | 4 | 0
| 1030030103 | INSULATOR,STRAIN,TYPE D (CLASS 54-4)TIS.280 | PCS. | 1 | 1
set13133 | STUB GUY, GY-02, 50 SQ.MM. INSTALL WITHOUT RACK ON 12 M. POLE
| 1010100004 | WIRE,STEEL STRANDED 50/7 sq.mm.TIS.404 | M. | 12 | 0
| 1010110203 | BOLT,MACHINE M.16x250 mm. | SET | 1 | 0
| 1010180100 | WASHER,PLAIN,SQUARE,LARGE 52x52x4.5 mm.HOLE DIA. 18 MM. TIS.258 | PCS. | 2 | 0
| 1010210202 | BOLT,STRAND EYE,SINGLE 45 DEGREE M.16X350 MM. | SET | 1 | 0
| 1010210300 | ANGLE GUY ATTACHMENT 30 DEGREE. | PCS. | 1 | 0
| 1010230000 | CLAMP,SINGLE U-BOLT,M.8 (WIRE ROPE CLIP) | SET | 6 | 0
| 1030030100 | INSULATOR,STRAIN,TYPE A (CLASS 54-1)TIS.280 | PCS. | 1 | 0
set13134 | STUB GUY, GY-02, 95 SQ.MM. INSTALL WITHOUT RACK ON 12 M. POLE
| 1010100006 | WIRE,STEEL STRANDED 95 sq.mm.TIS.404 | M. | 12 | 0
| 1010110203 | BOLT,MACHINE M.16x250 mm. | SET | 1 | 0
| 1010180100 | WASHER,PLAIN,SQUARE,LARGE 52x52x4.5 mm.HOLE DIA. 18 MM. TIS.258 | PCS. | 2 | 0
| 1010210300 | ANGLE GUY ATTACHMENT 30 DEGREE. | PCS. | 1 | 0
| 1010210304 | THIMBLE,GUY,FOR STEEL WIRE 50-95 sq.mm. | PCS. | 1 | 0
| 1010230001 | CLAMP,DOUBLE U-BOLT,M.16 (WIRE ROPE CLIP) | SET | 4 | 0
| 1030030103 | INSULATOR,STRAIN,TYPE D (CLASS 54-4)TIS.280 | PCS. | 1 | 0
set13135 | STUB GUY, GY-03, 50 SQ.MM. INSTALL WITHOUT RACK ON 12 M. POLE
| 1010100004 | WIRE,STEEL STRANDED 50/7 sq.mm.TIS.404 | M. | 12 | 0
| 1010180100 | WASHER,PLAIN,SQUARE,LARGE 52x52x4.5 mm.HOLE DIA. 18 MM. TIS.258 | PCS. | 3 | 0
| 1010210201 | BOLT,STRAND EYE,SINGLE 45 DEGREE M.16x250 mm. | SET | 1 | 0
| 1010210202 | BOLT,STRAND EYE,SINGLE 45 DEGREE M.16X350 MM. | SET | 1 | 0
| 1010230000 | CLAMP,SINGLE U-BOLT,M.8 (WIRE ROPE CLIP) | SET | 6 | 0
| 1030030100 | INSULATOR,STRAIN,TYPE A (CLASS 54-1)TIS.280 | PCS. | 1 | 0
set13136 | STUB GUY, GY-03, 95 SQ.MM. INSTALL WITHOUT RACK ON 12 M. POLE
| 1010100006 | WIRE,STEEL STRANDED 95 sq.mm.TIS.404 | M. | 12 | 0
| 1010130000 | BOLT,DOUBLE ARMING,ROUND EYE M.16x400 mm. | SET | 1 | 0
| 1010180100 | WASHER,PLAIN,SQUARE,LARGE 52x52x4.5 mm.HOLE DIA. 18 MM. TIS.258 | PCS. | 3 | 0
| 1010210201 | BOLT,STRAND EYE,SINGLE 45 DEGREE M.16x250 mm. | SET | 1 | 0
| 1010210304 | THIMBLE,GUY,FOR STEEL WIRE 50-95 sq.mm. | PCS. | 1 | 0
| 1010230001 | CLAMP,DOUBLE U-BOLT,M.16 (WIRE ROPE CLIP) | SET | 4 | 0
| 1030030103 | INSULATOR,STRAIN,TYPE D (CLASS 54-4)TIS.280 | PCS. | 1 | 0
set13153 | STUB GUY, GY-02, 50 SQ.MM. INSTALL WITHOUT RACK ON 14 M. POLE
| 1010100004 | WIRE,STEEL STRANDED 50/7 sq.mm.TIS.404 | M. | 12 | 0
| 1010110204 | BOLT,MACHINE M.16x300 mm. | SET | 1 | 0
| 1010180100 | WASHER,PLAIN,SQUARE,LARGE 52x52x4.5 mm.HOLE DIA. 18 MM. TIS.258 | PCS. | 2 | 0
| 1010210202 | BOLT,STRAND EYE,SINGLE 45 DEGREE M.16X350 MM. | SET | 1 | 0
| 1010210300 | ANGLE GUY ATTACHMENT 30 DEGREE. | PCS. | 1 | 0
| 1010230000 | CLAMP,SINGLE U-BOLT,M.8 (WIRE ROPE CLIP) | SET | 6 | 0
| 1030030100 | INSULATOR,STRAIN,TYPE A (CLASS 54-1)TIS.280 | PCS. | 1 | 0
set13154 | STUB GUY, GY-02, 95 SQ.MM. INSTALL WITHOUT RACK ON 14 M. POLE
| 1010100006 | WIRE,STEEL STRANDED 95 sq.mm.TIS.404 | M. | 12 | 0
| 1010110204 | BOLT,MACHINE M.16x300 mm. | SET | 1 | 0
| 1010130000 | BOLT,DOUBLE ARMING,ROUND EYE M.16x400 mm. | SET | 1 | 0
| 1010180100 | WASHER,PLAIN,SQUARE,LARGE 52x52x4.5 mm.HOLE DIA. 18 MM. TIS.258 | PCS. | 1 | 0
| 1010210300 | ANGLE GUY ATTACHMENT 30 DEGREE. | PCS. | 1 | 0
| 1010210304 | THIMBLE,GUY,FOR STEEL WIRE 50-95 sq.mm. | PCS. | 1 | 0
| 1010230001 | CLAMP,DOUBLE U-BOLT,M.16 (WIRE ROPE CLIP) | SET | 4 | 0
| 1030030103 | INSULATOR,STRAIN,TYPE D (CLASS 54-4)TIS.280 | PCS. | 1 | 0
set13155 | STUB GUY, GY-03, 50 SQ.MM. INSTALL WITHOUT RACK ON 14 M. POLE
| 1010100004 | WIRE,STEEL STRANDED 50/7 sq.mm.TIS.404 | M. | 12 | 0
| 1010180100 | WASHER,PLAIN,SQUARE,LARGE 52x52x4.5 mm.HOLE DIA. 18 MM. TIS.258 | PCS. | 3 | 0
| 1010210202 | BOLT,STRAND EYE,SINGLE 45 DEGREE M.16X350 MM. | SET | 2 | 0
| 1010230000 | CLAMP,SINGLE U-BOLT,M.8 (WIRE ROPE CLIP) | SET | 6 | 0
| 1030030100 | INSULATOR,STRAIN,TYPE A (CLASS 54-1)TIS.280 | PCS. | 1 | 0
set13156 | STUB GUY, GY-03, 95 SQ.MM. INSTALL WITHOUT RACK ON 14 M. POLE
| 1010100006 | WIRE,STEEL STRANDED 95 sq.mm.TIS.404 | M. | 12 | 0
| 1010130000 | BOLT,DOUBLE ARMING,ROUND EYE M.16x400 mm. | SET | 1 | 0
| 1010180100 | WASHER,PLAIN,SQUARE,LARGE 52x52x4.5 mm.HOLE DIA. 18 MM. TIS.258 | PCS. | 3 | 0
| 1010210202 | BOLT,STRAND EYE,SINGLE 45 DEGREE M.16X350 MM. | SET | 1 | 0
| 1010210304 | THIMBLE,GUY,FOR STEEL WIRE 50-95 sq.mm. | PCS. | 1 | 0
| 1010230001 | CLAMP,DOUBLE U-BOLT,M.16 (WIRE ROPE CLIP) | SET | 4 | 0
| 1030030103 | INSULATOR,STRAIN,TYPE D (CLASS 54-4)TIS.280 | PCS. | 1 | 0
set14001 | LT. LIGHTNING ARRESTER, FOR 2 W (ASSEMBLY NO.0402)
| 1010100004 | WIRE,STEEL STRANDED 50/7 sq.mm.TIS.404 | M. | 21 | 0
| 1010220002 | ROD,GROUND,60x60x5 mm. 2 m.LONG | SET | 1 | 0
| 1020180001 | TAPE,ELECTRICAL,PVC.PLASTIC,OUTDOOR TYPE,ROLL SIZE 0.18X19X10,000 MM. TIS.386 | ROLL | 0.4 | 0
| 1020320012 | H-CONNCTOR,MAIN AL 50-95,TAP AL/CU 50-95 | EA | 1 | 0
| 1040000300 | LIGHTNING ARRESTER 250-500 V. 2.5-5.0 kA. | SET | 1 | 1
| 1080040001 | CONDUIT,PVC,RIGID,DIA. 20x2500 mm.TIS.216 | EACH | 3 | 0
| 9090011007 | WELDING POWDER, ST. WIRE 50 SQ.MM. TO GD | EA | 3 | 0
set14002 | LT. LIGHTNING ARRESTER, FOR 3 W (ASSEMBLY NO.0402)
| 1010100004 | WIRE,STEEL STRANDED 50/7 sq.mm.TIS.404 | M. | 21 | 0
| 1010220002 | ROD,GROUND,60x60x5 mm. 2 m.LONG | SET | 1 | 0
| 1020180001 | TAPE,ELECTRICAL,PVC.PLASTIC,OUTDOOR TYPE,ROLL SIZE 0.18X19X10,000 MM. TIS.386 | ROLL | 0.6 | 0
| 1020320012 | H-CONNCTOR,MAIN AL 50-95,TAP AL/CU 50-95 | EA | 1 | 0
| 1040000300 | LIGHTNING ARRESTER 250-500 V. 2.5-5.0 kA. | SET | 2 | 2
| 1080040001 | CONDUIT,PVC,RIGID,DIA. 20x2500 mm.TIS.216 | EACH | 3 | 0
| 9090011007 | WELDING POWDER, ST. WIRE 50 SQ.MM. TO GD | EA | 3 | 0
set14003 | LT. LIGHTNING ARRESTER, FOR 3 ph 4 W (ASSEMBLY NO.0402)
| 1010100004 | WIRE,STEEL STRANDED 50/7 sq.mm.TIS.404 | M. | 21 | 0
| 1010220002 | ROD,GROUND,60x60x5 mm. 2 m.LONG | SET | 1 | 0
| 1020180001 | TAPE,ELECTRICAL,PVC.PLASTIC,OUTDOOR TYPE,ROLL SIZE 0.18X19X10,000 MM. TIS.386 | ROLL | 0.8 | 0
| 1020320012 | H-CONNCTOR,MAIN AL 50-95,TAP AL/CU 50-95 | EA | 1 | 0
| 1040000300 | LIGHTNING ARRESTER 250-500 V. 2.5-5.0 kA. | SET | 3 | 3
| 1080040001 | CONDUIT,PVC,RIGID,DIA. 20x2500 mm.TIS.216 | EACH | 3 | 0
| 9090011007 | WELDING POWDER, ST. WIRE 50 SQ.MM. TO GD | EA | 3 | 0
set14005 | LT. GROUNDING CONNECTION (ASSEMBLY NO.0403,9706, 9701B)
| 1010100004 | WIRE,STEEL STRANDED 50/7 sq.mm.TIS.404 | M. | 20 | 0
| 1010220002 | ROD,GROUND,60x60x5 mm. 2 m.LONG | SET | 1 | 0
| 1020180001 | TAPE,ELECTRICAL,PVC.PLASTIC,OUTDOOR TYPE,ROLL SIZE 0.18X19X10,000 MM. TIS.386 | ROLL | 0.2 | 0
| 1020300102 | CONNECTOR,PARALLEL GROOVE,DOUBLE BOLT,AL,AL-ALLOY AND ACSR 25-95 SQ.MM. | PCS. | 1 | 0
| 1080040001 | CONDUIT,PVC,RIGID,DIA. 20x2500 mm.TIS.216 | EACH | 3 | 0
| 9090011007 | WELDING POWDER, ST. WIRE 50 SQ.MM. TO GD | EA | 3 | 0
set14011 | LT. FUSE, 10 KVA. 1-P, 2-WIRE (50 AMP.)
| 1040020001 | L.T. H.R.C. FUSE 50 A.DIN 43620 SIZE 0 OR 1 OR BS.88 | PCS. | 1 | 1
set14012 | LT. FUSE, 20 KVA. 1-P, 2-WIRE (100 AMP.)
| 1040020003 | L.T. H.R.C. FUSE 100 A.DIN 43620 SIZE 1 OR BS.88 | PCS. | 1 | 1
set14013 | LT. FUSE, 30 KVA. 1-P, 2-WIRE (160 AMP.)
| 1040020004 | L.T. H.R.C. FUSE 150-160 A.DIN 43620 SIZE 1 OR BS.88 | PCS. | 1 | 1
set14014 | LT. FUSE, 50 KVA. 1-P, 2-WIRE (300 AMP.)
| 1040020007 | L.T. H.R.C. FUSE 300-315 A.DIN 43620 SIZE 2 OR BS.88 | PCS. | 1 | 1
set14015 | LT. FUSE, 10 KVA. 1-P, 3-WIRE (32 AMP.)
| 1040020000 | L.T. H.R.C. FUSE 32-36 A.DIN 43620 SIZE 0 OR 1 OR BS.88 | PCS. | 2 | 2
set14016 | LT. FUSE, 20 KVA. 1-P, 3-WIRE (50 AMP.)
| 1040020001 | L.T. H.R.C. FUSE 50 A.DIN 43620 SIZE 0 OR 1 OR BS.88 | PCS. | 2 | 2
set14017 | LT. FUSE, 30 KVA. 1-P, 3-WIRE (80 AMP.)
| 1040020002 | L.T. H.R.C. FUSE 80 A.DIN 43620 SIZE 1 OR BS.88 | PCS. | 2 | 2
set14018 | LT. FUSE, 50 KVA. 1-P, 3-WIRE (160 AMP.)
| 1040020004 | L.T. H.R.C. FUSE 150-160 A.DIN 43620 SIZE 1 OR BS.88 | PCS. | 2 | 2
set14019 | LT. FUSE, 20 KVA. 3-P, 4-WIRE (32 AMP.)
| 1040020000 | L.T. H.R.C. FUSE 32-36 A.DIN 43620 SIZE 0 OR 1 OR BS.88 | PCS. | 3 | 3
set14020 | LT. FUSE, 30 KVA. 3-P, 4-WIRE (50 AMP.)
| 1040020001 | L.T. H.R.C. FUSE 50 A.DIN 43620 SIZE 0 OR 1 OR BS.88 | PCS. | 3 | 3
set14021 | LT. FUSE, 50 KVA. 3-P, 4-WIRE (80 AMP.)
| 1040020002 | L.T. H.R.C. FUSE 80 A.DIN 43620 SIZE 1 OR BS.88 | PCS. | 3 | 3
set14022 | LT. FUSE, 70 KVA. 3-P, 4-WIRE (100 AMP.)
| 1040020003 | L.T. H.R.C. FUSE 100 A.DIN 43620 SIZE 1 OR BS.88 | PCS. | 3 | 3
set14023 | LT. FUSE, 100 KVA. 3-P, 4-WIRE (160 AMP.)
| 1040020004 | L.T. H.R.C. FUSE 150-160 A.DIN 43620 SIZE 1 OR BS.88 | PCS. | 3 | 3
set14024 | LT. FUSE, 140 KVA. 3-P, 4-WIRE (200 AMP.)
| 1040020005 | L.T. H.R.C. FUSE 200 A.DIN 43620 SIZE 1 OR BS.88 | PCS. | 3 | 3
set14025 | LT. FUSE, 160 KVA. 3-P, 4-WIRE (250 AMP.)
| 1040020006 | L.T. H.R.C. FUSE 250 A.DIN 43620 SIZE 1 OR BS.88 | PCS. | 3 | 3
set14026 | LT. FUSE, 200 KVA. 3-P, 4-WIRE (300 AMP.)
| 1040020007 | L.T. H.R.C. FUSE 300-315 A.DIN 43620 SIZE 2 OR BS.88 | PCS. | 3 | 3
set14027 | LT. FUSE, 250 KVA. 3-P, 4-WIRE (355 AMP.)
| 1040020008 | L.T. H.R.C. FUSE 350-355 A.DIN 43620 SIZE 2 OR BS.88 | PCS. | 3 | 3
set14028 | LT. FUSE, 280 KVA. 3-P, 4-WIRE (400 AMP.)
| 1040020009 | L.T. H.R.C. FUSE 400 A.DIN 43620 SIZE 2 OR BS.88 | PCS. | 3 | 3
set14101 | X-ARM-C, ON LT. POLE, 0-5 DEGREE
| 1000110001 | CROSSARM,PRESTRESSED CONCRETE,SPUN,H.T. 100X100X2,500 MM. | PCS. | 1 | 1
| 1010110200 | BOLT,MACHINE M.16x130 mm. | SET | 2 | 0
| 1010110201 | BOLT,MACHINE M.16x170 mm. | SET | 1 | 0
| 1010110203 | BOLT,MACHINE M.16x250 mm. | SET | 1 | 0
| 1010180100 | WASHER,PLAIN,SQUARE,LARGE 52x52x4.5 mm.HOLE DIA. 18 MM. TIS.258 | PCS. | 5 | 0
| 1010200001 | BRACE,FLAT,FOR CROSSARM 30x6x760 mm. | PCS. | 2 | 2
set14102 | X-ARM-C, ON LT. POLE, 5-30 DEGREE
| 1000110001 | CROSSARM,PRESTRESSED CONCRETE,SPUN,H.T. 100X100X2,500 MM. | PCS. | 2 | 2
| 1010110200 | BOLT,MACHINE M.16x130 mm. | SET | 2 | 0
| 1010110201 | BOLT,MACHINE M.16x170 mm. | SET | 1 | 0
| 1010110205 | BOLT,MACHINE M.16x350 mm. | SET | 1 | 0
| 1010120001 | BOLT,DOUBLE ARMING,M.16x450 mm. | SET | 2 | 0
| 1010180100 | WASHER,PLAIN,SQUARE,LARGE 52x52x4.5 mm.HOLE DIA. 18 MM. TIS.258 | PCS. | 13 | 0
| 1010200001 | BRACE,FLAT,FOR CROSSARM 30x6x760 mm. | PCS. | 2 | 2
set14103 | X-ARM-C, ON LT. POLE, DE
| 1000110001 | CROSSARM,PRESTRESSED CONCRETE,SPUN,H.T. 100X100X2,500 MM. | PCS. | 2 | 2
| 1010110200 | BOLT,MACHINE M.16x130 mm. | SET | 4 | 0
| 1010110202 | BOLT,MACHINE M.16x200 mm. | SET | 1 | 0
| 1010110206 | BOLT,MACHINE M.16x400 mm. | SET | 1 | 0
| 1010120001 | BOLT,DOUBLE ARMING,M.16x450 mm. | SET | 2 | 0
| 1010180100 | WASHER,PLAIN,SQUARE,LARGE 52x52x4.5 mm.HOLE DIA. 18 MM. TIS.258 | PCS. | 12 | 0
| 1010200001 | BRACE,FLAT,FOR CROSSARM 30x6x760 mm. | PCS. | 4 | 4
set14111 | X-ARM-C, UNDER HT. (12 M.), 0-5 DEGREE
| 1000110001 | CROSSARM,PRESTRESSED CONCRETE,SPUN,H.T. 100X100X2,500 MM. | PCS. | 1 | 1
| 1010110200 | BOLT,MACHINE M.16x130 mm. | SET | 2 | 0
| 1010110203 | BOLT,MACHINE M.16x250 mm. | SET | 1 | 0
| 1010110205 | BOLT,MACHINE M.16x350 mm. | SET | 1 | 0
| 1010180100 | WASHER,PLAIN,SQUARE,LARGE 52x52x4.5 mm.HOLE DIA. 18 MM. TIS.258 | PCS. | 5 | 0
| 1010200001 | BRACE,FLAT,FOR CROSSARM 30x6x760 mm. | PCS. | 2 | 2
set14112 | X-ARM-C, UNDER HT. (12 M.), 5-30 DEGREE
| 1000110001 | CROSSARM,PRESTRESSED CONCRETE,SPUN,H.T. 100X100X2,500 MM. | PCS. | 2 | 2
| 1010110200 | BOLT,MACHINE M.16x130 mm. | SET | 2 | 0
| 1010110203 | BOLT,MACHINE M.16x250 mm. | SET | 1 | 0
| 1010110207 | BOLT,MACHINE M.16x450 mm. | SET | 1 | 0
| 1010120001 | BOLT,DOUBLE ARMING,M.16x450 mm. | SET | 2 | 0
| 1010180100 | WASHER,PLAIN,SQUARE,LARGE 52x52x4.5 mm.HOLE DIA. 18 MM. TIS.258 | PCS. | 13 | 0
| 1010200001 | BRACE,FLAT,FOR CROSSARM 30x6x760 mm. | PCS. | 2 | 2
set14113 | X-ARM-C, UNDER HT. (12 M.), DE
| 1000110001 | CROSSARM,PRESTRESSED CONCRETE,SPUN,H.T. 100X100X2,500 MM. | PCS. | 2 | 2
| 1010110200 | BOLT,MACHINE M.16x130 mm. | SET | 4 | 0
| 1010110203 | BOLT,MACHINE M.16x250 mm. | SET | 1 | 0
| 1010110207 | BOLT,MACHINE M.16x450 mm. | SET | 1 | 0
| 1010120001 | BOLT,DOUBLE ARMING,M.16x450 mm. | SET | 2 | 0
| 1010180100 | WASHER,PLAIN,SQUARE,LARGE 52x52x4.5 mm.HOLE DIA. 18 MM. TIS.258 | PCS. | 12 | 0
| 1010200001 | BRACE,FLAT,FOR CROSSARM 30x6x760 mm. | PCS. | 4 | 4
set14121 | X-ARM-C, UNDER HT. (12.20, 14 M.), 0-5 DEGREE
| 1000110001 | CROSSARM,PRESTRESSED CONCRETE,SPUN,H.T. 100X100X2,500 MM. | PCS. | 1 | 1
| 1010110200 | BOLT,MACHINE M.16x130 mm. | SET | 2 | 0
| 1010110203 | BOLT,MACHINE M.16x250 mm. | SET | 1 | 0
| 1010110206 | BOLT,MACHINE M.16x400 mm. | SET | 1 | 0
| 1010180100 | WASHER,PLAIN,SQUARE,LARGE 52x52x4.5 mm.HOLE DIA. 18 MM. TIS.258 | PCS. | 5 | 0
| 1010200001 | BRACE,FLAT,FOR CROSSARM 30x6x760 mm. | PCS. | 2 | 2
set14122 | X-ARM-C, UNDER HT. (12.20, 14 M.), 5-30 DEGREE
| 1000110001 | CROSSARM,PRESTRESSED CONCRETE,SPUN,H.T. 100X100X2,500 MM. | PCS. | 2 | 2
| 1010110200 | BOLT,MACHINE M.16x130 mm. | SET | 2 | 0
| 1010110203 | BOLT,MACHINE M.16x250 mm. | SET | 1 | 0
| 1010110208 | BOLT,MACHINE M.16x500 mm. | SET | 1 | 0
| 1010120002 | BOLT,DOUBLE ARMING,M.16x500 mm. | SET | 2 | 0
| 1010180100 | WASHER,PLAIN,SQUARE,LARGE 52x52x4.5 mm.HOLE DIA. 18 MM. TIS.258 | PCS. | 13 | 0
| 1010200001 | BRACE,FLAT,FOR CROSSARM 30x6x760 mm. | PCS. | 2 | 2
set14123 | X-ARM-C, UNDER HT. (12.20, 14 M.), DE
| 1000110001 | CROSSARM,PRESTRESSED CONCRETE,SPUN,H.T. 100X100X2,500 MM. | PCS. | 2 | 2
| 1010110200 | BOLT,MACHINE M.16x130 mm. | SET | 4 | 0
| 1010110204 | BOLT,MACHINE M.16x300 mm. | SET | 1 | 0
| 1010110208 | BOLT,MACHINE M.16x500 mm. | SET | 1 | 0
| 1010120002 | BOLT,DOUBLE ARMING,M.16x500 mm. | SET | 2 | 0
| 1010180100 | WASHER,PLAIN,SQUARE,LARGE 52x52x4.5 mm.HOLE DIA. 18 MM. TIS.258 | PCS. | 12 | 0
| 1010200001 | BRACE,FLAT,FOR CROSSARM 30x6x760 mm. | PCS. | 4 | 4
set14125 | X-ARM-C, UNDER HT. (14.30, 16 M.), DE
| 1000110001 | CROSSARM,PRESTRESSED CONCRETE,SPUN,H.T. 100X100X2,500 MM. | PCS. | 2 | 2
| 1010110200 | BOLT,MACHINE M.16x130 mm. | SET | 4 | 0
| 1010110205 | BOLT,MACHINE M.16x350 mm. | SET | 1 | 0
| 1010110209 | BOLT MACHINE M.16X600 MM. | SET | 1 | 0
| 1010130003 | BOLT,DOUBLE ARMING,ROUND EYE M.16x600 mm. | SET | 2 | 0
| 1010180100 | WASHER,PLAIN,SQUARE,LARGE 52x52x4.5 mm.HOLE DIA. 18 MM. TIS.258 | PCS. | 12 | 0
| 1010200001 | BRACE,FLAT,FOR CROSSARM 30x6x760 mm. | PCS. | 4 | 4
set14131 | CLEVIS, DIVIDED INST., DE, 25-35 SQ.MM.
| 1010110200 | BOLT,MACHINE M.16x130 mm. | SET | 1 | 0
| 1020200000 | TAPE,ARMOR,AL 1x10 mm. | KG. | 0.02 | 0
| 1020310000 | CONNECTOR,DEAD END,AL 25-35 sq.mm. | PCS. | 1 | 0
| 1030030000 | INSULATOR,SPOOL,TYPE B (CLASS 53-2)TIS.227 | PCS. | 1 | 1
| 1030130101 | CLEVIS,DIVIDED,FOR INSULATOR EEI-NEMA CLASS 53-2 TIS.227 | EACH | 1 | 1
set14132 | CLEVIS, DIVIDED INST., DE, 50-70 SQ.MM.
| 1010110200 | BOLT,MACHINE M.16x130 mm. | SET | 1 | 0
| 1020200000 | TAPE,ARMOR,AL 1x10 mm. | KG. | 0.03 | 0
| 1020310001 | CONNECTOR,DEAD END,AL 50-70 sq.mm. | PCS. | 1 | 0
| 1030030000 | INSULATOR,SPOOL,TYPE B (CLASS 53-2)TIS.227 | PCS. | 1 | 1
| 1030130101 | CLEVIS,DIVIDED,FOR INSULATOR EEI-NEMA CLASS 53-2 TIS.227 | EACH | 1 | 1
set14133 | CLEVIS, DIVIDED INST., DE, 95-120 SQ.MM.
| 1010110200 | BOLT,MACHINE M.16x130 mm. | SET | 1 | 0
| 1020200000 | TAPE,ARMOR,AL 1x10 mm. | KG. | 0.03 | 0
| 1020310002 | CONNECTOR,DEAD END,AL 95-120 sq.mm. | PCS. | 1 | 0
| 1030030000 | INSULATOR,SPOOL,TYPE B (CLASS 53-2)TIS.227 | PCS. | 1 | 1
| 1030130101 | CLEVIS,DIVIDED,FOR INSULATOR EEI-NEMA CLASS 53-2 TIS.227 | EACH | 1 | 1
set14141 | X-ARM-C, INST. WITH 1-LT. SWITCH (1-P, 2-WIRE) (12 M)
| 1000110000 | CROSSARM,PRESTRESSED CONCRETE, 100X100X1,500 MM. | PCS. | 1 | 1
| 1010110200 | BOLT,MACHINE M.16x130 mm. | SET | 2 | 0
| 1010110203 | BOLT,MACHINE M.16x250 mm. | SET | 1 | 0
| 1010110205 | BOLT,MACHINE M.16x350 mm. | SET | 1 | 0
| 1010180100 | WASHER,PLAIN,SQUARE,LARGE 52x52x4.5 mm.HOLE DIA. 18 MM. TIS.258 | PCS. | 5 | 0
| 1010200001 | BRACE,FLAT,FOR CROSSARM 30x6x760 mm. | PCS. | 2 | 2
| 1040020100 | L.T. FUSE-SWITCHES 1x400 A. 500 V. | SET | 1 | 1
set14142 | X-ARM-C, INST. WITH 2-LT. SWITCH (1-P, 3-WIRE) (12 M)
| 1000110000 | CROSSARM,PRESTRESSED CONCRETE, 100X100X1,500 MM. | PCS. | 1 | 1
| 1010110200 | BOLT,MACHINE M.16x130 mm. | SET | 2 | 0
| 1010110203 | BOLT,MACHINE M.16x250 mm. | SET | 1 | 0
| 1010110205 | BOLT,MACHINE M.16x350 mm. | SET | 1 | 0
| 1010180100 | WASHER,PLAIN,SQUARE,LARGE 52x52x4.5 mm.HOLE DIA. 18 MM. TIS.258 | PCS. | 5 | 0
| 1010200001 | BRACE,FLAT,FOR CROSSARM 30x6x760 mm. | PCS. | 2 | 2
| 1040020100 | L.T. FUSE-SWITCHES 1x400 A. 500 V. | SET | 2 | 2
set14143 | X-ARM-C, INST. WITH 3-LT. SWITCH (3-P, 1-CCT) (12 M)
| 1000110001 | CROSSARM,PRESTRESSED CONCRETE,SPUN,H.T. 100X100X2,500 MM. | PCS. | 1 | 1
| 1010110200 | BOLT,MACHINE M.16x130 mm. | SET | 2 | 0
| 1010110203 | BOLT,MACHINE M.16x250 mm. | SET | 1 | 0
| 1010110205 | BOLT,MACHINE M.16x350 mm. | SET | 1 | 0
| 1010180100 | WASHER,PLAIN,SQUARE,LARGE 52x52x4.5 mm.HOLE DIA. 18 MM. TIS.258 | PCS. | 5 | 0
| 1010200001 | BRACE,FLAT,FOR CROSSARM 30x6x760 mm. | PCS. | 2 | 2
| 1040020100 | L.T. FUSE-SWITCHES 1x400 A. 500 V. | SET | 3 | 3
| 1050100002 | STEEL BRACKET | SET | 2 | 0
| 1080040003 | CONDUIT,PVC,RIGID,DIA. 65x1000 mm.TIS.216 | EACH | 1 | 0
set14144 | X-ARM-C, INST. WITH 6-LT. SWITCH (3-P, 2-CCT) (12 M)
| 1000110001 | CROSSARM,PRESTRESSED CONCRETE,SPUN,H.T. 100X100X2,500 MM. | PCS. | 1 | 1
| 1010110200 | BOLT,MACHINE M.16x130 mm. | SET | 2 | 0
| 1010110203 | BOLT,MACHINE M.16x250 mm. | SET | 1 | 0
| 1010110205 | BOLT,MACHINE M.16x350 mm. | SET | 1 | 0
| 1010180100 | WASHER,PLAIN,SQUARE,LARGE 52x52x4.5 mm.HOLE DIA. 18 MM. TIS.258 | PCS. | 5 | 0
| 1010200001 | BRACE,FLAT,FOR CROSSARM 30x6x760 mm. | PCS. | 2 | 2
| 1040020100 | L.T. FUSE-SWITCHES 1x400 A. 500 V. | SET | 6 | 6
| 1050100002 | STEEL BRACKET | SET | 2 | 0
| 1080040003 | CONDUIT,PVC,RIGID,DIA. 65x1000 mm.TIS.216 | EACH | 2 | 0
set14145 | X-ARM-C, INST. WITH 1-LT. SWITCH (1-P, 2-WIRE) (12.20 ,14 M)
| 1000110000 | CROSSARM,PRESTRESSED CONCRETE, 100X100X1,500 MM. | PCS. | 1 | 1
| 1010110200 | BOLT,MACHINE M.16x130 mm. | SET | 2 | 0
| 1010110204 | BOLT,MACHINE M.16x300 mm. | SET | 1 | 0
| 1010110206 | BOLT,MACHINE M.16x400 mm. | SET | 1 | 0
| 1010180100 | WASHER,PLAIN,SQUARE,LARGE 52x52x4.5 mm.HOLE DIA. 18 MM. TIS.258 | PCS. | 5 | 0
| 1010200001 | BRACE,FLAT,FOR CROSSARM 30x6x760 mm. | PCS. | 2 | 2
| 1040020100 | L.T. FUSE-SWITCHES 1x400 A. 500 V. | SET | 1 | 1
set14146 | X-ARM-C, INST. WITH 2-LT. SWITCH (1-P, 3-WIRE) (12.20 ,14 M)
| 1000110000 | CROSSARM,PRESTRESSED CONCRETE, 100X100X1,500 MM. | PCS. | 1 | 1
| 1010110200 | BOLT,MACHINE M.16x130 mm. | SET | 2 | 0
| 1010110204 | BOLT,MACHINE M.16x300 mm. | SET | 1 | 0
| 1010110206 | BOLT,MACHINE M.16x400 mm. | SET | 1 | 0
| 1010180100 | WASHER,PLAIN,SQUARE,LARGE 52x52x4.5 mm.HOLE DIA. 18 MM. TIS.258 | PCS. | 5 | 0
| 1010200001 | BRACE,FLAT,FOR CROSSARM 30x6x760 mm. | PCS. | 2 | 2
| 1040020100 | L.T. FUSE-SWITCHES 1x400 A. 500 V. | SET | 2 | 2
set14147 | X-ARM-C, INST. WITH 3-LT. SWITCH (3-P, 1-CCT) (12.20 ,14 M)
| 1000110001 | CROSSARM,PRESTRESSED CONCRETE,SPUN,H.T. 100X100X2,500 MM. | PCS. | 1 | 1
| 1010110200 | BOLT,MACHINE M.16x130 mm. | SET | 2 | 0
| 1010110204 | BOLT,MACHINE M.16x300 mm. | SET | 1 | 0
| 1010110206 | BOLT,MACHINE M.16x400 mm. | SET | 1 | 0
| 1010180100 | WASHER,PLAIN,SQUARE,LARGE 52x52x4.5 mm.HOLE DIA. 18 MM. TIS.258 | PCS. | 5 | 0
| 1010200001 | BRACE,FLAT,FOR CROSSARM 30x6x760 mm. | PCS. | 2 | 2
| 1040020100 | L.T. FUSE-SWITCHES 1x400 A. 500 V. | SET | 3 | 3
| 1050100002 | STEEL BRACKET | SET | 2 | 0
| 1080040003 | CONDUIT,PVC,RIGID,DIA. 65x1000 mm.TIS.216 | EACH | 1 | 0
set14148 | X-ARM-C, INST. WITH 6-LT. SWITCH (3-P, 2-CCT) (12.20 ,14 M)
| 1000110001 | CROSSARM,PRESTRESSED CONCRETE,SPUN,H.T. 100X100X2,500 MM. | PCS. | 1 | 1
| 1010110200 | BOLT,MACHINE M.16x130 mm. | SET | 2 | 0
| 1010110204 | BOLT,MACHINE M.16x300 mm. | SET | 1 | 0
| 1010110206 | BOLT,MACHINE M.16x400 mm. | SET | 1 | 0
| 1010180100 | WASHER,PLAIN,SQUARE,LARGE 52x52x4.5 mm.HOLE DIA. 18 MM. TIS.258 | PCS. | 5 | 0
| 1010200001 | BRACE,FLAT,FOR CROSSARM 30x6x760 mm. | PCS. | 2 | 2
| 1040020100 | L.T. FUSE-SWITCHES 1x400 A. 500 V. | SET | 6 | 6
| 1050100002 | STEEL BRACKET | SET | 2 | 0
| 1080040003 | CONDUIT,PVC,RIGID,DIA. 65x1000 mm.TIS.216 | EACH | 2 | 0
set14149 | X-ARM-C, INST. WITH 1-LT. SWITCH (1-P, 2-WIRE) (14.30 M)
| 1000110000 | CROSSARM,PRESTRESSED CONCRETE, 100X100X1,500 MM. | PCS. | 1 | 1
| 1010110200 | BOLT,MACHINE M.16x130 mm. | SET | 2 | 0
| 1010110205 | BOLT,MACHINE M.16x350 mm. | SET | 1 | 0
| 1010110207 | BOLT,MACHINE M.16x450 mm. | SET | 1 | 0
| 1010180100 | WASHER,PLAIN,SQUARE,LARGE 52x52x4.5 mm.HOLE DIA. 18 MM. TIS.258 | PCS. | 5 | 0
| 1010200001 | BRACE,FLAT,FOR CROSSARM 30x6x760 mm. | PCS. | 2 | 2
| 1040020100 | L.T. FUSE-SWITCHES 1x400 A. 500 V. | SET | 1 | 1
set14150 | X-ARM-C, INST. WITH 2-LT. SWITCH (1-P, 3-WIRE) (14.30 M)
| 1000110000 | CROSSARM,PRESTRESSED CONCRETE, 100X100X1,500 MM. | PCS. | 1 | 1
| 1010110200 | BOLT,MACHINE M.16x130 mm. | SET | 2 | 0
| 1010110205 | BOLT,MACHINE M.16x350 mm. | SET | 1 | 0
| 1010110207 | BOLT,MACHINE M.16x450 mm. | SET | 1 | 0
| 1010180100 | WASHER,PLAIN,SQUARE,LARGE 52x52x4.5 mm.HOLE DIA. 18 MM. TIS.258 | PCS. | 5 | 0
| 1010200001 | BRACE,FLAT,FOR CROSSARM 30x6x760 mm. | PCS. | 2 | 2
| 1040020100 | L.T. FUSE-SWITCHES 1x400 A. 500 V. | SET | 2 | 2
set14151 | X-ARM-C, INST. WITH 3-LT. SWITCH (3-P, 1-CCT) (14.30 M)
| 1000110001 | CROSSARM,PRESTRESSED CONCRETE,SPUN,H.T. 100X100X2,500 MM. | PCS. | 1 | 1
| 1010110200 | BOLT,MACHINE M.16x130 mm. | SET | 2 | 0
| 1010110205 | BOLT,MACHINE M.16x350 mm. | SET | 1 | 0
| 1010110207 | BOLT,MACHINE M.16x450 mm. | SET | 1 | 0
| 1010180100 | WASHER,PLAIN,SQUARE,LARGE 52x52x4.5 mm.HOLE DIA. 18 MM. TIS.258 | PCS. | 5 | 0
| 1010200001 | BRACE,FLAT,FOR CROSSARM 30x6x760 mm. | PCS. | 2 | 2
| 1040020100 | L.T. FUSE-SWITCHES 1x400 A. 500 V. | SET | 3 | 3
| 1050100002 | STEEL BRACKET | SET | 2 | 0
| 1080040003 | CONDUIT,PVC,RIGID,DIA. 65x1000 mm.TIS.216 | EACH | 1 | 0
set14152 | X-ARM-C, INST. WITH 6-LT. SWITCH (3-P, 2-CCT) (14.30 M)
| 1000110001 | CROSSARM,PRESTRESSED CONCRETE,SPUN,H.T. 100X100X2,500 MM. | PCS. | 1 | 1
| 1010110200 | BOLT,MACHINE M.16x130 mm. | SET | 2 | 0
| 1010110205 | BOLT,MACHINE M.16x350 mm. | SET | 1 | 0
| 1010110207 | BOLT,MACHINE M.16x450 mm. | SET | 1 | 0
| 1010180100 | WASHER,PLAIN,SQUARE,LARGE 52x52x4.5 mm.HOLE DIA. 18 MM. TIS.258 | PCS. | 5 | 0
| 1010200001 | BRACE,FLAT,FOR CROSSARM 30x6x760 mm. | PCS. | 2 | 2
| 1040020100 | L.T. FUSE-SWITCHES 1x400 A. 500 V. | SET | 6 | 6
| 1050100002 | STEEL BRACKET | SET | 2 | 0
| 1080040003 | CONDUIT,PVC,RIGID,DIA. 65x1000 mm.TIS.216 | EACH | 2 | 0
set14201 | POLE FOUNDATION, 8 M.- 9 M.
| 9090010025 | CONCRETE 1/3/5 | CU.M. | 0.6 | 0
set14202 | POLE FOUNDATION, 12 M. - 14 M. , 12.20 M. - 14.30 M.
| 9090010025 | CONCRETE 1/3/5 | CU.M. | 1 | 0
set14203 | POLE FOUNDATION, 16 M.
| 9090010025 | CONCRETE 1/3/5 | CU.M. | 2 | 0
set14211 | POLE FOUNDATION (CONCRETE), 12 M.
| 9090010019 | WOOD PILE | EACH | 4 | 0
| 9090010024 | STEEL 9 MM.,750 MM.LONG | EACH | 14 | 0
| 9090010025 | CONCRETE 1/3/5 | CU.M. | 0.16 | 0
| 9090010028 | COMPACTED STONE | CU.M. | 0.99 | 0
set14212 | POLE FOUNDATION (CONCRETE), 14 M.
| 9090010019 | WOOD PILE | EACH | 4 | 0
| 9090010024 | STEEL 9 MM.,750 MM.LONG | EACH | 14 | 0
| 9090010025 | CONCRETE 1/3/5 | CU.M. | 0.15 | 0
| 9090010028 | COMPACTED STONE | CU.M. | 1.04 | 0
set14213 | POLE FOUNDATION (CONCRETE), 16 M.
| 9090010019 | WOOD PILE | EACH | 4 | 0
| 9090010024 | STEEL 9 MM.,750 MM.LONG | EACH | 14 | 0
| 9090010025 | CONCRETE 1/3/5 | CU.M. | 0.15 | 0
| 9090010028 | COMPACTED STONE | CU.M. | 1.11 | 0
set14214 | COVERED CONCRETE, POLE SIZE 8.00 m LONG FOR NORMAL SOIL (ASSEMBLY NO. 8201)
| 9090010025 | CONCRETE 1/3/5 | CU.M. | 0.07 | 0
set14215 | COVERED CONCRETE, POLE SIZE 8.00 m LONG FOR HARD SOIL (ASSEMBLY NO. 8201)
| 9090010025 | CONCRETE 1/3/5 | CU.M. | 0.05 | 0
set14216 | COVERED CONCRETE, POLE SIZE 8.00 m LONG FOR ROCK (ASSEMBLY NO. 8201)
| 9090010025 | CONCRETE 1/3/5 | CU.M. | 0.06 | 0
set14217 | COVERED CONCRETE, POLE SIZE 9.00 m LONG FOR NORMAL SOIL (ASSEMBLY NO. 8201)
| 9090010025 | CONCRETE 1/3/5 | CU.M. | 0.09 | 0
set14218 | COVERED CONCRETE, POLE SIZE 9.00 m LONG FOR HARD SOIL (ASSEMBLY NO. 8201)
| 9090010025 | CONCRETE 1/3/5 | CU.M. | 0.07 | 0
set14219 | COVERED CONCRETE, POLE SIZE 9.00 m LONG FOR ROCK (ASSEMBLY NO. 8201)
| 9090010025 | CONCRETE 1/3/5 | CU.M. | 0.1 | 0
set14221 | PLATFORM-POLE SETTING, SOFT SOID
| 9040020015 | STEEL 15 MM.,750 MM.LONG | M. | 5 | 0
| 9090010037 | CONCRETE 1/2/4 | CU.M. | 2 | 0
set14222 | PLATFORM-POLE SETTING, ROCKY SOID
| 9090010025 | CONCRETE 1/3/5 | CU.M. | 0.75 | 0
set14230 | COVERED CONCRETE, POLE SIZE 12.00 m LONG FOR NORMAL SOIL (ASSEMBLY NO. 8201)
| 9090010025 | CONCRETE 1/3/5 | CU.M. | 0.18 | 0
set14231 | COVERED CONCRETE, POLE SIZE 12.00 m LONG FOR HARD SOIL (ASSEMBLY NO. 8201)
| 9090010025 | CONCRETE 1/3/5 | CU.M. | 0.13 | 0
set14232 | COVERED CONCRETE, POLE SIZE 12.00 m LONG FOR ROCK (ASSEMBLY NO. 8201)
| 9090010025 | CONCRETE 1/3/5 | CU.M. | 0.18 | 0
set14233 | COVERED CONCRETE, POLE SIZE 14.00 m LONG FOR NORMAL SOIL (ASSEMBLY NO. 8201)
| 9090010025 | CONCRETE 1/3/5 | CU.M. | 1 | 0
set14234 | COVERED CONCRETE, POLE SIZE 14.00 m LONG FOR HARD SOIL (ASSEMBLY NO. 8201)
| 9090010025 | CONCRETE 1/3/5 | CU.M. | 0.17 | 0
set14235 | COVERED CONCRETE, POLE SIZE 14.00 m LONG FOR ROCK (ASSEMBLY NO. 8201)
| 9090010025 | CONCRETE 1/3/5 | CU.M. | 0.24 | 0
set14236 | COVERED CONCRETE, POLE SIZE 12.20 AND 16.00 m LONG FOR NORMAL SOIL (ASSEMBLY NO. 8201)
| 9090010025 | CONCRETE 1/3/5 | CU.M. | 0.3 | 0
set14237 | COVERED CONCRETE, POLE SIZE 12.20 AND 16.00 m LONG FOR HARD SOIL (ASSEMBLY NO.8201)
| 9090010025 | CONCRETE 1/3/5 | CU.M. | 0.26 | 0
set14238 | COVERED CONCRETE, POLE SIZE 12.20 AND 16.00 m LONG FOR ROCK (ASSEMBLY NO. 8201)
| 9090010025 | CONCRETE 1/3/5 | CU.M. | 0.38 | 0
set14239 | COVERED CONCRETE, POLE SIZE 14.30 m LONG FOR NORMAL SOIL (ASSEMBLY NO. 8201)
| 9090010025 | CONCRETE 1/3/5 | CU.M. | 0.42 | 0
set14240 | COVERED CONCRETE, POLE SIZE 14.30 m LONG FOR HARD SOIL (ASSEMBLY NO. 8201)
| 9090010025 | CONCRETE 1/3/5 | CU.M. | 0.36 | 0
set14241 | COVERED CONCRETE, POLE SIZE 14.30 m LONG FOR ROCK (ASSEMBLY NO. 8201)
| 9090010025 | CONCRETE 1/3/5 | CU.M. | 0.54 | 0
set14301 เฟส1 | CONCRETE STUB, 1X(.25X.25X3.50 M.)
set14301 เฟส2 | 1000020001 | STUB,PRESTRESSED CONCRETE, 0.25X0.25 M. 3.50 M.LONG | EACH | 1 | 1
set14301 เฟส3 | 1010160000 | BOLT,STUB M.24x600 mm. | SET | 3 | 0
set14302 | CONCRETE STUB, 1X(.25X.25X4.50 M.)
| 1000020002 | STUB,PRESTRESSED CONCRETE, 0.25X0.25 M. 4.50 M. LONG | EACH | 1 | 1
| 1010160000 | BOLT,STUB M.24x600 mm. | SET | 3 | 0
set14303 | CONCRETE STUB, 1X(.25X.25X5.50 M.)
| 1000020003 | STUB,PRESTRESSED CONCRETE, 0.25X0.25 M. 5.50 M. LONG | EACH | 1 | 1
| 1010160000 | BOLT,STUB M.24x600 mm. | SET | 3 | 0
set14304 | CONCRETE STUB, 1X(.30X.30X4.50 M.)
| 1000020102 | STUB,PRESTRESSED CONCRETE, 0.30X0.30 M., 4.50 M.LONG | EACH | 1 | 1
| 1010160001 | BOLT,STUB M.24x800 mm. | SET | 3 | 0
set14305 | CONCRETE STUB, 1X(.30X.30X5.50 M.)
| 1000020103 | STUB,PRESTRESSED CONCRETE, 0.30X0.30 M., 5.50 M.LONG | EACH | 1 | 1
| 1010160001 | BOLT,STUB M.24x800 mm. | SET | 3 | 0
set14306 | CONCRETE STUB, 1X(.30X.30X6.50 M.)
| 1000020104 | STUB,PRESTRESSED CONCRETE, 0.30X0.30 M., 6.50 M.LONG | EACH | 1 | 1
| 1010160001 | BOLT,STUB M.24x800 mm. | SET | 3 | 0
set14307 | CONCRETE STUB, 1X(.35X.35X4.50 M.)
| 1000020201 | STUB,PRESTRESSED CONCRETE, 0.35X0.35 M., 4.50 M.LONG | EACH | 1 | 1
| 1010160001 | BOLT,STUB M.24x800 mm. | SET | 3 | 0
set14308 | CONCRETE STUB, 1X(.35X.35X5.50 M.)
| 1000020202 | STUB,PRESTRESSED CONCRETE, 0.35X0.35 M., 5.50 M.LONG | EACH | 1 | 1
| 1010160001 | BOLT,STUB M.24x800 mm. | SET | 3 | 0
set14309 | CONSRETE STUB, 1X(.35X.35X6.50 M.)
| 1000020204 | STUB,PRESTRESSED CONCRETE, 0.35X0.35 M., 6.50 M.LONG | EACH | 1 | 1
| 1010160001 | BOLT,STUB M.24x800 mm. | SET | 3 | 0
set14310 | CONCRETE STUB, 1X(.40X.40X5.50 M.)
| 1000020300 | STUB,PRESTRESSED CONCRETE, 0.40X0.40 M., 5.50 M.LONG | EACH | 1 | 1
| 1010160002 | BOLT,STUB M.24x1,000 mm. | SET | 3 | 0
set14311 | CONCRETE STUB, 1X(.40X.40X6.50 M.)
| 1000020301 | STUB,PRESTRESSED CONCRETE, 0.40X0.40 M., 6.50 M.LONG | EACH | 1 | 1
| 1010160002 | BOLT,STUB M.24x1,000 mm. | SET | 3 | 0
set14312 | CONCRETE STUB, 1X(.40X.40X7.50 M.)
| 1000020302 | STUB,PRESTRESSED CONCRETE, 0.40x0.40 M., 7.50 M.LONG | EACH | 1 | 1
| 1010160002 | BOLT,STUB M.24x1,000 mm. | SET | 3 | 0
set14313 | CONCRETE STUB, 1X(.41X.41X5.50 M.)
| 1000020500 | STUB,PRESTRESSED CONCRETE,0.41X0.41M.,5.50M.LONG | EACH | 1 | 1
| 1010160002 | BOLT,STUB M.24x1,000 mm. | SET | 3 | 0
set14314 | CONCRETE STUB, 1X(.41X.41X6.50 M.)
| 1000020501 | STUB,PRESTRESSED CONCRETE,0.41X0.41M.,6.50M.LONG | EACH | 1 | 1
| 1010160002 | BOLT,STUB M.24x1,000 mm. | SET | 3 | 0
set14315 | CONCRETE STUB, 1X(.41X.41X7.50 M.)
| 1000020502 | STUB,PRESTRESSED CONCRETE,0.41X0.41M.,7.50M.LONG | EACH | 1 | 1
| 1010160002 | BOLT,STUB M.24x1,000 mm. | SET | 3 | 0
set14316 | CONCRETE STUB, 1X(.36X.36X4.50 M.)
| 1000020400 | STUB,PRESTRESSED CONCRETE,0.36X0.36M.,4.50M.LONG | EACH | 1 | 1
| 1010160002 | BOLT,STUB M.24x1,000 mm. | SET | 3 | 0
set14317 | CONCRETE STUB, 1X(.36X.36X5.50 M.)
| 1000020401 | STUB,PRESTRESSED CONCRETE,0.36X0.36M.,5.50M.LONG | EACH | 1 | 1
| 1010160002 | BOLT,STUB M.24x1,000 mm. | SET | 3 | 0
set14318 | CONCRETE STUB, 1X(.36X.36X6.50 M.)
| 1000020402 | STUB,PRESTRESSED CONCRETE,0.36X0.36M.,6.50M.LONG | EACH | 1 | 1
| 1010160002 | BOLT,STUB M.24x1,000 mm. | SET | 3 | 0
set14319 | CONCRETE STUB, 2X(.30X.30X4.50 M.)
| 1000020102 | STUB,PRESTRESSED CONCRETE, 0.30X0.30 M., 4.50 M.LONG | EACH | 2 | 2
| 1010160003 | BOLT,STUB M.24X1,250 MM. | SET | 3 | 0
set14320 | CONCRETE STUB, 2X(.30X.30X5.50 M.)
| 1000020103 | STUB,PRESTRESSED CONCRETE, 0.30X0.30 M., 5.50 M.LONG | EACH | 2 | 2
| 1010160003 | BOLT,STUB M.24X1,250 MM. | SET | 3 | 0
set14321 | CONCRETE STUB, 2X(.30X.30X6.50 M.)
| 1000020104 | STUB,PRESTRESSED CONCRETE, 0.30X0.30 M., 6.50 M.LONG | EACH | 2 | 2
| 1010160003 | BOLT,STUB M.24X1,250 MM. | SET | 3 | 0
set14322 | CONCRETE STUB, 2X(.35X.35X4.50 M.)
| 1000020201 | STUB,PRESTRESSED CONCRETE, 0.35X0.35 M., 4.50 M.LONG | EACH | 2 | 2
| 1010160003 | BOLT,STUB M.24X1,250 MM. | SET | 3 | 0
set14323 | CONCRETE STUB, 2X(.35X.35X5.50 M.)
| 1000020202 | STUB,PRESTRESSED CONCRETE, 0.35X0.35 M., 5.50 M.LONG | EACH | 2 | 2
| 1010160003 | BOLT,STUB M.24X1,250 MM. | SET | 3 | 0
set14324 | CONCRETE STUB, 2X(.35X.35X6.50 M.)
| 1000020204 | STUB,PRESTRESSED CONCRETE, 0.35X0.35 M., 6.50 M.LONG | EACH | 2 | 2
| 1010160003 | BOLT,STUB M.24X1,250 MM. | SET | 3 | 0
set14325 | CONCRETE STUB, 2X(.36X.36X4.50 M.)
| 1000020400 | STUB,PRESTRESSED CONCRETE,0.36X0.36M.,4.50M.LONG | EACH | 2 | 2
| 1010160003 | BOLT,STUB M.24X1,250 MM. | SET | 3 | 0
set14326 | CONCRETE STUB, 2X(.36X.36X5.50 M.)
| 1000020401 | STUB,PRESTRESSED CONCRETE,0.36X0.36M.,5.50M.LONG | EACH | 2 | 2
| 1010160003 | BOLT,STUB M.24X1,250 MM. | SET | 3 | 0
set14327 | CONCRETE STUB, 2X(.36X.36X6.50 M.)
| 1000020402 | STUB,PRESTRESSED CONCRETE,0.36X0.36M.,6.50M.LONG | EACH | 2 | 2
| 1010160003 | BOLT,STUB M.24X1,250 MM. | SET | 3 | 0
set14328 | CONCRETE STUB, 2X(.40X.40X5.50 M.)
| 1000020300 | STUB,PRESTRESSED CONCRETE, 0.40X0.40 M., 5.50 M.LONG | EACH | 2 | 2
| 1010160004 | BOLT,STUB,M 24 X 1,600 MM. | SET | 3 | 0
set14329 | CONCRETE STUB, 2X(.40X.40X6.50 M.)
| 1000020301 | STUB,PRESTRESSED CONCRETE, 0.40X0.40 M., 6.50 M.LONG | EACH | 2 | 2
| 1010160004 | BOLT,STUB,M 24 X 1,600 MM. | SET | 3 | 0
set14330 | CONCRETE STUB, 2X(.40X.40X7.50 M.)
| 1000020302 | STUB,PRESTRESSED CONCRETE, 0.40x0.40 M., 7.50 M.LONG | EACH | 2 | 2
| 1010160004 | BOLT,STUB,M 24 X 1,600 MM. | SET | 3 | 0
set14331 | CONCRETE STUB, 2X(.41X.41X5.50 M.)
| 1000020500 | STUB,PRESTRESSED CONCRETE,0.41X0.41M.,5.50M.LONG | EACH | 2 | 2
| 1010160004 | BOLT,STUB,M 24 X 1,600 MM. | SET | 3 | 0
set14332 | CONCRETE STUB, 2X(.41X.41X6.50 M.)
| 1000020501 | STUB,PRESTRESSED CONCRETE,0.41X0.41M.,6.50M.LONG | EACH | 2 | 2
| 1010160004 | BOLT,STUB,M 24 X 1,600 MM. | SET | 3 | 0
set14333 | CONCRETE STUB, 2X(.41X.41X7.50 M.)
| 1000020502 | STUB,PRESTRESSED CONCRETE,0.41X0.41M.,7.50M.LONG | EACH | 2 | 2
| 1010160004 | BOLT,STUB,M 24 X 1,600 MM. | SET | 3 | 0
set14401 | FLUORESCENT LUM. 2x36 W.(8-9 M.), TYPE 1,6/SA4-015/43001
| 1010110203 | BOLT,MACHINE M.16x250 mm. | SET | 2 | 0
| 1010180100 | WASHER,PLAIN,SQUARE,LARGE 52x52x4.5 mm.HOLE DIA. 18 MM. TIS.258 | PCS. | 2 | 0
| 1020089954 | CONDUCTOR,CU,NFYW 0.6/1 KV. 2.5 SQ.MM. | M. | 8 | 0
| 1020200000 | TAPE,ARMOR,AL 1x10 mm. | KG. | 0.05 | 0
| 1020320001 | CONNECTOR,COMPRESSION H-TYPE,MAIN AL.25-50 SQ.MM.TAP AL OR CU 2.5-6 SQ.MM. | PCS. | 2 | 0
| 1070010005 | SET OF LUMINAIRE,FOR FLUORESCENT LAMP,TYPE 6 OF DRG. | SET | 1 | 1
| 1080040001 | CONDUIT,PVC,RIGID,DIA. 20x2500 mm.TIS.216 | EACH | 1 | 0
set14402 | FLUORESCENT LUM. 2x36 W.(8-9 M.), TYPE 2,6/SA4-015/43001
| 1010110203 | BOLT,MACHINE M.16x250 mm. | SET | 2 | 0
| 1010180100 | WASHER,PLAIN,SQUARE,LARGE 52x52x4.5 mm.HOLE DIA. 18 MM. TIS.258 | PCS. | 2 | 0
| 1020089954 | CONDUCTOR,CU,NFYW 0.6/1 KV. 2.5 SQ.MM. | M. | 8 | 0
| 1020320001 | CONNECTOR,COMPRESSION H-TYPE,MAIN AL.25-50 SQ.MM.TAP AL OR CU 2.5-6 SQ.MM. | PCS. | 2 | 0
| 1070010005 | SET OF LUMINAIRE,FOR FLUORESCENT LAMP,TYPE 6 OF DRG. | SET | 1 | 1
set14403 | FLUORESCENT LUM. 2x36 W.(8-9 M.), TYPE 3,6/SA4-015/43001
| 1020089954 | CONDUCTOR,CU,NFYW 0.6/1 KV. 2.5 SQ.MM. | M. | 8 | 0
| 1020320001 | CONNECTOR,COMPRESSION H-TYPE,MAIN AL.25-50 SQ.MM.TAP AL OR CU 2.5-6 SQ.MM. | PCS. | 2 | 0
| 1070010005 | SET OF LUMINAIRE,FOR FLUORESCENT LAMP,TYPE 6 OF DRG. | SET | 1 | 1
set14404 | MERCURY LUM. 80 W.(8-9 M.), TYPE 1,1(OR 2)/SA4-015/43001
| 1010110203 | BOLT,MACHINE M.16x250 mm. | SET | 2 | 0
| 1010180100 | WASHER,PLAIN,SQUARE,LARGE 52x52x4.5 mm.HOLE DIA. 18 MM. TIS.258 | PCS. | 2 | 0
| 1020089954 | CONDUCTOR,CU,NFYW 0.6/1 KV. 2.5 SQ.MM. | M. | 8 | 0
| 1020200000 | TAPE,ARMOR,AL 1x10 mm. | KG. | 0.05 | 0
| 1020320001 | CONNECTOR,COMPRESSION H-TYPE,MAIN AL.25-50 SQ.MM.TAP AL OR CU 2.5-6 SQ.MM. | PCS. | 2 | 0
| 1070010107 | SET OF LUMINAIRE,FOR MERCURY VAPOUR LAMP,TYPE3 DWG.S02-015/17009,1X80 OR 1X125 W.COMPLETE WITH ACCESSORIES | SET | 1 | 1
| 1080040001 | CONDUIT,PVC,RIGID,DIA. 20x2500 mm.TIS.216 | EACH | 1 | 0
set14405 | MERCURY LUM. 125 W.(8-9 M.) TYPE 1,1(OR 2)/SA4-015/43001
| 1010110203 | BOLT,MACHINE M.16x250 mm. | SET | 2 | 0
| 1010180100 | WASHER,PLAIN,SQUARE,LARGE 52x52x4.5 mm.HOLE DIA. 18 MM. TIS.258 | PCS. | 2 | 0
| 1020089954 | CONDUCTOR,CU,NFYW 0.6/1 KV. 2.5 SQ.MM. | M. | 8 | 0
| 1020200000 | TAPE,ARMOR,AL 1x10 mm. | KG. | 0.05 | 0
| 1020320001 | CONNECTOR,COMPRESSION H-TYPE,MAIN AL.25-50 SQ.MM.TAP AL OR CU 2.5-6 SQ.MM. | PCS. | 2 | 0
| 1070010107 | SET OF LUMINAIRE,FOR MERCURY VAPOUR LAMP,TYPE3 DWG.S02-015/17009,1X80 OR 1X125 W.COMPLETE WITH ACCESSORIES | SET | 1 | 1
| 1080040001 | CONDUIT,PVC,RIGID,DIA. 20x2500 mm.TIS.216 | EACH | 1 | 0
set14406 | MERCURY LUM. 250 W.(8-9 M.) TYPE 1,3(OR 4)/SA4-015/43001
| 1010110203 | BOLT,MACHINE M.16x250 mm. | SET | 2 | 0
| 1010180100 | WASHER,PLAIN,SQUARE,LARGE 52x52x4.5 mm.HOLE DIA. 18 MM. TIS.258 | PCS. | 2 | 0
| 1020089954 | CONDUCTOR,CU,NFYW 0.6/1 KV. 2.5 SQ.MM. | M. | 8 | 0
| 1020200000 | TAPE,ARMOR,AL 1x10 mm. | KG. | 0.05 | 0
| 1020320001 | CONNECTOR,COMPRESSION H-TYPE,MAIN AL.25-50 SQ.MM.TAP AL OR CU 2.5-6 SQ.MM. | PCS. | 2 | 0
| 1080040001 | CONDUIT,PVC,RIGID,DIA. 20x2500 mm.TIS.216 | EACH | 1 | 0
| 9090010005 | SET OF LUMINAIR,FOR MERCURY VAPOUR LAMP, 250 WATTS | SET | 1 | 1
set14407 | MERCURY LUM. 80 W.(8-9 M.), TYPE 2,1(OR 2)/SA4-015/43001
| 1010110203 | BOLT,MACHINE M.16x250 mm. | SET | 2 | 0
| 1010180100 | WASHER,PLAIN,SQUARE,LARGE 52x52x4.5 mm.HOLE DIA. 18 MM. TIS.258 | PCS. | 2 | 0
| 1020089954 | CONDUCTOR,CU,NFYW 0.6/1 KV. 2.5 SQ.MM. | M. | 8 | 0
| 1020320001 | CONNECTOR,COMPRESSION H-TYPE,MAIN AL.25-50 SQ.MM.TAP AL OR CU 2.5-6 SQ.MM. | PCS. | 2 | 0
| 1070010107 | SET OF LUMINAIRE,FOR MERCURY VAPOUR LAMP,TYPE3 DWG.S02-015/17009,1X80 OR 1X125 W.COMPLETE WITH ACCESSORIES | SET | 1 | 1
set14408 | MERCURY LUM. 125 W.(8-9 M.) TYPE 2,1(OR 2)/SA4-015/43001
| 1010110203 | BOLT,MACHINE M.16x250 mm. | SET | 2 | 0
| 1010180100 | WASHER,PLAIN,SQUARE,LARGE 52x52x4.5 mm.HOLE DIA. 18 MM. TIS.258 | PCS. | 2 | 0
| 1020089954 | CONDUCTOR,CU,NFYW 0.6/1 KV. 2.5 SQ.MM. | M. | 8 | 0
| 1020320001 | CONNECTOR,COMPRESSION H-TYPE,MAIN AL.25-50 SQ.MM.TAP AL OR CU 2.5-6 SQ.MM. | PCS. | 2 | 0
| 1070010107 | SET OF LUMINAIRE,FOR MERCURY VAPOUR LAMP,TYPE3 DWG.S02-015/17009,1X80 OR 1X125 W.COMPLETE WITH ACCESSORIES | SET | 1 | 1
set14409 | MERCURY LUM. 250 W.(8-9 M.) TYPE 2,3(OR 4)/SA4-015/43001
| 1010110203 | BOLT,MACHINE M.16x250 mm. | SET | 2 | 0
| 1010180100 | WASHER,PLAIN,SQUARE,LARGE 52x52x4.5 mm.HOLE DIA. 18 MM. TIS.258 | PCS. | 2 | 0
| 1020089954 | CONDUCTOR,CU,NFYW 0.6/1 KV. 2.5 SQ.MM. | M. | 8 | 0
| 1020320001 | CONNECTOR,COMPRESSION H-TYPE,MAIN AL.25-50 SQ.MM.TAP AL OR CU 2.5-6 SQ.MM. | PCS. | 2 | 0
| 9090010005 | SET OF LUMINAIR,FOR MERCURY VAPOUR LAMP, 250 WATTS | SET | 1 | 1
set14410 | MERCURY LUM. 80 W.(8-9 M.), TYPE 3,1(OR 2)/SA4-015/43001
| 1020089954 | CONDUCTOR,CU,NFYW 0.6/1 KV. 2.5 SQ.MM. | M. | 8 | 0
| 1020320001 | CONNECTOR,COMPRESSION H-TYPE,MAIN AL.25-50 SQ.MM.TAP AL OR CU 2.5-6 SQ.MM. | PCS. | 2 | 0
| 1070010107 | SET OF LUMINAIRE,FOR MERCURY VAPOUR LAMP,TYPE3 DWG.S02-015/17009,1X80 OR 1X125 W.COMPLETE WITH ACCESSORIES | SET | 1 | 1
set14411 | MERCURY LUM. 125 W.(8-9 M.) TYPE 3,1(OR 2)/SA4-015/43001
| 1020089954 | CONDUCTOR,CU,NFYW 0.6/1 KV. 2.5 SQ.MM. | M. | 8 | 0
| 1020320001 | CONNECTOR,COMPRESSION H-TYPE,MAIN AL.25-50 SQ.MM.TAP AL OR CU 2.5-6 SQ.MM. | PCS. | 2 | 0
| 1070010107 | SET OF LUMINAIRE,FOR MERCURY VAPOUR LAMP,TYPE3 DWG.S02-015/17009,1X80 OR 1X125 W.COMPLETE WITH ACCESSORIES | SET | 1 | 1
set14412 | MERCURY LUM. 250 W.(8-9 M.) TYPE 3,3(OR 4)/SA4-015/43001
| 1020089954 | CONDUCTOR,CU,NFYW 0.6/1 KV. 2.5 SQ.MM. | M. | 8 | 0
| 1020320001 | CONNECTOR,COMPRESSION H-TYPE,MAIN AL.25-50 SQ.MM.TAP AL OR CU 2.5-6 SQ.MM. | PCS. | 2 | 0
| 9090010005 | SET OF LUMINAIR,FOR MERCURY VAPOUR LAMP, 250 WATTS | SET | 1 | 1
set14413 | HIGH PRESSURE SODIUM LUM. 70 W.(8-9 M.) TYPE 1,3(OR 4)/SA4-015/43001
| 1010110203 | BOLT,MACHINE M.16x250 mm. | SET | 2 | 0
| 1010180100 | WASHER,PLAIN,SQUARE,LARGE 52x52x4.5 mm.HOLE DIA. 18 MM. TIS.258 | PCS. | 2 | 0
| 1020089954 | CONDUCTOR,CU,NFYW 0.6/1 KV. 2.5 SQ.MM. | M. | 8 | 0
| 1020200000 | TAPE,ARMOR,AL 1x10 mm. | KG. | 0.05 | 0
| 1020320001 | CONNECTOR,COMPRESSION H-TYPE,MAIN AL.25-50 SQ.MM.TAP AL OR CU 2.5-6 SQ.MM. | PCS. | 2 | 0
| 1070010301 | STREET LIGHTING SET,HIGH PRESSURE SODIUM LAMP 220 V.1X70 W.ACCESSORIES & PHOTOELECTRIC CONTROL SWITCH | SET | 1 | 1
| 1080040001 | CONDUIT,PVC,RIGID,DIA. 20x2500 mm.TIS.216 | EACH | 1 | 0
set14414 | HIGH PRESSURE SODIUM LUM. 70 W.(8-9 M.) TYPE 2,3(OR 4)/SA4-015/43001
| 1010110203 | BOLT,MACHINE M.16x250 mm. | SET | 2 | 0
| 1010180100 | WASHER,PLAIN,SQUARE,LARGE 52x52x4.5 mm.HOLE DIA. 18 MM. TIS.258 | PCS. | 2 | 0
| 1020089954 | CONDUCTOR,CU,NFYW 0.6/1 KV. 2.5 SQ.MM. | M. | 8 | 0
| 1020320001 | CONNECTOR,COMPRESSION H-TYPE,MAIN AL.25-50 SQ.MM.TAP AL OR CU 2.5-6 SQ.MM. | PCS. | 2 | 0
| 1070010301 | STREET LIGHTING SET,HIGH PRESSURE SODIUM LAMP 220 V.1X70 W.ACCESSORIES & PHOTOELECTRIC CONTROL SWITCH | SET | 1 | 1
set14415 | HIGH PRESSURE SODIUM LUM. 70 W.(8-9 M.) TYPE 3,3(OR 4)/SA4-015/43001
| 1020089954 | CONDUCTOR,CU,NFYW 0.6/1 KV. 2.5 SQ.MM. | M. | 8 | 0
| 1020320001 | CONNECTOR,COMPRESSION H-TYPE,MAIN AL.25-50 SQ.MM.TAP AL OR CU 2.5-6 SQ.MM. | PCS. | 2 | 0
| 1070010301 | STREET LIGHTING SET,HIGH PRESSURE SODIUM LAMP 220 V.1X70 W.ACCESSORIES & PHOTOELECTRIC CONTROL SWITCH | SET | 1 | 1
set14421 | FLUORESCENT LUM. 2x36 W.(12, 12.20 M.), TYPE 1,6/SA4-015/43001
| 1010110204 | BOLT,MACHINE M.16x300 mm. | SET | 2 | 0
| 1010180100 | WASHER,PLAIN,SQUARE,LARGE 52x52x4.5 mm.HOLE DIA. 18 MM. TIS.258 | PCS. | 2 | 0
| 1020089954 | CONDUCTOR,CU,NFYW 0.6/1 KV. 2.5 SQ.MM. | M. | 8 | 0
| 1020200000 | TAPE,ARMOR,AL 1x10 mm. | KG. | 0.05 | 0
| 1020320001 | CONNECTOR,COMPRESSION H-TYPE,MAIN AL.25-50 SQ.MM.TAP AL OR CU 2.5-6 SQ.MM. | PCS. | 2 | 0
| 1070010005 | SET OF LUMINAIRE,FOR FLUORESCENT LAMP,TYPE 6 OF DRG. | SET | 1 | 1
| 1080040001 | CONDUIT,PVC,RIGID,DIA. 20x2500 mm.TIS.216 | EACH | 1 | 0
set14422 | FLUORESCENT LUM. 2x36 W.(12, 12.20 M.), TYPE 2,6/SA4-015/43001
| 1010110204 | BOLT,MACHINE M.16x300 mm. | SET | 2 | 0
| 1010180100 | WASHER,PLAIN,SQUARE,LARGE 52x52x4.5 mm.HOLE DIA. 18 MM. TIS.258 | PCS. | 2 | 0
| 1020089954 | CONDUCTOR,CU,NFYW 0.6/1 KV. 2.5 SQ.MM. | M. | 8 | 0
| 1020320001 | CONNECTOR,COMPRESSION H-TYPE,MAIN AL.25-50 SQ.MM.TAP AL OR CU 2.5-6 SQ.MM. | PCS. | 2 | 0
| 1070010005 | SET OF LUMINAIRE,FOR FLUORESCENT LAMP,TYPE 6 OF DRG. | SET | 1 | 1
set14424 | MERCURY LUM. 80 W.(12, 12.20 M.), TYPE 1,1(OR 2)/SA4-015/43001
| 1010110204 | BOLT,MACHINE M.16x300 mm. | SET | 2 | 0
| 1010180100 | WASHER,PLAIN,SQUARE,LARGE 52x52x4.5 mm.HOLE DIA. 18 MM. TIS.258 | PCS. | 2 | 0
| 1020089954 | CONDUCTOR,CU,NFYW 0.6/1 KV. 2.5 SQ.MM. | M. | 8 | 0
| 1020200000 | TAPE,ARMOR,AL 1x10 mm. | KG. | 0.05 | 0
| 1020320001 | CONNECTOR,COMPRESSION H-TYPE,MAIN AL.25-50 SQ.MM.TAP AL OR CU 2.5-6 SQ.MM. | PCS. | 2 | 0
| 1070010107 | SET OF LUMINAIRE,FOR MERCURY VAPOUR LAMP,TYPE3 DWG.S02-015/17009,1X80 OR 1X125 W.COMPLETE WITH ACCESSORIES | SET | 1 | 1
| 1080040001 | CONDUIT,PVC,RIGID,DIA. 20x2500 mm.TIS.216 | EACH | 1 | 0
set14425 | MERCURY LUM. 125 W.(12, 12.20 M.) TYPE 1,1(OR 2)/SA4-015/43001
| 1010110204 | BOLT,MACHINE M.16x300 mm. | SET | 2 | 0
| 1010180100 | WASHER,PLAIN,SQUARE,LARGE 52x52x4.5 mm.HOLE DIA. 18 MM. TIS.258 | PCS. | 2 | 0
| 1020089954 | CONDUCTOR,CU,NFYW 0.6/1 KV. 2.5 SQ.MM. | M. | 8 | 0
| 1020200000 | TAPE,ARMOR,AL 1x10 mm. | KG. | 0.05 | 0
| 1020320001 | CONNECTOR,COMPRESSION H-TYPE,MAIN AL.25-50 SQ.MM.TAP AL OR CU 2.5-6 SQ.MM. | PCS. | 2 | 0
| 1070010107 | SET OF LUMINAIRE,FOR MERCURY VAPOUR LAMP,TYPE3 DWG.S02-015/17009,1X80 OR 1X125 W.COMPLETE WITH ACCESSORIES | SET | 1 | 1
| 1080040001 | CONDUIT,PVC,RIGID,DIA. 20x2500 mm.TIS.216 | EACH | 1 | 0
set14426 | MERCURY LUM. 250 W.(12, 12.20 M.) TYPE 1,3(OR 4)/SA4-015/43001
| 1010110204 | BOLT,MACHINE M.16x300 mm. | SET | 2 | 0
| 1010180100 | WASHER,PLAIN,SQUARE,LARGE 52x52x4.5 mm.HOLE DIA. 18 MM. TIS.258 | PCS. | 2 | 0
| 1020089954 | CONDUCTOR,CU,NFYW 0.6/1 KV. 2.5 SQ.MM. | M. | 8 | 0
| 1020200000 | TAPE,ARMOR,AL 1x10 mm. | KG. | 0.05 | 0
| 1020320001 | CONNECTOR,COMPRESSION H-TYPE,MAIN AL.25-50 SQ.MM.TAP AL OR CU 2.5-6 SQ.MM. | PCS. | 2 | 0
| 1080040001 | CONDUIT,PVC,RIGID,DIA. 20x2500 mm.TIS.216 | EACH | 1 | 0
| 9090010005 | SET OF LUMINAIR,FOR MERCURY VAPOUR LAMP, 250 WATTS | SET | 1 | 1
set14427 | MERCURY LUM. 80 W.(12, 12.20 M.), TYPE 2,1(OR 2)/SA4-015/43001
| 1010110204 | BOLT,MACHINE M.16x300 mm. | SET | 2 | 0
| 1010180100 | WASHER,PLAIN,SQUARE,LARGE 52x52x4.5 mm.HOLE DIA. 18 MM. TIS.258 | PCS. | 2 | 0
| 1020089954 | CONDUCTOR,CU,NFYW 0.6/1 KV. 2.5 SQ.MM. | M. | 8 | 0
| 1020320001 | CONNECTOR,COMPRESSION H-TYPE,MAIN AL.25-50 SQ.MM.TAP AL OR CU 2.5-6 SQ.MM. | PCS. | 2 | 0
| 1070010107 | SET OF LUMINAIRE,FOR MERCURY VAPOUR LAMP,TYPE3 DWG.S02-015/17009,1X80 OR 1X125 W.COMPLETE WITH ACCESSORIES | SET | 1 | 1
set14428 | MERCURY LUM. 125 W.(12, 12.20 M.) TYPE 2,1(OR 2)/SA4-015/43001
| 1010110204 | BOLT,MACHINE M.16x300 mm. | SET | 2 | 0
| 1010180100 | WASHER,PLAIN,SQUARE,LARGE 52x52x4.5 mm.HOLE DIA. 18 MM. TIS.258 | PCS. | 2 | 0
| 1020089954 | CONDUCTOR,CU,NFYW 0.6/1 KV. 2.5 SQ.MM. | M. | 8 | 0
| 1020320001 | CONNECTOR,COMPRESSION H-TYPE,MAIN AL.25-50 SQ.MM.TAP AL OR CU 2.5-6 SQ.MM. | PCS. | 2 | 0
| 1070010107 | SET OF LUMINAIRE,FOR MERCURY VAPOUR LAMP,TYPE3 DWG.S02-015/17009,1X80 OR 1X125 W.COMPLETE WITH ACCESSORIES | SET | 1 | 1
set14429 | MERCURY LUM. 250 W.(12, 12.20 M.) TYPE 2,3(OR 4)/SA4-015/43001
| 1010110204 | BOLT,MACHINE M.16x300 mm. | SET | 2 | 0
| 1010180100 | WASHER,PLAIN,SQUARE,LARGE 52x52x4.5 mm.HOLE DIA. 18 MM. TIS.258 | PCS. | 2 | 0
| 1020089954 | CONDUCTOR,CU,NFYW 0.6/1 KV. 2.5 SQ.MM. | M. | 8 | 0
| 1020320001 | CONNECTOR,COMPRESSION H-TYPE,MAIN AL.25-50 SQ.MM.TAP AL OR CU 2.5-6 SQ.MM. | PCS. | 2 | 0
| 9090010005 | SET OF LUMINAIR,FOR MERCURY VAPOUR LAMP, 250 WATTS | SET | 1 | 1
set14433 | HIGH PRESSURE SODIUM LUM. 70 W.(12, 12.20 M.) TYPE 1,3(OR 4)/SA4-015/43001
| 1010110204 | BOLT,MACHINE M.16x300 mm. | SET | 2 | 0
| 1010180100 | WASHER,PLAIN,SQUARE,LARGE 52x52x4.5 mm.HOLE DIA. 18 MM. TIS.258 | PCS. | 2 | 0
| 1020089954 | CONDUCTOR,CU,NFYW 0.6/1 KV. 2.5 SQ.MM. | M. | 8 | 0
| 1020200000 | TAPE,ARMOR,AL 1x10 mm. | KG. | 0.05 | 0
| 1020320001 | CONNECTOR,COMPRESSION H-TYPE,MAIN AL.25-50 SQ.MM.TAP AL OR CU 2.5-6 SQ.MM. | PCS. | 2 | 0
| 1070010301 | STREET LIGHTING SET,HIGH PRESSURE SODIUM LAMP 220 V.1X70 W.ACCESSORIES & PHOTOELECTRIC CONTROL SWITCH | SET | 1 | 1
| 1080040001 | CONDUIT,PVC,RIGID,DIA. 20x2500 mm.TIS.216 | EACH | 1 | 0
set14434 | HIGH PRESSURE SODIUM LUM. 70 W.(12, 12.20 M.) TYPE 2,3(OR 4)/SA4-015/43001
| 1010110204 | BOLT,MACHINE M.16x300 mm. | SET | 2 | 0
| 1010180100 | WASHER,PLAIN,SQUARE,LARGE 52x52x4.5 mm.HOLE DIA. 18 MM. TIS.258 | PCS. | 2 | 0
| 1020089954 | CONDUCTOR,CU,NFYW 0.6/1 KV. 2.5 SQ.MM. | M. | 8 | 0
| 1020320001 | CONNECTOR,COMPRESSION H-TYPE,MAIN AL.25-50 SQ.MM.TAP AL OR CU 2.5-6 SQ.MM. | PCS. | 2 | 0
| 1070010301 | STREET LIGHTING SET,HIGH PRESSURE SODIUM LAMP 220 V.1X70 W.ACCESSORIES & PHOTOELECTRIC CONTROL SWITCH | SET | 1 | 1
set14441 | FLUORESCENT LUM. 2x36 W.(14, 16 M.), TYPE 1,6/SA4-015/43001
| 1010110205 | BOLT,MACHINE M.16x350 mm. | SET | 2 | 0
| 1010180100 | WASHER,PLAIN,SQUARE,LARGE 52x52x4.5 mm.HOLE DIA. 18 MM. TIS.258 | PCS. | 2 | 0
| 1020089954 | CONDUCTOR,CU,NFYW 0.6/1 KV. 2.5 SQ.MM. | M. | 8 | 0
| 1020200000 | TAPE,ARMOR,AL 1x10 mm. | KG. | 0.05 | 0
| 1020320001 | CONNECTOR,COMPRESSION H-TYPE,MAIN AL.25-50 SQ.MM.TAP AL OR CU 2.5-6 SQ.MM. | PCS. | 2 | 0
| 1070010005 | SET OF LUMINAIRE,FOR FLUORESCENT LAMP,TYPE 6 OF DRG. | SET | 1 | 1
| 1080040001 | CONDUIT,PVC,RIGID,DIA. 20x2500 mm.TIS.216 | EACH | 1 | 0
set14442 | FLUORESCENT LUM. 2x36 W.(14, 16 M.), TYPE 2,6/SA4-015/43001
| 1010110205 | BOLT,MACHINE M.16x350 mm. | SET | 2 | 0
| 1010180100 | WASHER,PLAIN,SQUARE,LARGE 52x52x4.5 mm.HOLE DIA. 18 MM. TIS.258 | PCS. | 2 | 0
| 1020089954 | CONDUCTOR,CU,NFYW 0.6/1 KV. 2.5 SQ.MM. | M. | 8 | 0
| 1020320001 | CONNECTOR,COMPRESSION H-TYPE,MAIN AL.25-50 SQ.MM.TAP AL OR CU 2.5-6 SQ.MM. | PCS. | 2 | 0
| 1070010005 | SET OF LUMINAIRE,FOR FLUORESCENT LAMP,TYPE 6 OF DRG. | SET | 1 | 1
set14444 | MERCURY LUM. 80 W.(14, 16 M.), TYPE 1,1(OR 2)/SA4-015/43001
| 1010110205 | BOLT,MACHINE M.16x350 mm. | SET | 2 | 0
| 1010180100 | WASHER,PLAIN,SQUARE,LARGE 52x52x4.5 mm.HOLE DIA. 18 MM. TIS.258 | PCS. | 2 | 0
| 1010990000 | NAIL,MILD STEEL,ROUND-FLAT HEAD,DIA. 2.00X5.00 MM. 35 MM.LONG | EACH | 3 | 0
| 1020089954 | CONDUCTOR,CU,NFYW 0.6/1 KV. 2.5 SQ.MM. | M. | 8 | 0
| 1020200000 | TAPE,ARMOR,AL 1x10 mm. | KG. | 0.05 | 0
| 1020320001 | CONNECTOR,COMPRESSION H-TYPE,MAIN AL.25-50 SQ.MM.TAP AL OR CU 2.5-6 SQ.MM. | PCS. | 2 | 0
| 1070010107 | SET OF LUMINAIRE,FOR MERCURY VAPOUR LAMP,TYPE3 DWG.S02-015/17009,1X80 OR 1X125 W.COMPLETE WITH ACCESSORIES | SET | 1 | 1
| 1080040001 | CONDUIT,PVC,RIGID,DIA. 20x2500 mm.TIS.216 | EACH | 1 | 0
set14445 | MERCURY LUM. 125 W.(14, 16 M.) TYPE 1,1(OR 2)/SA4-015/43001
| 1010110205 | BOLT,MACHINE M.16x350 mm. | SET | 2 | 0
| 1010180100 | WASHER,PLAIN,SQUARE,LARGE 52x52x4.5 mm.HOLE DIA. 18 MM. TIS.258 | PCS. | 2 | 0
| 1020089954 | CONDUCTOR,CU,NFYW 0.6/1 KV. 2.5 SQ.MM. | M. | 8 | 0
| 1020200000 | TAPE,ARMOR,AL 1x10 mm. | KG. | 0.05 | 0
| 1020320001 | CONNECTOR,COMPRESSION H-TYPE,MAIN AL.25-50 SQ.MM.TAP AL OR CU 2.5-6 SQ.MM. | PCS. | 2 | 0
| 1070010107 | SET OF LUMINAIRE,FOR MERCURY VAPOUR LAMP,TYPE3 DWG.S02-015/17009,1X80 OR 1X125 W.COMPLETE WITH ACCESSORIES | SET | 1 | 1
| 1080040001 | CONDUIT,PVC,RIGID,DIA. 20x2500 mm.TIS.216 | EACH | 1 | 0
set14446 | MERCURY LUM. 250 W.(14, 16 M.) TYPE 1,3(OR 4)/SA4-015/43001
| 1010110205 | BOLT,MACHINE M.16x350 mm. | SET | 2 | 0
| 1010180100 | WASHER,PLAIN,SQUARE,LARGE 52x52x4.5 mm.HOLE DIA. 18 MM. TIS.258 | PCS. | 2 | 0
| 1020089954 | CONDUCTOR,CU,NFYW 0.6/1 KV. 2.5 SQ.MM. | M. | 8 | 0
| 1020200000 | TAPE,ARMOR,AL 1x10 mm. | KG. | 0.05 | 0
| 1020320001 | CONNECTOR,COMPRESSION H-TYPE,MAIN AL.25-50 SQ.MM.TAP AL OR CU 2.5-6 SQ.MM. | PCS. | 2 | 0
| 1080040001 | CONDUIT,PVC,RIGID,DIA. 20x2500 mm.TIS.216 | EACH | 1 | 0
| 9090010005 | SET OF LUMINAIR,FOR MERCURY VAPOUR LAMP, 250 WATTS | SET | 1 | 1
set14447 | MERCURY LUM. 80 W.(14, 16 M.), TYPE 2,1(OR 2)/SA4-015/43001
| 1010110205 | BOLT,MACHINE M.16x350 mm. | SET | 2 | 0
| 1010180100 | WASHER,PLAIN,SQUARE,LARGE 52x52x4.5 mm.HOLE DIA. 18 MM. TIS.258 | PCS. | 2 | 0
| 1020089954 | CONDUCTOR,CU,NFYW 0.6/1 KV. 2.5 SQ.MM. | M. | 8 | 0
| 1020320001 | CONNECTOR,COMPRESSION H-TYPE,MAIN AL.25-50 SQ.MM.TAP AL OR CU 2.5-6 SQ.MM. | PCS. | 2 | 0
| 1070010107 | SET OF LUMINAIRE,FOR MERCURY VAPOUR LAMP,TYPE3 DWG.S02-015/17009,1X80 OR 1X125 W.COMPLETE WITH ACCESSORIES | SET | 1 | 1
set14448 | MERCURY LUM. 125 W.(14, 16 M.) TYPE 2,1(OR 2)/SA4-015/43001
| 1010110205 | BOLT,MACHINE M.16x350 mm. | SET | 2 | 0
| 1010180100 | WASHER,PLAIN,SQUARE,LARGE 52x52x4.5 mm.HOLE DIA. 18 MM. TIS.258 | PCS. | 2 | 0
| 1020089954 | CONDUCTOR,CU,NFYW 0.6/1 KV. 2.5 SQ.MM. | M. | 8 | 0
| 1020320001 | CONNECTOR,COMPRESSION H-TYPE,MAIN AL.25-50 SQ.MM.TAP AL OR CU 2.5-6 SQ.MM. | PCS. | 2 | 0
| 1070010107 | SET OF LUMINAIRE,FOR MERCURY VAPOUR LAMP,TYPE3 DWG.S02-015/17009,1X80 OR 1X125 W.COMPLETE WITH ACCESSORIES | SET | 1 | 1
set14449 | MERCURY LUM. 250 W.(14, 16 M.) TYPE 2,3(OR 4)/SA4-015/43001
| 1010110205 | BOLT,MACHINE M.16x350 mm. | SET | 2 | 0
| 1010180100 | WASHER,PLAIN,SQUARE,LARGE 52x52x4.5 mm.HOLE DIA. 18 MM. TIS.258 | PCS. | 2 | 0
| 1020089954 | CONDUCTOR,CU,NFYW 0.6/1 KV. 2.5 SQ.MM. | M. | 8 | 0
| 1020320001 | CONNECTOR,COMPRESSION H-TYPE,MAIN AL.25-50 SQ.MM.TAP AL OR CU 2.5-6 SQ.MM. | PCS. | 2 | 0
| 9090010005 | SET OF LUMINAIR,FOR MERCURY VAPOUR LAMP, 250 WATTS | SET | 1 | 1
set14453 | HIGH PRESSURE SODIUM LUM. 70 W.(14, 16 M.) TYPE 1,3(OR 4)/SA4-015/43001
| 1010110205 | BOLT,MACHINE M.16x350 mm. | SET | 2 | 0
| 1010180100 | WASHER,PLAIN,SQUARE,LARGE 52x52x4.5 mm.HOLE DIA. 18 MM. TIS.258 | PCS. | 2 | 0
| 1020089954 | CONDUCTOR,CU,NFYW 0.6/1 KV. 2.5 SQ.MM. | M. | 8 | 0
| 1020200000 | TAPE,ARMOR,AL 1x10 mm. | KG. | 0.05 | 0
| 1020320001 | CONNECTOR,COMPRESSION H-TYPE,MAIN AL.25-50 SQ.MM.TAP AL OR CU 2.5-6 SQ.MM. | PCS. | 2 | 0
| 1070010301 | STREET LIGHTING SET,HIGH PRESSURE SODIUM LAMP 220 V.1X70 W.ACCESSORIES & PHOTOELECTRIC CONTROL SWITCH | SET | 1 | 1
| 1080040001 | CONDUIT,PVC,RIGID,DIA. 20x2500 mm.TIS.216 | EACH | 1 | 0
set14454 | HIGH PRESSURE SODIUM LUM. 70 W.(14, 16 M.) TYPE 2,3(OR 4)/SA4-015/43001
| 1010110205 | BOLT,MACHINE M.16x350 mm. | SET | 2 | 0
| 1010180100 | WASHER,PLAIN,SQUARE,LARGE 52x52x4.5 mm.HOLE DIA. 18 MM. TIS.258 | PCS. | 2 | 0
| 1020089954 | CONDUCTOR,CU,NFYW 0.6/1 KV. 2.5 SQ.MM. | M. | 8 | 0
| 1020320001 | CONNECTOR,COMPRESSION H-TYPE,MAIN AL.25-50 SQ.MM.TAP AL OR CU 2.5-6 SQ.MM. | PCS. | 2 | 0
| 1070010301 | STREET LIGHTING SET,HIGH PRESSURE SODIUM LAMP 220 V.1X70 W.ACCESSORIES & PHOTOELECTRIC CONTROL SWITCH | SET | 1 | 1
set14461 | TIME SWITCH, 1C, WEATHER PROOF FOR 220 V. 20 A.
| 1010110204 | BOLT,MACHINE M.16x300 mm. | SET | 2 | 0
| 1010180100 | WASHER,PLAIN,SQUARE,LARGE 52x52x4.5 mm.HOLE DIA. 18 MM. TIS.258 | PCS. | 6 | 0
| 1020320002 | CONNECTOR,COMPRESSION,H-TYPE,MAIN AL 25-50 SQ.MM.,TAP AL. OR CU. 16-35 SQ.MM. | PCS. | 4 | 0
| 1070030201 | TIME SWITCH,SINGLE CIRCUIT,WEATHER-PROOF FOR 220 V. 20 A. | SET | 1 | 1
| 9090010022 | CABLE PLATE (HARD WOOD) SIZE 300X200X20 MM. | EACH | 1 | 0
set14462 | TIME SWITCH, 1C, WEATHER PROOF FOR 220 V. 30 A.
| 1010110204 | BOLT,MACHINE M.16x300 mm. | SET | 2 | 0
| 1010180100 | WASHER,PLAIN,SQUARE,LARGE 52x52x4.5 mm.HOLE DIA. 18 MM. TIS.258 | PCS. | 6 | 0
| 1020320002 | CONNECTOR,COMPRESSION,H-TYPE,MAIN AL 25-50 SQ.MM.,TAP AL. OR CU. 16-35 SQ.MM. | PCS. | 4 | 0
| 1070030202 | TIME SWITCH,SINGLE CIRCUIT,WEATHER-PROOF FOR 220 V. 30 A. | SET | 1 | 1
| 9090010022 | CABLE PLATE (HARD WOOD) SIZE 300X200X20 MM. | EACH | 1 | 0
set14463 | TIME SWITCH, 1C, WEATHER PROOF FOR 220 V. 40 A.
| 1010110204 | BOLT,MACHINE M.16x300 mm. | SET | 2 | 0
| 1010180100 | WASHER,PLAIN,SQUARE,LARGE 52x52x4.5 mm.HOLE DIA. 18 MM. TIS.258 | PCS. | 6 | 0
| 1020320002 | CONNECTOR,COMPRESSION,H-TYPE,MAIN AL 25-50 SQ.MM.,TAP AL. OR CU. 16-35 SQ.MM. | PCS. | 4 | 0
| 1070030204 | TIME SWITCH,SINGLE CIRCUIT,WEATHER-PROOF FOR 220 V. 40 A. | SET | 1 | 1
| 9090010022 | CABLE PLATE (HARD WOOD) SIZE 300X200X20 MM. | EACH | 1 | 0
set14464 | SET OF PHOTO ELECTRIC CONTROL,1 PHASE 220 V. 30 A.
| 1010110203 | BOLT,MACHINE M.16x250 mm. | SET | 2 | 0
| 1010180100 | WASHER,PLAIN,SQUARE,LARGE 52x52x4.5 mm.HOLE DIA. 18 MM. TIS.258 | PCS. | 2 | 0
| 1020320002 | CONNECTOR,COMPRESSION,H-TYPE,MAIN AL 25-50 SQ.MM.,TAP AL. OR CU. 16-35 SQ.MM. | PCS. | 5 | 0
| 1070030209 | PHOTOELECTRIC CONTROLS SET,1 P.,220 V.30A. COMPLETE WITH MAT.NO.07030001,07030002,07030205,07030206 | SET | 1 | 1
set14471 | FLUORESCENT LUM. 2x36 W.(14.30 M.), TYPE 1,6/SA4-015/43001
| 1010110206 | BOLT,MACHINE M.16x400 mm. | SET | 2 | 0
| 1010180100 | WASHER,PLAIN,SQUARE,LARGE 52x52x4.5 mm.HOLE DIA. 18 MM. TIS.258 | PCS. | 2 | 0
| 1020089954 | CONDUCTOR,CU,NFYW 0.6/1 KV. 2.5 SQ.MM. | M. | 8 | 0
| 1020200000 | TAPE,ARMOR,AL 1x10 mm. | KG. | 0.05 | 0
| 1020320001 | CONNECTOR,COMPRESSION H-TYPE,MAIN AL.25-50 SQ.MM.TAP AL OR CU 2.5-6 SQ.MM. | PCS. | 2 | 0
| 1070010005 | SET OF LUMINAIRE,FOR FLUORESCENT LAMP,TYPE 6 OF DRG. | SET | 1 | 1
| 1080040001 | CONDUIT,PVC,RIGID,DIA. 20x2500 mm.TIS.216 | EACH | 1 | 0
set14472 | FLUORESCENT LUM. 2x36 W.(14.30 M.), TYPE 2,6/SA4-015/43001
| 1010110206 | BOLT,MACHINE M.16x400 mm. | SET | 2 | 0
| 1010180100 | WASHER,PLAIN,SQUARE,LARGE 52x52x4.5 mm.HOLE DIA. 18 MM. TIS.258 | PCS. | 2 | 0
| 1020089954 | CONDUCTOR,CU,NFYW 0.6/1 KV. 2.5 SQ.MM. | M. | 8 | 0
| 1020320001 | CONNECTOR,COMPRESSION H-TYPE,MAIN AL.25-50 SQ.MM.TAP AL OR CU 2.5-6 SQ.MM. | PCS. | 2 | 0
| 1070010005 | SET OF LUMINAIRE,FOR FLUORESCENT LAMP,TYPE 6 OF DRG. | SET | 1 | 1
set14474 | MERCURY LUM. 80 W.(14.30 M.), TYPE 1,1(OR 2)/SA4-015/43001
| 1010110206 | BOLT,MACHINE M.16x400 mm. | SET | 2 | 0
| 1010180100 | WASHER,PLAIN,SQUARE,LARGE 52x52x4.5 mm.HOLE DIA. 18 MM. TIS.258 | PCS. | 2 | 0
| 1020089954 | CONDUCTOR,CU,NFYW 0.6/1 KV. 2.5 SQ.MM. | M. | 8 | 0
| 1020200000 | TAPE,ARMOR,AL 1x10 mm. | KG. | 0.05 | 0
| 1020320001 | CONNECTOR,COMPRESSION H-TYPE,MAIN AL.25-50 SQ.MM.TAP AL OR CU 2.5-6 SQ.MM. | PCS. | 2 | 0
| 1070010107 | SET OF LUMINAIRE,FOR MERCURY VAPOUR LAMP,TYPE3 DWG.S02-015/17009,1X80 OR 1X125 W.COMPLETE WITH ACCESSORIES | SET | 1 | 1
| 1080040001 | CONDUIT,PVC,RIGID,DIA. 20x2500 mm.TIS.216 | EACH | 1 | 0
set14475 | MERCURY LUM. 125 W.(14.30 M.) TYPE 1,1(OR 2)/SA4-015/43001
| 1010110206 | BOLT,MACHINE M.16x400 mm. | SET | 2 | 0
| 1010180100 | WASHER,PLAIN,SQUARE,LARGE 52x52x4.5 mm.HOLE DIA. 18 MM. TIS.258 | PCS. | 2 | 0
| 1020089954 | CONDUCTOR,CU,NFYW 0.6/1 KV. 2.5 SQ.MM. | M. | 8 | 0
| 1020200000 | TAPE,ARMOR,AL 1x10 mm. | KG. | 0.05 | 0
| 1020320001 | CONNECTOR,COMPRESSION H-TYPE,MAIN AL.25-50 SQ.MM.TAP AL OR CU 2.5-6 SQ.MM. | PCS. | 2 | 0
| 1070010107 | SET OF LUMINAIRE,FOR MERCURY VAPOUR LAMP,TYPE3 DWG.S02-015/17009,1X80 OR 1X125 W.COMPLETE WITH ACCESSORIES | SET | 1 | 1
| 1080040001 | CONDUIT,PVC,RIGID,DIA. 20x2500 mm.TIS.216 | EACH | 1 | 0
set14476 | MERCURY LUM. 250 W.(14.30 M.) TYPE 1,3(OR 4)/SA4-015/43001
| 1010110206 | BOLT,MACHINE M.16x400 mm. | SET | 2 | 0
| 1010180100 | WASHER,PLAIN,SQUARE,LARGE 52x52x4.5 mm.HOLE DIA. 18 MM. TIS.258 | PCS. | 2 | 0
| 1020089954 | CONDUCTOR,CU,NFYW 0.6/1 KV. 2.5 SQ.MM. | M. | 8 | 0
| 1020200000 | TAPE,ARMOR,AL 1x10 mm. | KG. | 0.05 | 0
| 1020320001 | CONNECTOR,COMPRESSION H-TYPE,MAIN AL.25-50 SQ.MM.TAP AL OR CU 2.5-6 SQ.MM. | PCS. | 2 | 0
| 1080040001 | CONDUIT,PVC,RIGID,DIA. 20x2500 mm.TIS.216 | EACH | 1 | 0
| 9090010005 | SET OF LUMINAIR,FOR MERCURY VAPOUR LAMP, 250 WATTS | SET | 1 | 1
set14477 | MERCURY LUM. 80 W.(14.30 M.), TYPE 2,1(OR 2)/SA4-015/43001
| 1010110206 | BOLT,MACHINE M.16x400 mm. | SET | 2 | 0
| 1010180100 | WASHER,PLAIN,SQUARE,LARGE 52x52x4.5 mm.HOLE DIA. 18 MM. TIS.258 | PCS. | 2 | 0
| 1020089954 | CONDUCTOR,CU,NFYW 0.6/1 KV. 2.5 SQ.MM. | M. | 8 | 0
| 1020320001 | CONNECTOR,COMPRESSION H-TYPE,MAIN AL.25-50 SQ.MM.TAP AL OR CU 2.5-6 SQ.MM. | PCS. | 2 | 0
| 1070010107 | SET OF LUMINAIRE,FOR MERCURY VAPOUR LAMP,TYPE3 DWG.S02-015/17009,1X80 OR 1X125 W.COMPLETE WITH ACCESSORIES | SET | 1 | 1
set14478 | MERCURY LUM. 125 W.(14.30 M.) TYPE 2,1(OR 2)/SA4-015/43001
| 1010110206 | BOLT,MACHINE M.16x400 mm. | SET | 2 | 0
| 1010180100 | WASHER,PLAIN,SQUARE,LARGE 52x52x4.5 mm.HOLE DIA. 18 MM. TIS.258 | PCS. | 2 | 0
| 1020089954 | CONDUCTOR,CU,NFYW 0.6/1 KV. 2.5 SQ.MM. | M. | 8 | 0
| 1020320001 | CONNECTOR,COMPRESSION H-TYPE,MAIN AL.25-50 SQ.MM.TAP AL OR CU 2.5-6 SQ.MM. | PCS. | 2 | 0
| 1070010107 | SET OF LUMINAIRE,FOR MERCURY VAPOUR LAMP,TYPE3 DWG.S02-015/17009,1X80 OR 1X125 W.COMPLETE WITH ACCESSORIES | SET | 1 | 1
set14479 | MERCURY LUM. 250 W.(14.30 M.) TYPE 2,3(OR 4)/SA4-015/43001
| 1010110206 | BOLT,MACHINE M.16x400 mm. | SET | 2 | 0
| 1010180100 | WASHER,PLAIN,SQUARE,LARGE 52x52x4.5 mm.HOLE DIA. 18 MM. TIS.258 | PCS. | 2 | 0
| 1020089954 | CONDUCTOR,CU,NFYW 0.6/1 KV. 2.5 SQ.MM. | M. | 8 | 0
| 1020320001 | CONNECTOR,COMPRESSION H-TYPE,MAIN AL.25-50 SQ.MM.TAP AL OR CU 2.5-6 SQ.MM. | PCS. | 2 | 0
| 9090010005 | SET OF LUMINAIR,FOR MERCURY VAPOUR LAMP, 250 WATTS | SET | 1 | 1
set14483 | HIGH PRESSURE SODIUM LUM. 70 W.(14.30 M.) TYPE 1,3(OR 4)/SA4-015/43001
| 1010110206 | BOLT,MACHINE M.16x400 mm. | SET | 2 | 0
| 1010180100 | WASHER,PLAIN,SQUARE,LARGE 52x52x4.5 mm.HOLE DIA. 18 MM. TIS.258 | PCS. | 2 | 0
| 1020089954 | CONDUCTOR,CU,NFYW 0.6/1 KV. 2.5 SQ.MM. | M. | 8 | 0
| 1020200000 | TAPE,ARMOR,AL 1x10 mm. | KG. | 0.05 | 0
| 1020320001 | CONNECTOR,COMPRESSION H-TYPE,MAIN AL.25-50 SQ.MM.TAP AL OR CU 2.5-6 SQ.MM. | PCS. | 2 | 0
| 1070010301 | STREET LIGHTING SET,HIGH PRESSURE SODIUM LAMP 220 V.1X70 W.ACCESSORIES & PHOTOELECTRIC CONTROL SWITCH | SET | 1 | 1
| 1080040001 | CONDUIT,PVC,RIGID,DIA. 20x2500 mm.TIS.216 | EACH | 1 | 0
set14484 | HIGH PRESSURE SODIUM LUM. 70 W.(14.30 M.) TYPE 2,3(OR 4)/SA4-015/43001
| 1010110206 | BOLT,MACHINE M.16x400 mm. | SET | 2 | 0
| 1010180100 | WASHER,PLAIN,SQUARE,LARGE 52x52x4.5 mm.HOLE DIA. 18 MM. TIS.258 | PCS. | 2 | 0
| 1020089954 | CONDUCTOR,CU,NFYW 0.6/1 KV. 2.5 SQ.MM. | M. | 8 | 0
| 1020320001 | CONNECTOR,COMPRESSION H-TYPE,MAIN AL.25-50 SQ.MM.TAP AL OR CU 2.5-6 SQ.MM. | PCS. | 2 | 0
| 1070010301 | STREET LIGHTING SET,HIGH PRESSURE SODIUM LAMP 220 V.1X70 W.ACCESSORIES & PHOTOELECTRIC CONTROL SWITCH | SET | 1 | 1
set14500 | SET OF SAFETY SWITCH 30 A ON 8 M.
| 1010110203 | BOLT,MACHINE M.16x250 mm. | SET | 2 | 0
| 1010180100 | WASHER,PLAIN,SQUARE,LARGE 52x52x4.5 mm.HOLE DIA. 18 MM. TIS.258 | PCS. | 2 | 0
| 1010220002 | ROD,GROUND,60x60x5 mm. 2 m.LONG | SET | 1 | 0
| 1010230000 | CLAMP,SINGLE U-BOLT,M.8 (WIRE ROPE CLIP) | SET | 1 | 0
| 1020089954 | CONDUCTOR,CU,NFYW 0.6/1 KV. 2.5 SQ.MM. | M. | 12 | 0
| 1020089957 | CONDUCTOR,CU,NFYW 0.6/1 KV. 10 SQ.MM. | M. | 5 | 0
| 1020200000 | TAPE,ARMOR,AL 1x10 mm. | KG. | 1 | 0
| 1020320001 | CONNECTOR,COMPRESSION H-TYPE,MAIN AL.25-50 SQ.MM.TAP AL OR CU 2.5-6 SQ.MM. | PCS. | 2 | 0
| 1020420105 | CABLE LUG,NEMA HOLE,COMPRESSION TYPE,AL 120 SQ.MM. | PCS. | 2 | 0
| 1060100001 | METER PLATE, SIZE 2X20X60 CM. | PCS. | 1 | 0
| 9090010008 | BOLT-ON-HUB DIA. 25 MM. | SET | 1 | 0
| 9090010009 | LOCK NUT DIA. 25 MM. | EACH | 1 | 0
| 9090010010 | RSC ELBOW, DIA 25 MM. | EACH | 1 | 0
| 9090010011 | BUSHING FOR RSC CONDUIT, DIA 25 MM. | EACH | 1 | 0
| 9090010012 | RSC CONDUIT, DIA 25 MM. 3 M. | EACH | 2 | 0
| 9090010013 | SERVICE ENTRANCE CAPS DIA. 25 MM. | EACH | 1 | 0
| 9090030001 | SAFETY SWITCH 30 A. 240 V. 2 POLE | SET | 1 | 1
set14501 | SET OF SAFETY SWITCH 30 A ON 12 M.
| 1010110204 | BOLT,MACHINE M.16x300 mm. | SET | 2 | 0
| 1010180100 | WASHER,PLAIN,SQUARE,LARGE 52x52x4.5 mm.HOLE DIA. 18 MM. TIS.258 | PCS. | 2 | 0
| 1010220002 | ROD,GROUND,60x60x5 mm. 2 m.LONG | SET | 1 | 0
| 1010230000 | CLAMP,SINGLE U-BOLT,M.8 (WIRE ROPE CLIP) | SET | 1 | 0
| 1020089954 | CONDUCTOR,CU,NFYW 0.6/1 KV. 2.5 SQ.MM. | M. | 12 | 0
| 1020089957 | CONDUCTOR,CU,NFYW 0.6/1 KV. 10 SQ.MM. | M. | 5 | 0
| 1020200000 | TAPE,ARMOR,AL 1x10 mm. | KG. | 1 | 0
| 1020320001 | CONNECTOR,COMPRESSION H-TYPE,MAIN AL.25-50 SQ.MM.TAP AL OR CU 2.5-6 SQ.MM. | PCS. | 2 | 0
| 1020420105 | CABLE LUG,NEMA HOLE,COMPRESSION TYPE,AL 120 SQ.MM. | PCS. | 2 | 0
| 1060100001 | METER PLATE, SIZE 2X20X60 CM. | PCS. | 1 | 0
| 9090010008 | BOLT-ON-HUB DIA. 25 MM. | SET | 1 | 0
| 9090010009 | LOCK NUT DIA. 25 MM. | EACH | 1 | 0
| 9090010010 | RSC ELBOW, DIA 25 MM. | EACH | 1 | 0
| 9090010011 | BUSHING FOR RSC CONDUIT, DIA 25 MM. | EACH | 1 | 0
| 9090010012 | RSC CONDUIT, DIA 25 MM. 3 M. | EACH | 2 | 0
| 9090010013 | SERVICE ENTRANCE CAPS DIA. 25 MM. | EACH | 1 | 0
| 9090030001 | SAFETY SWITCH 30 A. 240 V. 2 POLE | SET | 1 | 1
set14502 | SET OF SAFETY SWITCH 60 A ON 12 M.
| 1010110204 | BOLT,MACHINE M.16x300 mm. | SET | 2 | 0
| 1010180100 | WASHER,PLAIN,SQUARE,LARGE 52x52x4.5 mm.HOLE DIA. 18 MM. TIS.258 | PCS. | 2 | 0
| 1010220002 | ROD,GROUND,60x60x5 mm. 2 m.LONG | SET | 1 | 0
| 1010230000 | CLAMP,SINGLE U-BOLT,M.8 (WIRE ROPE CLIP) | SET | 1 | 0
| 1020089954 | CONDUCTOR,CU,NFYW 0.6/1 KV. 2.5 SQ.MM. | M. | 12 | 0
| 1020089957 | CONDUCTOR,CU,NFYW 0.6/1 KV. 10 SQ.MM. | M. | 5 | 0
| 1020200000 | TAPE,ARMOR,AL 1x10 mm. | KG. | 1 | 0
| 1020320001 | CONNECTOR,COMPRESSION H-TYPE,MAIN AL.25-50 SQ.MM.TAP AL OR CU 2.5-6 SQ.MM. | PCS. | 2 | 0
| 1020420105 | CABLE LUG,NEMA HOLE,COMPRESSION TYPE,AL 120 SQ.MM. | PCS. | 2 | 0
| 1060100001 | METER PLATE, SIZE 2X20X60 CM. | PCS. | 1 | 0
| 9090010007 | SAFETY SWITCH 60 A. 240 V. 2 POLE | SET | 1 | 1
| 9090010008 | BOLT-ON-HUB DIA. 25 MM. | SET | 1 | 0
| 9090010009 | LOCK NUT DIA. 25 MM. | EACH | 1 | 0
| 9090010010 | RSC ELBOW, DIA 25 MM. | EACH | 1 | 0
| 9090010011 | BUSHING FOR RSC CONDUIT, DIA 25 MM. | EACH | 1 | 0
| 9090010012 | RSC CONDUIT, DIA 25 MM. 3 M. | EACH | 2 | 0
| 9090010013 | SERVICE ENTRANCE CAPS DIA. 25 MM. | EACH | 1 | 0
set14503 | SET OF POST-TOP LUMINAIRE FOR MERCURY VAPOUR LAMP 1X125 W.
| 1010220002 | ROD,GROUND,60x60x5 mm. 2 m.LONG | SET | 1 | 0
| 1010230000 | CLAMP,SINGLE U-BOLT,M.8 (WIRE ROPE CLIP) | SET | 1 | 0
| 1020089957 | CONDUCTOR,CU,NFYW 0.6/1 KV. 10 SQ.MM. | M. | 5 | 0
| 1070010104 | POST TOP LUMINAIRE,FOR MERCURY VAPOUR LAMP 220 V.1X125 WATTS | SET | 1 | 1
| 9090010004 | REINFORCED CONCRETE FOUNDATION & BASE BOLT | SET | 1 | 0
set14504 | TRENCH DRILLING
| 9090010027 | SAND | CU.M. | 0.06 | 0
| 9090010028 | COMPACTED STONE | CU.M. | 2.5 | 0
set14510 | COMMUNICATION 1 M. COVER INSULATED INST. (DWG NO. SA2-015/56001)
| 1000120100 | CROSSARM COM ST.100x50x5MM. 1M.LONG.ACC. | PAC | 1 | 1
| 1010030009 | ST. PLATE, CLEVIS FOR TELECOM. CABLE | EA | 3 | 3
| 1010110205 | BOLT,MACHINE M.16x350 mm. | SET | 2 | 0
| 1010110404 | BOLT,MACHINE,HEXAGON, M.16X50 MM. | SET | 2 | 0
| 1010120006 | BOLT, DOUBLE ARMING, M 16x250 MM. | EA | 3 | 0
| 1010180301 | WASHER,LOCK,SPRING,SIZE 16 mm.,GENERAL PURPOSE,TIS.259 | PCS. | 16 | 0
| 1010180400 | WASHER,ROUND,FLAT,SIZE 16 MM. | EA | 7 | 0
set14511 | COMMUNICATTION 1.7 M. COVER INSULATED INST. (DWG NO. SA4-015/58001)
| 1000120101 | CROSSARM COM ST 100X50X5MM.1.7M.LONG ACC | PAC | 1 | 1
| 1010030009 | ST. PLATE, CLEVIS FOR TELECOM. CABLE | EA | 6 | 6
| 1010110205 | BOLT,MACHINE M.16x350 mm. | SET | 2 | 0
| 1010110404 | BOLT,MACHINE,HEXAGON, M.16X50 MM. | SET | 4 | 0
| 1010120006 | BOLT, DOUBLE ARMING, M 16x250 MM. | EA | 6 | 0
| 1010180301 | WASHER,LOCK,SPRING,SIZE 16 mm.,GENERAL PURPOSE,TIS.259 | PCS. | 14 | 0
| 1010180400 | WASHER,ROUND,FLAT,SIZE 16 MM. | EA | 29 | 0
set14512 | COMMUNICATION 1 M. FRP INST. (OWG NO. SA4-015/59001)
| 1000130101 | CROSSARM COM FRP 100X50X10MM 1M ACC | PAC | 1 | 1
| 1010030009 | ST. PLATE, CLEVIS FOR TELECOM. CABLE | EA | 3 | 3
| 1010110205 | BOLT,MACHINE M.16x350 mm. | SET | 2 | 0
| 1010110404 | BOLT,MACHINE,HEXAGON, M.16X50 MM. | SET | 2 | 0
| 1010120006 | BOLT, DOUBLE ARMING, M 16x250 MM. | EA | 3 | 0
| 1010180301 | WASHER,LOCK,SPRING,SIZE 16 mm.,GENERAL PURPOSE,TIS.259 | PCS. | 7 | 0
| 1010180400 | WASHER,ROUND,FLAT,SIZE 16 MM. | EA | 16 | 0
set14513 | COMMUNICATION 1.7 M. FRP INST. (DWG NO. SA4-015/59002)
| 1000130100 | CROSSARM COM FRP 100X50X10MM 1.7M L ACC | PAC | 1 | 1
| 1010030009 | ST. PLATE, CLEVIS FOR TELECOM. CABLE | EA | 6 | 6
| 1010110205 | BOLT,MACHINE M.16x350 mm. | SET | 2 | 0
| 1010110404 | BOLT,MACHINE,HEXAGON, M.16X50 MM. | SET | 4 | 0
| 1010120006 | BOLT, DOUBLE ARMING, M 16x250 MM. | EA | 6 | 0
| 1010180301 | WASHER,LOCK,SPRING,SIZE 16 mm.,GENERAL PURPOSE,TIS.259 | PCS. | 14 | 0
| 1010180400 | WASHER,ROUND,FLAT,SIZE 16 MM. | EA | 29 | 0
set14514 | CABLE TRAY AND SUPPORT COMMU. AT PLATFORM TR. (ASSEMBLY NO. 8756)
| 1010110000 | BOLT,MACHINE M.8X25 MM. | EA | 4 | 0
| 1010110205 | BOLT,MACHINE M.16x350 mm. | SET | 4 | 0
| 1010180100 | WASHER,PLAIN,SQUARE,LARGE 52x52x4.5 mm.HOLE DIA. 18 MM. TIS.258 | PCS. | 8 | 0
| 1080050800 | CABLE TRAY FOR LAYING TELECOM CABLE | PAC | 1 | 1
set20101 | X-ARM-C, 1-P, SP 0-5 * C
| 1000110001 | CROSSARM,PRESTRESSED CONCRETE,SPUN,H.T. 100X100X2,500 MM. | PCS. | 1 | 1
| 1010100000 | WIRE,STEEL SOLID DIA. 4.0 mm.TIS.71 | KG. | 0.35 | 0
| 1010110200 | BOLT,MACHINE M.16x130 mm. | SET | 2 | 0
| 1010110202 | BOLT,MACHINE M.16x200 mm. | SET | 1 | 0
| 1010110204 | BOLT,MACHINE M.16x300 mm. | SET | 1 | 0
| 1010180100 | WASHER,PLAIN,SQUARE,LARGE 52x52x4.5 mm.HOLE DIA. 18 MM. TIS.258 | PCS. | 5 | 0
| 1010180201 | WASHER,SQUARE,CURVED 60x60x5 mm.HOLE DIA. 22 mm. | PCS. | 2 | 0
| 1010180301 | WASHER,LOCK,SPRING,SIZE 16 mm.,GENERAL PURPOSE,TIS.259 | PCS. | 1 | 0
| 1010200001 | BRACE,FLAT,FOR CROSSARM 30x6x760 mm. | PCS. | 2 | 2
| 1010230000 | CLAMP,SINGLE U-BOLT,M.8 (WIRE ROPE CLIP) | SET | 1 | 0
| 1030000001 | INSULATOR,PIN TYPE,TYPE B (CLASS 56-2) TIS.279 | EACH | 2 | 2
| 1030100000 | PIN,INSULATOR,22 KV.SHANK 140 MM.,LEAD HEAD 35 MM.(1 3/8") | EACH | 2 | 2
set20102 | X-ARM-C, 1-P, DP 5-30 * C
| 1000110001 | CROSSARM,PRESTRESSED CONCRETE,SPUN,H.T. 100X100X2,500 MM. | PCS. | 2 | 2
| 1010100000 | WIRE,STEEL SOLID DIA. 4.0 mm.TIS.71 | KG. | 0.65 | 0
| 1010110200 | BOLT,MACHINE M.16x130 mm. | SET | 2 | 0
| 1010110202 | BOLT,MACHINE M.16x200 mm. | SET | 1 | 0
| 1010110206 | BOLT,MACHINE M.16x400 mm. | SET | 1 | 0
| 1010120001 | BOLT,DOUBLE ARMING,M.16x450 mm. | SET | 2 | 0
| 1010180100 | WASHER,PLAIN,SQUARE,LARGE 52x52x4.5 mm.HOLE DIA. 18 MM. TIS.258 | PCS. | 13 | 0
| 1010180201 | WASHER,SQUARE,CURVED 60x60x5 mm.HOLE DIA. 22 mm. | PCS. | 4 | 0
| 1010180301 | WASHER,LOCK,SPRING,SIZE 16 mm.,GENERAL PURPOSE,TIS.259 | PCS. | 1 | 0
| 1010200001 | BRACE,FLAT,FOR CROSSARM 30x6x760 mm. | PCS. | 2 | 2
| 1010230000 | CLAMP,SINGLE U-BOLT,M.8 (WIRE ROPE CLIP) | SET | 2 | 0
| 1030000001 | INSULATOR,PIN TYPE,TYPE B (CLASS 56-2) TIS.279 | EACH | 4 | 4
| 1030100000 | PIN,INSULATOR,22 KV.SHANK 140 MM.,LEAD HEAD 35 MM.(1 3/8") | EACH | 4 | 4
set20103 | X-ARM-C, 1-P, DDE
| 1000110003 | CROSSARM,PRESTRESSED CONCRETE,SPUN(FOR DEAD-ENDING) 120X120X2,000 | PCS. | 2 | 2
| 1010100000 | WIRE,STEEL SOLID DIA. 4.0 mm.TIS.71 | KG. | 0.8 | 0
| 1010110201 | BOLT,MACHINE M.16x170 mm. | SET | 4 | 0
| 1010110202 | BOLT,MACHINE M.16x200 mm. | SET | 1 | 0
| 1010130001 | BOLT,DOUBLE ARMING,ROUND EYE M.16x450 mm. | SET | 3 | 0
| 1010180001 | NUT,EYE M.16 DIN 582 | PCS | 2 | 0
| 1010180100 | WASHER,PLAIN,SQUARE,LARGE 52x52x4.5 mm.HOLE DIA. 18 MM. TIS.258 | PCS. | 13 | 0
| 1010180201 | WASHER,SQUARE,CURVED 60x60x5 mm.HOLE DIA. 22 mm. | PCS. | 4 | 0
| 1010200001 | BRACE,FLAT,FOR CROSSARM 30x6x760 mm. | PCS. | 4 | 4
| 1010230000 | CLAMP,SINGLE U-BOLT,M.8 (WIRE ROPE CLIP) | SET | 4 | 0
| 1030010002 | INSULATOR,LINE-POST TYPE, 22 kV.CLASS 57-2L POWER ARC TEST | PCS | 4 | 4
| 1030020000 | INSULATOR,SUSPENSION TYPE A (CLASS 52-1)TIS.354 | PCS. | 12 | 12
set20104 | X-ARM-C, 1-P, FOR CUTOUT ON BREAK LINE
| 1000110003 | CROSSARM,PRESTRESSED CONCRETE,SPUN(FOR DEAD-ENDING) 120X120X2,000 | PCS. | 2 | 2
| 1010110201 | BOLT,MACHINE M.16x170 mm. | SET | 2 | 0
| 1010110202 | BOLT,MACHINE M.16x200 mm. | SET | 1 | 0
| 1010130001 | BOLT,DOUBLE ARMING,ROUND EYE M.16x450 mm. | SET | 3 | 0
| 1010180001 | NUT,EYE M.16 DIN 582 | PCS | 2 | 0
| 1010180100 | WASHER,PLAIN,SQUARE,LARGE 52x52x4.5 mm.HOLE DIA. 18 MM. TIS.258 | PCS. | 13 | 0
| 1010200001 | BRACE,FLAT,FOR CROSSARM 30x6x760 mm. | PCS. | 2 | 2
| 1030020000 | INSULATOR,SUSPENSION TYPE A (CLASS 52-1)TIS.354 | PCS. | 12 | 12
set20105 | X-ARM-C, 1-P, 1ST-POLE LAT-SLK SPN.
| 1000110003 | CROSSARM,PRESTRESSED CONCRETE,SPUN(FOR DEAD-ENDING) 120X120X2,000 | PCS. | 2 | 2
| 1010100000 | WIRE,STEEL SOLID DIA. 4.0 mm.TIS.71 | KG. | 0.35 | 0
| 1010110201 | BOLT,MACHINE M.16x170 mm. | SET | 4 | 0
| 1010110202 | BOLT,MACHINE M.16x200 mm. | SET | 1 | 0
| 1010130001 | BOLT,DOUBLE ARMING,ROUND EYE M.16x450 mm. | SET | 3 | 0
| 1010180100 | WASHER,PLAIN,SQUARE,LARGE 52x52x4.5 mm.HOLE DIA. 18 MM. TIS.258 | PCS. | 14 | 0
| 1010180201 | WASHER,SQUARE,CURVED 60x60x5 mm.HOLE DIA. 22 mm. | PCS. | 2 | 0
| 1010200001 | BRACE,FLAT,FOR CROSSARM 30x6x760 mm. | PCS. | 4 | 4
| 1010230000 | CLAMP,SINGLE U-BOLT,M.8 (WIRE ROPE CLIP) | SET | 1 | 0
| 1030000001 | INSULATOR,PIN TYPE,TYPE B (CLASS 56-2) TIS.279 | EACH | 2 | 2
| 1030020000 | INSULATOR,SUSPENSION TYPE A (CLASS 52-1)TIS.354 | PCS. | 6 | 6
| 1030100000 | PIN,INSULATOR,22 KV.SHANK 140 MM.,LEAD HEAD 35 MM.(1 3/8") | EACH | 2 | 2
set20106 | X-ARM-C, 1-P, DE
| 1000110003 | CROSSARM,PRESTRESSED CONCRETE,SPUN(FOR DEAD-ENDING) 120X120X2,000 | PCS. | 2 | 2
| 1010110201 | BOLT,MACHINE M.16x170 mm. | SET | 4 | 0
| 1010110202 | BOLT,MACHINE M.16x200 mm. | SET | 1 | 0
| 1010130001 | BOLT,DOUBLE ARMING,ROUND EYE M.16x450 mm. | SET | 3 | 0
| 1010180100 | WASHER,PLAIN,SQUARE,LARGE 52x52x4.5 mm.HOLE DIA. 18 MM. TIS.258 | PCS. | 14 | 0
| 1010200001 | BRACE,FLAT,FOR CROSSARM 30x6x760 mm. | PCS. | 4 | 4
| 1030020000 | INSULATOR,SUSPENSION TYPE A (CLASS 52-1)TIS.354 | PCS. | 6 | 6
set20107 | X-ARM-C, 1-P, BA
| 1000110003 | CROSSARM,PRESTRESSED CONCRETE,SPUN(FOR DEAD-ENDING) 120X120X2,000 | PCS. | 2 | 2
| 1010110201 | BOLT,MACHINE M.16x170 mm. | SET | 4 | 0
| 1010110203 | BOLT,MACHINE M.16x250 mm. | SET | 1 | 0
| 1010130002 | BOLT,DOUBLE ARMING,ROUND EYE M.16x500 mm. | SET | 3 | 0
| 1010180100 | WASHER,PLAIN,SQUARE,LARGE 52x52x4.5 mm.HOLE DIA. 18 MM. TIS.258 | PCS. | 14 | 0
| 1010200001 | BRACE,FLAT,FOR CROSSARM 30x6x760 mm. | PCS. | 4 | 4
| 1030000001 | INSULATOR,PIN TYPE,TYPE B (CLASS 56-2) TIS.279 | EACH | 2 | 2
| 1030020000 | INSULATOR,SUSPENSION TYPE A (CLASS 52-1)TIS.354 | PCS. | 6 | 6
| 1030100000 | PIN,INSULATOR,22 KV.SHANK 140 MM.,LEAD HEAD 35 MM.(1 3/8") | EACH | 2 | 2
set20108 | X-ARM-C, 1-P, BA OVER STREET
| 1000110003 | CROSSARM,PRESTRESSED CONCRETE,SPUN(FOR DEAD-ENDING) 120X120X2,000 | PCS. | 2 | 2
| 1010110201 | BOLT,MACHINE M.16x170 mm. | SET | 4 | 0
| 1010110203 | BOLT,MACHINE M.16x250 mm. | SET | 1 | 0
| 1010130002 | BOLT,DOUBLE ARMING,ROUND EYE M.16x500 mm. | SET | 3 | 0
| 1010180100 | WASHER,PLAIN,SQUARE,LARGE 52x52x4.5 mm.HOLE DIA. 18 MM. TIS.258 | PCS. | 14 | 0
| 1010200001 | BRACE,FLAT,FOR CROSSARM 30x6x760 mm. | PCS. | 4 | 4
| 1030000001 | INSULATOR,PIN TYPE,TYPE B (CLASS 56-2) TIS.279 | EACH | 1 | 1
| 1030020000 | INSULATOR,SUSPENSION TYPE A (CLASS 52-1)TIS.354 | PCS. | 6 | 6
| 1030100000 | PIN,INSULATOR,22 KV.SHANK 140 MM.,LEAD HEAD 35 MM.(1 3/8") | EACH | 1 | 1
set20109 | X-ARM-C, 1-P, BA (SLK.SPN.)
| 1000110001 | CROSSARM,PRESTRESSED CONCRETE,SPUN,H.T. 100X100X2,500 MM. | PCS. | 2 | 2
| 1010100000 | WIRE,STEEL SOLID DIA. 4.0 mm.TIS.71 | KG. | 0.5 | 0
| 1010110200 | BOLT,MACHINE M.16x130 mm. | SET | 4 | 0
| 1010110203 | BOLT,MACHINE M.16x250 mm. | SET | 1 | 0
| 1010110207 | BOLT,MACHINE M.16x450 mm. | SET | 1 | 0
| 1010120001 | BOLT,DOUBLE ARMING,M.16x450 mm. | SET | 2 | 0
| 1010180100 | WASHER,PLAIN,SQUARE,LARGE 52x52x4.5 mm.HOLE DIA. 18 MM. TIS.258 | PCS. | 14 | 0
| 1010180201 | WASHER,SQUARE,CURVED 60x60x5 mm.HOLE DIA. 22 mm. | PCS. | 2 | 0
| 1010180301 | WASHER,LOCK,SPRING,SIZE 16 mm.,GENERAL PURPOSE,TIS.259 | PCS. | 1 | 0
| 1010200001 | BRACE,FLAT,FOR CROSSARM 30x6x760 mm. | PCS. | 4 | 4
| 1030000001 | INSULATOR,PIN TYPE,TYPE B (CLASS 56-2) TIS.279 | EACH | 2 | 2
| 1030100000 | PIN,INSULATOR,22 KV.SHANK 140 MM.,LEAD HEAD 35 MM.(1 3/8") | EACH | 2 | 2
set20110 | X-ARM-C, 1-P, BA SLK SPN,PIN
| 1000110001 | CROSSARM,PRESTRESSED CONCRETE,SPUN,H.T. 100X100X2,500 MM. | PCS. | 1 | 1
| 1010100000 | WIRE,STEEL SOLID DIA. 4.0 mm.TIS.71 | KG. | 0.5 | 0
| 1010110200 | BOLT,MACHINE M.16x130 mm. | SET | 2 | 0
| 1010110203 | BOLT,MACHINE M.16x250 mm. | SET | 1 | 0
| 1010110205 | BOLT,MACHINE M.16x350 mm. | SET | 1 | 0
| 1010180100 | WASHER,PLAIN,SQUARE,LARGE 52x52x4.5 mm.HOLE DIA. 18 MM. TIS.258 | PCS. | 5 | 0
| 1010180201 | WASHER,SQUARE,CURVED 60x60x5 mm.HOLE DIA. 22 mm. | PCS. | 2 | 0
| 1010180301 | WASHER,LOCK,SPRING,SIZE 16 mm.,GENERAL PURPOSE,TIS.259 | PCS. | 1 | 0
| 1010200001 | BRACE,FLAT,FOR CROSSARM 30x6x760 mm. | PCS. | 2 | 2
| 1030000001 | INSULATOR,PIN TYPE,TYPE B (CLASS 56-2) TIS.279 | EACH | 2 | 2
| 1030100000 | PIN,INSULATOR,22 KV.SHANK 140 MM.,LEAD HEAD 35 MM.(1 3/8") | EACH | 2 | 2
set20111 | X-ARM-C, 1-P, DEAD END CONNECTION
| 1010100000 | WIRE,STEEL SOLID DIA. 4.0 mm.TIS.71 | KG. | 0.8 | 0
| 1010180001 | NUT,EYE M.16 DIN 582 | PCS | 2 | 0
| 1010180201 | WASHER,SQUARE,CURVED 60x60x5 mm.HOLE DIA. 22 mm. | PCS. | 4 | 0
| 1010230000 | CLAMP,SINGLE U-BOLT,M.8 (WIRE ROPE CLIP) | SET | 4 | 0
| 1030000001 | INSULATOR,PIN TYPE,TYPE B (CLASS 56-2) TIS.279 | EACH | 4 | 4
| 1030020000 | INSULATOR,SUSPENSION TYPE A (CLASS 52-1)TIS.354 | PCS. | 6 | 6
| 1030100000 | PIN,INSULATOR,22 KV.SHANK 140 MM.,LEAD HEAD 35 MM.(1 3/8") | EACH | 4 | 4
set20112 | X-ARM-C, DEAD END CONNECTION (SLK.SPN)
| 1010100000 | WIRE,STEEL SOLID DIA. 4.0 mm.TIS.71 | KG. | 0.35 | 0
| 1010180201 | WASHER,SQUARE,CURVED 60x60x5 mm.HOLE DIA. 22 mm. | PCS. | 2 | 0
| 1010230000 | CLAMP,SINGLE U-BOLT,M.8 (WIRE ROPE CLIP) | SET | 1 | 0
| 1030000001 | INSULATOR,PIN TYPE,TYPE B (CLASS 56-2) TIS.279 | EACH | 2 | 2
| 1030100000 | PIN,INSULATOR,22 KV.SHANK 140 MM.,LEAD HEAD 35 MM.(1 3/8") | EACH | 2 | 2
set20121 | X-ARM-STEEL, 1-P, SP 0-5 * C
| 1010000106 | STEEL CHANNEL,100X50X5 MM.2,500 MM.LONG | PCS | 1 | 1
| 1010100002 | WIRE,STEEL STRANDED 25 sq.mm.TIS.404 | M. | 1 | 0
| 1010110202 | BOLT,MACHINE M.16x200 mm. | SET | 2 | 0
| 1010110400 | BOLT,MACHINE, HEXAGON, M.16X75 MM. | SET | 2 | 0
| 1010180100 | WASHER,PLAIN,SQUARE,LARGE 52x52x4.5 mm.HOLE DIA. 18 MM. TIS.258 | PCS. | 3 | 0
| 1010200001 | BRACE,FLAT,FOR CROSSARM 30x6x760 mm. | PCS. | 2 | 2
| 1010230000 | CLAMP,SINGLE U-BOLT,M.8 (WIRE ROPE CLIP) | SET | 2 | 0
| 1030000001 | INSULATOR,PIN TYPE,TYPE B (CLASS 56-2) TIS.279 | EACH | 2 | 2
| 1030100000 | PIN,INSULATOR,22 KV.SHANK 140 MM.,LEAD HEAD 35 MM.(1 3/8") | EACH | 2 | 2
set20122 | X-ARM-STEEL, 1-P, DP 5-30 * C
| 1010000106 | STEEL CHANNEL,100X50X5 MM.2,500 MM.LONG | PCS | 1 | 1
| 1010100002 | WIRE,STEEL STRANDED 25 sq.mm.TIS.404 | M. | 1 | 0
| 1010110202 | BOLT,MACHINE M.16x200 mm. | SET | 2 | 0
| 1010110400 | BOLT,MACHINE, HEXAGON, M.16X75 MM. | SET | 2 | 0
| 1010180100 | WASHER,PLAIN,SQUARE,LARGE 52x52x4.5 mm.HOLE DIA. 18 MM. TIS.258 | PCS. | 3 | 0
| 1010200001 | BRACE,FLAT,FOR CROSSARM 30x6x760 mm. | PCS. | 2 | 2
| 1010230000 | CLAMP,SINGLE U-BOLT,M.8 (WIRE ROPE CLIP) | SET | 2 | 0
| 1030000001 | INSULATOR,PIN TYPE,TYPE B (CLASS 56-2) TIS.279 | EACH | 2 | 2
| 1030100000 | PIN,INSULATOR,22 KV.SHANK 140 MM.,LEAD HEAD 35 MM.(1 3/8") | EACH | 2 | 2
set20123 | X-ARM-STEEL, 1-P, DDE
| 1010000202 | STEEL CHANNEL,125X65X6 MM.2,500 MM.LONG | PCS. | 2 | 2
| 1010110203 | BOLT,MACHINE M.16x250 mm. | SET | 1 | 0
| 1010110400 | BOLT,MACHINE, HEXAGON, M.16X75 MM. | SET | 2 | 0
| 1010150050 | BOLT,OVAL FULL THREAD M.16X250 MM. | SET | 3 | 0
| 1010180001 | NUT,EYE M.16 DIN 582 | PCS | 3 | 0
| 1010180100 | WASHER,PLAIN,SQUARE,LARGE 52x52x4.5 mm.HOLE DIA. 18 MM. TIS.258 | PCS. | 13 | 0
| 1010200001 | BRACE,FLAT,FOR CROSSARM 30x6x760 mm. | PCS. | 4 | 4
| 1030000001 | INSULATOR,PIN TYPE,TYPE B (CLASS 56-2) TIS.279 | EACH | 2 | 2
| 1030020000 | INSULATOR,SUSPENSION TYPE A (CLASS 52-1)TIS.354 | PCS. | 18 | 18
| 1030100000 | PIN,INSULATOR,22 KV.SHANK 140 MM.,LEAD HEAD 35 MM.(1 3/8") | EACH | 2 | 2
set20126 | X-ARM-STEEL, 1-P, DE
| 1010000202 | STEEL CHANNEL,125X65X6 MM.2,500 MM.LONG | PCS. | 2 | 2
| 1010110203 | BOLT,MACHINE M.16x250 mm. | SET | 1 | 0
| 1010110400 | BOLT,MACHINE, HEXAGON, M.16X75 MM. | SET | 4 | 0
| 1010150050 | BOLT,OVAL FULL THREAD M.16X250 MM. | SET | 3 | 0
| 1010180100 | WASHER,PLAIN,SQUARE,LARGE 52x52x4.5 mm.HOLE DIA. 18 MM. TIS.258 | PCS. | 10 | 0
| 1010200001 | BRACE,FLAT,FOR CROSSARM 30x6x760 mm. | PCS. | 4 | 4
| 1030020000 | INSULATOR,SUSPENSION TYPE A (CLASS 52-1)TIS.354 | PCS. | 6 | 6
set20127 | X-ARM-STEEL, 1-P, BA
| 1010000202 | STEEL CHANNEL,125X65X6 MM.2,500 MM.LONG | PCS. | 2 | 2
| 1010110203 | BOLT,MACHINE M.16x250 mm. | SET | 1 | 0
| 1010110400 | BOLT,MACHINE, HEXAGON, M.16X75 MM. | SET | 4 | 0
| 1010150050 | BOLT,OVAL FULL THREAD M.16X250 MM. | SET | 3 | 0
| 1010180100 | WASHER,PLAIN,SQUARE,LARGE 52x52x4.5 mm.HOLE DIA. 18 MM. TIS.258 | PCS. | 10 | 0
| 1010200001 | BRACE,FLAT,FOR CROSSARM 30x6x760 mm. | PCS. | 4 | 4
| 1030000001 | INSULATOR,PIN TYPE,TYPE B (CLASS 56-2) TIS.279 | EACH | 2 | 2
| 1030020000 | INSULATOR,SUSPENSION TYPE A (CLASS 52-1)TIS.354 | PCS. | 6 | 6
| 1030100000 | PIN,INSULATOR,22 KV.SHANK 140 MM.,LEAD HEAD 35 MM.(1 3/8") | EACH | 2 | 2
set20128 | X-ARM-STEEL, 1-P, BA OVER STREET
| 1010000202 | STEEL CHANNEL,125X65X6 MM.2,500 MM.LONG | PCS. | 2 | 2
| 1010110203 | BOLT,MACHINE M.16x250 mm. | SET | 1 | 0
| 1010110400 | BOLT,MACHINE, HEXAGON, M.16X75 MM. | SET | 4 | 0
| 1010150050 | BOLT,OVAL FULL THREAD M.16X250 MM. | SET | 3 | 0
| 1010180100 | WASHER,PLAIN,SQUARE,LARGE 52x52x4.5 mm.HOLE DIA. 18 MM. TIS.258 | PCS. | 10 | 0
| 1010200001 | BRACE,FLAT,FOR CROSSARM 30x6x760 mm. | PCS. | 4 | 4
| 1030000001 | INSULATOR,PIN TYPE,TYPE B (CLASS 56-2) TIS.279 | EACH | 1 | 1
| 1030020000 | INSULATOR,SUSPENSION TYPE A (CLASS 52-1)TIS.354 | PCS. | 6 | 6
| 1030100000 | PIN,INSULATOR,22 KV.SHANK 140 MM.,LEAD HEAD 35 MM.(1 3/8") | EACH | 1 | 1
set20131 | A-ARM-C, 1-P, SP 0-5 * C
| 1000110001 | CROSSARM,PRESTRESSED CONCRETE,SPUN,H.T. 100X100X2,500 MM. | PCS. | 1 | 1
| 1010100000 | WIRE,STEEL SOLID DIA. 4.0 mm.TIS.71 | KG. | 0.3 | 0
| 1010110200 | BOLT,MACHINE M.16x130 mm. | SET | 1 | 0
| 1010110203 | BOLT,MACHINE M.16x250 mm. | SET | 1 | 0
| 1010110204 | BOLT,MACHINE M.16x300 mm. | SET | 1 | 0
| 1010180100 | WASHER,PLAIN,SQUARE,LARGE 52x52x4.5 mm.HOLE DIA. 18 MM. TIS.258 | PCS. | 4 | 0
| 1010180201 | WASHER,SQUARE,CURVED 60x60x5 mm.HOLE DIA. 22 mm. | PCS. | 2 | 0
| 1010180301 | WASHER,LOCK,SPRING,SIZE 16 mm.,GENERAL PURPOSE,TIS.259 | PCS. | 1 | 0
| 1010200004 | BRACE,ALLEY ARM 40x40x5 mm. 2,120 mm.LONG | PCS. | 1 | 1
| 1010230000 | CLAMP,SINGLE U-BOLT,M.8 (WIRE ROPE CLIP) | SET | 1 | 0
| 1030000001 | INSULATOR,PIN TYPE,TYPE B (CLASS 56-2) TIS.279 | EACH | 2 | 2
| 1030100000 | PIN,INSULATOR,22 KV.SHANK 140 MM.,LEAD HEAD 35 MM.(1 3/8") | EACH | 2 | 2
set20132 | A-ARM-C, 1-P, DP 5-30 * C
| 1000110001 | CROSSARM,PRESTRESSED CONCRETE,SPUN,H.T. 100X100X2,500 MM. | PCS. | 2 | 2
| 1010100000 | WIRE,STEEL SOLID DIA. 4.0 mm.TIS.71 | KG. | 0.5 | 0
| 1010110200 | BOLT,MACHINE M.16x130 mm. | SET | 1 | 0
| 1010110203 | BOLT,MACHINE M.16x250 mm. | SET | 1 | 0
| 1010110206 | BOLT,MACHINE M.16x400 mm. | SET | 1 | 0
| 1010120001 | BOLT,DOUBLE ARMING,M.16x450 mm. | SET | 2 | 0
| 1010180100 | WASHER,PLAIN,SQUARE,LARGE 52x52x4.5 mm.HOLE DIA. 18 MM. TIS.258 | PCS. | 12 | 0
| 1010180201 | WASHER,SQUARE,CURVED 60x60x5 mm.HOLE DIA. 22 mm. | PCS. | 4 | 0
| 1010180301 | WASHER,LOCK,SPRING,SIZE 16 mm.,GENERAL PURPOSE,TIS.259 | PCS. | 1 | 0
| 1010200004 | BRACE,ALLEY ARM 40x40x5 mm. 2,120 mm.LONG | PCS. | 1 | 1
| 1010230000 | CLAMP,SINGLE U-BOLT,M.8 (WIRE ROPE CLIP) | SET | 1 | 0
| 1030000001 | INSULATOR,PIN TYPE,TYPE B (CLASS 56-2) TIS.279 | EACH | 4 | 4
| 1030100000 | PIN,INSULATOR,22 KV.SHANK 140 MM.,LEAD HEAD 35 MM.(1 3/8") | EACH | 4 | 4
set20133 | A-ARM-C, 1-P, 1ST POLE LAT-SLK SPN.
| 1000110003 | CROSSARM,PRESTRESSED CONCRETE,SPUN(FOR DEAD-ENDING) 120X120X2,000 | PCS. | 2 | 2
| 1010100000 | WIRE,STEEL SOLID DIA. 4.0 mm.TIS.71 | KG. | 0.3 | 0
| 1010110203 | BOLT,MACHINE M.16x250 mm. | SET | 1 | 0
| 1010130001 | BOLT,DOUBLE ARMING,ROUND EYE M.16x450 mm. | SET | 3 | 0
| 1010180100 | WASHER,PLAIN,SQUARE,LARGE 52x52x4.5 mm.HOLE DIA. 18 MM. TIS.258 | PCS. | 14 | 0
| 1010180201 | WASHER,SQUARE,CURVED 60x60x5 mm.HOLE DIA. 22 mm. | PCS. | 2 | 0
| 1010200004 | BRACE,ALLEY ARM 40x40x5 mm. 2,120 mm.LONG | PCS. | 1 | 1
| 1010230000 | CLAMP,SINGLE U-BOLT,M.8 (WIRE ROPE CLIP) | SET | 1 | 0
| 1030000001 | INSULATOR,PIN TYPE,TYPE B (CLASS 56-2) TIS.279 | EACH | 2 | 2
| 1030020000 | INSULATOR,SUSPENSION TYPE A (CLASS 52-1)TIS.354 | PCS. | 6 | 6
| 1030100000 | PIN,INSULATOR,22 KV.SHANK 140 MM.,LEAD HEAD 35 MM.(1 3/8") | EACH | 2 | 2
set20134 | A-ARM-C, 1-P, DE
| 1000110003 | CROSSARM,PRESTRESSED CONCRETE,SPUN(FOR DEAD-ENDING) 120X120X2,000 | PCS. | 2 | 2
| 1010110203 | BOLT,MACHINE M.16x250 mm. | SET | 1 | 0
| 1010130001 | BOLT,DOUBLE ARMING,ROUND EYE M.16x450 mm. | SET | 3 | 0
| 1010180100 | WASHER,PLAIN,SQUARE,LARGE 52x52x4.5 mm.HOLE DIA. 18 MM. TIS.258 | PCS. | 10 | 0
| 1010200004 | BRACE,ALLEY ARM 40x40x5 mm. 2,120 mm.LONG | PCS. | 1 | 1
| 1030020000 | INSULATOR,SUSPENSION TYPE A (CLASS 52-1)TIS.354 | PCS. | 6 | 6
set20135 | A-ARM-C, 1-P, BA
| 1000110001 | CROSSARM,PRESTRESSED CONCRETE,SPUN,H.T. 100X100X2,500 MM. | PCS. | 2 | 2
| 1010110202 | BOLT,MACHINE M.16x200 mm. | SET | 1 | 0
| 1010110207 | BOLT,MACHINE M.16x450 mm. | SET | 1 | 0
| 1010130001 | BOLT,DOUBLE ARMING,ROUND EYE M.16x450 mm. | SET | 3 | 0
| 1010180100 | WASHER,PLAIN,SQUARE,LARGE 52x52x4.5 mm.HOLE DIA. 18 MM. TIS.258 | PCS. | 14 | 0
| 1010200004 | BRACE,ALLEY ARM 40x40x5 mm. 2,120 mm.LONG | PCS. | 1 | 1
| 1030000001 | INSULATOR,PIN TYPE,TYPE B (CLASS 56-2) TIS.279 | EACH | 2 | 1
| 1030020000 | INSULATOR,SUSPENSION TYPE A (CLASS 52-1)TIS.354 | PCS. | 6 | 6
| 1030100000 | PIN,INSULATOR,22 KV.SHANK 140 MM.,LEAD HEAD 35 MM.(1 3/8") | EACH | 2 | 2
set20136 | A-ARM-C, 1-P, BA,PIN
| 1000110001 | CROSSARM,PRESTRESSED CONCRETE,SPUN,H.T. 100X100X2,500 MM. | PCS. | 2 | 2
| 1010100000 | WIRE,STEEL SOLID DIA. 4.0 mm.TIS.71 | KG. | 0.4 | 0
| 1010110200 | BOLT,MACHINE M.16x130 mm. | SET | 1 | 0
| 1010110202 | BOLT,MACHINE M.16x200 mm. | SET | 1 | 0
| 1010110207 | BOLT,MACHINE M.16x450 mm. | SET | 1 | 0
| 1010120001 | BOLT,DOUBLE ARMING,M.16x450 mm. | SET | 2 | 0
| 1010180100 | WASHER,PLAIN,SQUARE,LARGE 52x52x4.5 mm.HOLE DIA. 18 MM. TIS.258 | PCS. | 12 | 0
| 1010180201 | WASHER,SQUARE,CURVED 60x60x5 mm.HOLE DIA. 22 mm. | PCS. | 2 | 0
| 1010200004 | BRACE,ALLEY ARM 40x40x5 mm. 2,120 mm.LONG | PCS. | 1 | 1
| 1030000001 | INSULATOR,PIN TYPE,TYPE B (CLASS 56-2) TIS.279 | EACH | 2 | 2
| 1030100000 | PIN,INSULATOR,22 KV.SHANK 140 MM.,LEAD HEAD 35 MM.(1 3/8") | EACH | 2 | 2
set20137 | A-ARM-C, 1-P, DDE
| 1000110003 | CROSSARM,PRESTRESSED CONCRETE,SPUN(FOR DEAD-ENDING) 120X120X2,000 | PCS. | 2 | 2
| 1010100000 | WIRE,STEEL SOLID DIA. 4.0 mm.TIS.71 | KG. | 0.35 | 0
| 1010110201 | BOLT,MACHINE M.16x170 mm. | SET | 2 | 0
| 1010110202 | BOLT,MACHINE M.16x200 mm. | SET | 1 | 0
| 1010130001 | BOLT,DOUBLE ARMING,ROUND EYE M.16x450 mm. | SET | 3 | 0
| 1010180001 | NUT,EYE M.16 DIN 582 | PCS | 2 | 0
| 1010180100 | WASHER,PLAIN,SQUARE,LARGE 52x52x4.5 mm.HOLE DIA. 18 MM. TIS.258 | PCS. | 13 | 0
| 1010200004 | BRACE,ALLEY ARM 40x40x5 mm. 2,120 mm.LONG | PCS. | 1 | 1
| 1010230000 | CLAMP,SINGLE U-BOLT,M.8 (WIRE ROPE CLIP) | SET | 1 | 0
| 1030000001 | INSULATOR,PIN TYPE,TYPE B (CLASS 56-2) TIS.279 | EACH | 2 | 2
| 1030020000 | INSULATOR,SUSPENSION TYPE A (CLASS 52-1)TIS.354 | PCS. | 12 | 12
| 1030100000 | PIN,INSULATOR,22 KV.SHANK 140 MM.,LEAD HEAD 35 MM.(1 3/8") | EACH | 2 | 2
set20166 | X-ARM-W, 1-P, DE (ASSEMBLY NO. 2210)
| 1000100002 | CROSSARM WOOD, H.T. 2,500X100X100 MM. | EACH | 2 | 2
| 1010110200 | BOLT,MACHINE M.16x130 mm. | SET | 4 | 0
| 1010110202 | BOLT,MACHINE M.16x200 mm. | SET | 1 | 0
| 1010130000 | BOLT,DOUBLE ARMING,ROUND EYE M.16x400 mm. | SET | 3 | 0
| 1010180100 | WASHER,PLAIN,SQUARE,LARGE 52x52x4.5 mm.HOLE DIA. 18 MM. TIS.258 | PCS. | 14 | 0
| 1010200001 | BRACE,FLAT,FOR CROSSARM 30x6x760 mm. | PCS. | 4 | 4
| 1030020000 | INSULATOR,SUSPENSION TYPE A (CLASS 52-1)TIS.354 | PCS. | 6 | 6
set20201 | X-ARM-C, 3-P, SP 0-5 (ASSEMBLY NO.2802/A)
| 1000110001 | CROSSARM,PRESTRESSED CONCRETE,SPUN,H.T. 100X100X2,500 MM. | PCS. | 1 | 1
| 1010100000 | WIRE,STEEL SOLID DIA. 4.0 mm.TIS.71 | KG. | 0.35 | 0
| 1010110200 | BOLT,MACHINE M.16x130 mm. | SET | 2 | 0
| 1010110202 | BOLT,MACHINE M.16x200 mm. | SET | 1 | 0
| 1010110204 | BOLT,MACHINE M.16x300 mm. | SET | 1 | 0
| 1010180100 | WASHER,PLAIN,SQUARE,LARGE 52x52x4.5 mm.HOLE DIA. 18 MM. TIS.258 | PCS. | 5 | 0
| 1010180201 | WASHER,SQUARE,CURVED 60x60x5 mm.HOLE DIA. 22 mm. | PCS. | 3 | 0
| 1010180301 | WASHER,LOCK,SPRING,SIZE 16 mm.,GENERAL PURPOSE,TIS.259 | PCS. | 1 | 0
| 1010200001 | BRACE,FLAT,FOR CROSSARM 30x6x760 mm. | PCS. | 2 | 2
| 1010230000 | CLAMP,SINGLE U-BOLT,M.8 (WIRE ROPE CLIP) | SET | 1 | 0
| 1030000001 | INSULATOR,PIN TYPE,TYPE B (CLASS 56-2) TIS.279 | EACH | 3 | 3
| 1030100000 | PIN,INSULATOR,22 KV.SHANK 140 MM.,LEAD HEAD 35 MM.(1 3/8") | EACH | 3 | 3
set20202 | X-ARM-C, 3-P, DP 5-30 (ASSEMBLY NO. 2802/B)
| 1000110001 | CROSSARM,PRESTRESSED CONCRETE,SPUN,H.T. 100X100X2,500 MM. | PCS. | 2 | 2
| 1010100000 | WIRE,STEEL SOLID DIA. 4.0 mm.TIS.71 | KG. | 0.65 | 0
| 1010110200 | BOLT,MACHINE M.16x130 mm. | SET | 2 | 0
| 1010110202 | BOLT,MACHINE M.16x200 mm. | SET | 1 | 0
| 1010110206 | BOLT,MACHINE M.16x400 mm. | SET | 1 | 0
| 1010120001 | BOLT,DOUBLE ARMING,M.16x450 mm. | SET | 2 | 0
| 1010180100 | WASHER,PLAIN,SQUARE,LARGE 52x52x4.5 mm.HOLE DIA. 18 MM. TIS.258 | PCS. | 13 | 0
| 1010180201 | WASHER,SQUARE,CURVED 60x60x5 mm.HOLE DIA. 22 mm. | PCS. | 6 | 0
| 1010180301 | WASHER,LOCK,SPRING,SIZE 16 mm.,GENERAL PURPOSE,TIS.259 | PCS. | 1 | 0
| 1010200001 | BRACE,FLAT,FOR CROSSARM 30x6x760 mm. | PCS. | 2 | 2
| 1010230000 | CLAMP,SINGLE U-BOLT,M.8 (WIRE ROPE CLIP) | SET | 2 | 0
| 1030000001 | INSULATOR,PIN TYPE,TYPE B (CLASS 56-2) TIS.279 | EACH | 6 | 6
| 1030100000 | PIN,INSULATOR,22 KV.SHANK 140 MM.,LEAD HEAD 35 MM.(1 3/8") | EACH | 6 | 6
set20203 | X-ARM-C, 3-P, DDE (ASSEMBLY NO.2807)
| 1000110003 | CROSSARM,PRESTRESSED CONCRETE,SPUN(FOR DEAD-ENDING) 120X120X2,000 | PCS. | 2 | 2
| 1010100000 | WIRE,STEEL SOLID DIA. 4.0 mm.TIS.71 | KG. | 0.35 | 0
| 1010110201 | BOLT,MACHINE M.16x170 mm. | SET | 2 | 0
| 1010110202 | BOLT,MACHINE M.16x200 mm. | SET | 1 | 0
| 1010130001 | BOLT,DOUBLE ARMING,ROUND EYE M.16x450 mm. | SET | 3 | 0
| 1010180001 | NUT,EYE M.16 DIN 582 | PCS | 3 | 0
| 1010180100 | WASHER,PLAIN,SQUARE,LARGE 52x52x4.5 mm.HOLE DIA. 18 MM. TIS.258 | PCS. | 13 | 0
| 1010180201 | WASHER,SQUARE,CURVED 60x60x5 mm.HOLE DIA. 22 mm. | PCS. | 3 | 3
| 1010200001 | BRACE,FLAT,FOR CROSSARM 30x6x760 mm. | PCS. | 4 | 4
| 1010230000 | CLAMP,SINGLE U-BOLT,M.8 (WIRE ROPE CLIP) | SET | 2 | 0
| 1030010002 | INSULATOR,LINE-POST TYPE, 22 kV.CLASS 57-2L POWER ARC TEST | PCS | 3 | 3
| 1030020000 | INSULATOR,SUSPENSION TYPE A (CLASS 52-1)TIS.354 | PCS. | 18 | 18
set20204 | X-ARM-C, 3-P, BREAK LINE
| 1000110003 | CROSSARM,PRESTRESSED CONCRETE,SPUN(FOR DEAD-ENDING) 120X120X2,000 | PCS. | 2 | 2
| 1010110201 | BOLT,MACHINE M.16x170 mm. | SET | 2 | 0
| 1010110202 | BOLT,MACHINE M.16x200 mm. | SET | 1 | 0
| 1010130001 | BOLT,DOUBLE ARMING,ROUND EYE M.16x450 mm. | SET | 3 | 0
| 1010180001 | NUT,EYE M.16 DIN 582 | PCS | 3 | 0
| 1010180100 | WASHER,PLAIN,SQUARE,LARGE 52x52x4.5 mm.HOLE DIA. 18 MM. TIS.258 | PCS. | 13 | 0
| 1010200001 | BRACE,FLAT,FOR CROSSARM 30x6x760 mm. | PCS. | 2 | 2
| 1030020000 | INSULATOR,SUSPENSION TYPE A (CLASS 52-1)TIS.354 | PCS. | 18 | 18
set20205 | X-ARM-C, 3-P, 1ST-POLE LAT-SLK SPN. (ASSEMBLY NO.2812/DES1)
| 1000110003 | CROSSARM,PRESTRESSED CONCRETE,SPUN(FOR DEAD-ENDING) 120X120X2,000 | PCS. | 2 | 2
| 1010100000 | WIRE,STEEL SOLID DIA. 4.0 mm.TIS.71 | KG. | 0.35 | 0
| 1010110201 | BOLT,MACHINE M.16x170 mm. | SET | 4 | 0
| 1010110202 | BOLT,MACHINE M.16x200 mm. | SET | 1 | 0
| 1010130001 | BOLT,DOUBLE ARMING,ROUND EYE M.16x450 mm. | SET | 3 | 0
| 1010180100 | WASHER,PLAIN,SQUARE,LARGE 52x52x4.5 mm.HOLE DIA. 18 MM. TIS.258 | PCS. | 14 | 0
| 1010180201 | WASHER,SQUARE,CURVED 60x60x5 mm.HOLE DIA. 22 mm. | PCS. | 3 | 0
| 1010200001 | BRACE,FLAT,FOR CROSSARM 30x6x760 mm. | PCS. | 4 | 4
| 1010230000 | CLAMP,SINGLE U-BOLT,M.8 (WIRE ROPE CLIP) | SET | 1 | 0
| 1030000001 | INSULATOR,PIN TYPE,TYPE B (CLASS 56-2) TIS.279 | EACH | 3 | 3
| 1030020000 | INSULATOR,SUSPENSION TYPE A (CLASS 52-1)TIS.354 | PCS. | 9 | 9
| 1030100000 | PIN,INSULATOR,22 KV.SHANK 140 MM.,LEAD HEAD 35 MM.(1 3/8") | EACH | 3 | 3
set20206 | X-ARM-C, 3-P, DE (ASSEMBLY NO.2806)
| 1000110003 | CROSSARM,PRESTRESSED CONCRETE,SPUN(FOR DEAD-ENDING) 120X120X2,000 | PCS. | 2 | 2
| 1010110201 | BOLT,MACHINE M.16x170 mm. | SET | 4 | 0
| 1010110202 | BOLT,MACHINE M.16x200 mm. | SET | 1 | 0
| 1010130001 | BOLT,DOUBLE ARMING,ROUND EYE M.16x450 mm. | SET | 3 | 0
| 1010180100 | WASHER,PLAIN,SQUARE,LARGE 52x52x4.5 mm.HOLE DIA. 18 MM. TIS.258 | PCS. | 14 | 0
| 1010200001 | BRACE,FLAT,FOR CROSSARM 30x6x760 mm. | PCS. | 4 | 4
| 1030020000 | INSULATOR,SUSPENSION TYPE A (CLASS 52-1)TIS.354 | PCS. | 9 | 9
set20207 | X-ARM-C, 3-P, BA (ASSEMBLY NO.2810/A)
| 1000110003 | CROSSARM,PRESTRESSED CONCRETE,SPUN(FOR DEAD-ENDING) 120X120X2,000 | PCS. | 2 | 2
| 1010110201 | BOLT,MACHINE M.16x170 mm. | SET | 4 | 0
| 1010110203 | BOLT,MACHINE M.16x250 mm. | SET | 1 | 0
| 1010130002 | BOLT,DOUBLE ARMING,ROUND EYE M.16x500 mm. | SET | 3 | 0
| 1010180100 | WASHER,PLAIN,SQUARE,LARGE 52x52x4.5 mm.HOLE DIA. 18 MM. TIS.258 | PCS. | 14 | 0
| 1010200001 | BRACE,FLAT,FOR CROSSARM 30x6x760 mm. | PCS. | 4 | 4
| 1030010002 | INSULATOR,LINE-POST TYPE, 22 kV.CLASS 57-2L POWER ARC TEST | PCS | 2 | 2
| 1030020000 | INSULATOR,SUSPENSION TYPE A (CLASS 52-1)TIS.354 | PCS. | 9 | 9
set20208 | X-ARM-C, 3-P, BA OVER STREET (ASSEMBLY NO.2810/A)
| 1000110003 | CROSSARM,PRESTRESSED CONCRETE,SPUN(FOR DEAD-ENDING) 120X120X2,000 | PCS. | 2 | 2
| 1010110201 | BOLT,MACHINE M.16x170 mm. | SET | 4 | 0
| 1010110203 | BOLT,MACHINE M.16x250 mm. | SET | 1 | 0
| 1010130002 | BOLT,DOUBLE ARMING,ROUND EYE M.16x500 mm. | SET | 3 | 0
| 1010180100 | WASHER,PLAIN,SQUARE,LARGE 52x52x4.5 mm.HOLE DIA. 18 MM. TIS.258 | PCS. | 14 | 0
| 1010200001 | BRACE,FLAT,FOR CROSSARM 30x6x760 mm. | PCS. | 4 | 4
| 1030000001 | INSULATOR,PIN TYPE,TYPE B (CLASS 56-2) TIS.279 | EACH | 1 | 1
| 1030020000 | INSULATOR,SUSPENSION TYPE A (CLASS 52-1)TIS.354 | PCS. | 9 | 9
| 1030100000 | PIN,INSULATOR,22 KV.SHANK 140 MM.,LEAD HEAD 35 MM.(1 3/8") | EACH | 1 | 1
set20209 | X-ARM-C, 3-P, BA (SLK. SPN.)(ASSEMBLY NO.2812/BCS2)
| 1000110001 | CROSSARM,PRESTRESSED CONCRETE,SPUN,H.T. 100X100X2,500 MM. | PCS. | 2 | 2
| 1010100000 | WIRE,STEEL SOLID DIA. 4.0 mm.TIS.71 | KG. | 0.5 | 0
| 1010110200 | BOLT,MACHINE M.16x130 mm. | SET | 4 | 0
| 1010110203 | BOLT,MACHINE M.16x250 mm. | SET | 1 | 0
| 1010110207 | BOLT,MACHINE M.16x450 mm. | SET | 1 | 0
| 1010120001 | BOLT,DOUBLE ARMING,M.16x450 mm. | SET | 2 | 0
| 1010180100 | WASHER,PLAIN,SQUARE,LARGE 52x52x4.5 mm.HOLE DIA. 18 MM. TIS.258 | PCS. | 14 | 0
| 1010180201 | WASHER,SQUARE,CURVED 60x60x5 mm.HOLE DIA. 22 mm. | PCS. | 3 | 0
| 1010200001 | BRACE,FLAT,FOR CROSSARM 30x6x760 mm. | PCS. | 4 | 4
| 1030000001 | INSULATOR,PIN TYPE,TYPE B (CLASS 56-2) TIS.279 | EACH | 3 | 3
| 1030100000 | PIN,INSULATOR,22 KV.SHANK 140 MM.,LEAD HEAD 35 MM.(1 3/8") | EACH | 3 | 3
set20210 | X-ARM-C, 3-P, BA SLK SPN,PIN
| 1000110001 | CROSSARM,PRESTRESSED CONCRETE,SPUN,H.T. 100X100X2,500 MM. | PCS. | 1 | 1
| 1010100000 | WIRE,STEEL SOLID DIA. 4.0 mm.TIS.71 | KG. | 0.5 | 0
| 1010110200 | BOLT,MACHINE M.16x130 mm. | SET | 2 | 0
| 1010110203 | BOLT,MACHINE M.16x250 mm. | SET | 1 | 0
| 1010110205 | BOLT,MACHINE M.16x350 mm. | SET | 1 | 0
| 1010180100 | WASHER,PLAIN,SQUARE,LARGE 52x52x4.5 mm.HOLE DIA. 18 MM. TIS.258 | PCS. | 5 | 0
| 1010180201 | WASHER,SQUARE,CURVED 60x60x5 mm.HOLE DIA. 22 mm. | PCS. | 3 | 0
| 1010180301 | WASHER,LOCK,SPRING,SIZE 16 mm.,GENERAL PURPOSE,TIS.259 | PCS. | 1 | 0
| 1010200001 | BRACE,FLAT,FOR CROSSARM 30x6x760 mm. | PCS. | 2 | 2
| 1030000001 | INSULATOR,PIN TYPE,TYPE B (CLASS 56-2) TIS.279 | EACH | 3 | 3
| 1030100000 | PIN,INSULATOR,22 KV.SHANK 140 MM.,LEAD HEAD 35 MM.(1 3/8") | EACH | 3 | 3
set20211 | X-ARM-C, 3-P, DEAD END CONNECTION
| 1010180001 | NUT,EYE M.16 DIN 582 | PCS | 3 | 0
| 1030000001 | INSULATOR,PIN TYPE,TYPE B (CLASS 56-2) TIS.279 | EACH | 3 | 3
| 1030020000 | INSULATOR,SUSPENSION TYPE A (CLASS 52-1)TIS.354 | PCS. | 9 | 9
| 1030100000 | PIN,INSULATOR,22 KV.SHANK 140 MM.,LEAD HEAD 35 MM.(1 3/8") | EACH | 3 | 3
set20212 | X-ARM-C, 3-P, DEAD END CONNECTION (SLK.SPN.)
| 1010100000 | WIRE,STEEL SOLID DIA. 4.0 mm.TIS.71 | KG. | 0.35 | 0
| 1010180201 | WASHER,SQUARE,CURVED 60x60x5 mm.HOLE DIA. 22 mm. | PCS. | 3 | 0
| 1010230000 | CLAMP,SINGLE U-BOLT,M.8 (WIRE ROPE CLIP) | SET | 1 | 0
| 1030000001 | INSULATOR,PIN TYPE,TYPE B (CLASS 56-2) TIS.279 | EACH | 3 | 3
| 1030100000 | PIN,INSULATOR,22 KV.SHANK 140 MM.,LEAD HEAD 35 MM.(1 3/8") | EACH | 3 | 3
set20213 | X-ARM-C, 3-P, DE FOR AERIAL CABLE 22 kV
| 1000110004 | CROSSARM,PRESTRESSED CONCRETE,SPUN(FOR DEAD-ENDING) 120X120X2,50 | PCS. | 2 | 2
| 1010110201 | BOLT,MACHINE M.16x170 mm. | SET | 4 | 0
| 1010110202 | BOLT,MACHINE M.16x200 mm. | SET | 1 | 0
| 1010130001 | BOLT,DOUBLE ARMING,ROUND EYE M.16x450 mm. | SET | 4 | 0
| 1010180100 | WASHER,PLAIN,SQUARE,LARGE 52x52x4.5 mm.HOLE DIA. 18 MM. TIS.258 | PCS. | 18 | 0
| 1010180301 | WASHER,LOCK,SPRING,SIZE 16 mm.,GENERAL PURPOSE,TIS.259 | PCS. | 1 | 0
| 1010200001 | BRACE,FLAT,FOR CROSSARM 30x6x760 mm. | PCS. | 4 | 4
| 1010210304 | THIMBLE,GUY,FOR STEEL WIRE 50-95 sq.mm. | PCS. | 1 | 0
| 1010230000 | CLAMP,SINGLE U-BOLT,M.8 (WIRE ROPE CLIP) | SET | 7 | 0
| 1030020000 | INSULATOR,SUSPENSION TYPE A (CLASS 52-1)TIS.354 | PCS. | 9 | 9
set20214 | X-ARM-C, 3-P, BA FOR AERIAL CABLE 22 kV
| 1000110004 | CROSSARM,PRESTRESSED CONCRETE,SPUN(FOR DEAD-ENDING) 120X120X2,50 | PCS. | 2 | 2
| 1010110201 | BOLT,MACHINE M.16x170 mm. | SET | 4 | 0
| 1010110203 | BOLT,MACHINE M.16x250 mm. | SET | 1 | 0
| 1010130002 | BOLT,DOUBLE ARMING,ROUND EYE M.16x500 mm. | SET | 4 | 0
| 1010180100 | WASHER,PLAIN,SQUARE,LARGE 52x52x4.5 mm.HOLE DIA. 18 MM. TIS.258 | PCS. | 18 | 0
| 1010180301 | WASHER,LOCK,SPRING,SIZE 16 mm.,GENERAL PURPOSE,TIS.259 | PCS. | 1 | 0
| 1010200001 | BRACE,FLAT,FOR CROSSARM 30x6x760 mm. | PCS. | 4 | 4
| 1010210304 | THIMBLE,GUY,FOR STEEL WIRE 50-95 sq.mm. | PCS. | 1 | 0
| 1010230000 | CLAMP,SINGLE U-BOLT,M.8 (WIRE ROPE CLIP) | SET | 7 | 0
| 1030000001 | INSULATOR,PIN TYPE,TYPE B (CLASS 56-2) TIS.279 | EACH | 2 | 2
| 1030020000 | INSULATOR,SUSPENSION TYPE A (CLASS 52-1)TIS.354 | PCS. | 9 | 9
| 1030100000 | PIN,INSULATOR,22 KV.SHANK 140 MM.,LEAD HEAD 35 MM.(1 3/8") | EACH | 2 | 2
set20215 | A-ARM-C, 3-P, DE FOR AERIAL CABLE 22 KV (ASSEMBLY NO.2305B)
| 1000110004 | CROSSARM,PRESTRESSED CONCRETE,SPUN(FOR DEAD-ENDING) 120X120X2,50 | PCS. | 2 | 2
| 1010110203 | BOLT,MACHINE M.16x250 mm. | SET | 1 | 0
| 1010130001 | BOLT,DOUBLE ARMING,ROUND EYE M.16x450 mm. | SET | 3 | 0
| 1010180100 | WASHER,PLAIN,SQUARE,LARGE 52x52x4.5 mm.HOLE DIA. 18 MM. TIS.258 | PCS. | 15 | 0
| 1010200004 | BRACE,ALLEY ARM 40x40x5 mm. 2,120 mm.LONG | PCS. | 1 | 0
| 1010230000 | CLAMP,SINGLE U-BOLT,M.8 (WIRE ROPE CLIP) | SET | 4 | 0
| 1030020000 | INSULATOR,SUSPENSION TYPE A (CLASS 52-1)TIS.354 | PCS. | 9 | 9
| 1030140011 | CLEVIS,THIMBLE,FOR PREFORMED DEAD-END | EACH | 3 | 0
set20221 | X-ARM-STEEL,SP (ASSEMBLY NO.2240)
| 1010000106 | STEEL CHANNEL,100X50X5 MM.2,500 MM.LONG | PCS | 1 | 1
| 1010100002 | WIRE,STEEL STRANDED 25 sq.mm.TIS.404 | M. | 1 | 0
| 1010110202 | BOLT,MACHINE M.16x200 mm. | SET | 2 | 0
| 1010110400 | BOLT,MACHINE, HEXAGON, M.16X75 MM. | SET | 2 | 0
| 1010180100 | WASHER,PLAIN,SQUARE,LARGE 52x52x4.5 mm.HOLE DIA. 18 MM. TIS.258 | PCS. | 3 | 0
| 1010200001 | BRACE,FLAT,FOR CROSSARM 30x6x760 mm. | PCS. | 2 | 0
| 1010230000 | CLAMP,SINGLE U-BOLT,M.8 (WIRE ROPE CLIP) | SET | 2 | 0
| 1020200000 | TAPE,ARMOR,AL 1x10 mm. | KG. | 1 | 0
| 1020200002 | TIE WIRE,AL 4 mm. | KG. | 0.35 | 0
| 1030000001 | INSULATOR,PIN TYPE,TYPE B (CLASS 56-2) TIS.279 | EACH | 3 | 0
| 1030100000 | PIN,INSULATOR,22 KV.SHANK 140 MM.,LEAD HEAD 35 MM.(1 3/8") | EACH | 3 | 0
set20222 | X-ARM-STEEL, 3-P, DP 5-30
| 1010000106 | STEEL CHANNEL,100X50X5 MM.2,500 MM.LONG | PCS | 2 | 2
| 1010100002 | WIRE,STEEL STRANDED 25 sq.mm.TIS.404 | M. | 1 | 0
| 1010110202 | BOLT,MACHINE M.16x200 mm. | SET | 2 | 0
| 1010110400 | BOLT,MACHINE, HEXAGON, M.16X75 MM. | SET | 2 | 0
| 1010180100 | WASHER,PLAIN,SQUARE,LARGE 52x52x4.5 mm.HOLE DIA. 18 MM. TIS.258 | PCS. | 3 | 0
| 1010200001 | BRACE,FLAT,FOR CROSSARM 30x6x760 mm. | PCS. | 2 | 2
| 1010230000 | CLAMP,SINGLE U-BOLT,M.8 (WIRE ROPE CLIP) | SET | 2 | 0
| 1030000001 | INSULATOR,PIN TYPE,TYPE B (CLASS 56-2) TIS.279 | EACH | 6 | 6
| 1030100000 | PIN,INSULATOR,22 KV.SHANK 140 MM.,LEAD HEAD 35 MM.(1 3/8") | EACH | 3 | 3
set20223 | X-ARM-STEEL,DDE
| 1010000202 | STEEL CHANNEL,125X65X6 MM.2,500 MM.LONG | PCS. | 2 | 2
| 1010110203 | BOLT,MACHINE M.16x250 mm. | SET | 1 | 0
| 1010110400 | BOLT,MACHINE, HEXAGON, M.16X75 MM. | SET | 4 | 0
| 1010150050 | BOLT,OVAL FULL THREAD M.16X250 MM. | SET | 3 | 0
| 1010180001 | NUT,EYE M.16 DIN 582 | PCS | 3 | 0
| 1010180100 | WASHER,PLAIN,SQUARE,LARGE 52x52x4.5 mm.HOLE DIA. 18 MM. TIS.258 | PCS. | 10 | 0
| 1010200001 | BRACE,FLAT,FOR CROSSARM 30x6x760 mm. | PCS. | 4 | 4
| 1010230000 | CLAMP,SINGLE U-BOLT,M.8 (WIRE ROPE CLIP) | SET | 2 | 0
| 1030000001 | INSULATOR,PIN TYPE,TYPE B (CLASS 56-2) TIS.279 | EACH | 3 | 3
| 1030020000 | INSULATOR,SUSPENSION TYPE A (CLASS 52-1)TIS.354 | PCS. | 18 | 18
| 1030100000 | PIN,INSULATOR,22 KV.SHANK 140 MM.,LEAD HEAD 35 MM.(1 3/8") | EACH | 3 | 3
set20226 | X-ARM-STEEL,DE (ASSEMBLY NO.2241)
| 1010000202 | STEEL CHANNEL,125X65X6 MM.2,500 MM.LONG | PCS. | 2 | 0
| 1010110203 | BOLT,MACHINE M.16x250 mm. | SET | 1 | 0
| 1010110404 | BOLT,MACHINE,HEXAGON, M.16X50 MM. | SET | 4 | 0
| 1010150050 | BOLT,OVAL FULL THREAD M.16X250 MM. | SET | 3 | 0
| 1010180100 | WASHER,PLAIN,SQUARE,LARGE 52x52x4.5 mm.HOLE DIA. 18 MM. TIS.258 | PCS. | 10 | 0
| 1010200001 | BRACE,FLAT,FOR CROSSARM 30x6x760 mm. | PCS. | 4 | 0
| 1010230000 | CLAMP,SINGLE U-BOLT,M.8 (WIRE ROPE CLIP) | SET | 2 | 0
| 1030020000 | INSULATOR,SUSPENSION TYPE A (CLASS 52-1)TIS.354 | PCS. | 9 | 9
set20227 | X-ARM-STEEL,BA
| 1010000202 | STEEL CHANNEL,125X65X6 MM.2,500 MM.LONG | PCS. | 2 | 0
| 1010110204 | BOLT,MACHINE M.16x300 mm. | SET | 1 | 0
| 1010110400 | BOLT,MACHINE, HEXAGON, M.16X75 MM. | SET | 4 | 0
| 1010150051 | BOLT,OVAL FULL THREAD M.16X300 MM. | SET | 3 | 0
| 1010180100 | WASHER,PLAIN,SQUARE,LARGE 52x52x4.5 mm.HOLE DIA. 18 MM. TIS.258 | PCS. | 10 | 0
| 1010200001 | BRACE,FLAT,FOR CROSSARM 30x6x760 mm. | PCS. | 4 | 0
| 1010230000 | CLAMP,SINGLE U-BOLT,M.8 (WIRE ROPE CLIP) | SET | 2 | 0
| 1030000001 | INSULATOR,PIN TYPE,TYPE B (CLASS 56-2) TIS.279 | EACH | 2 | 2
| 1030020000 | INSULATOR,SUSPENSION TYPE A (CLASS 52-1)TIS.354 | PCS. | 9 | 9
| 1030100000 | PIN,INSULATOR,22 KV.SHANK 140 MM.,LEAD HEAD 35 MM.(1 3/8") | EACH | 2 | 2
set20228 | X-ARM-STEEL, 3-P, BA OVER STREET
| 1010000202 | STEEL CHANNEL,125X65X6 MM.2,500 MM.LONG | PCS. | 2 | 2
| 1010110203 | BOLT,MACHINE M.16x250 mm. | SET | 1 | 0
| 1010110400 | BOLT,MACHINE, HEXAGON, M.16X75 MM. | SET | 4 | 0
| 1010150050 | BOLT,OVAL FULL THREAD M.16X250 MM. | SET | 3 | 0
| 1010180100 | WASHER,PLAIN,SQUARE,LARGE 52x52x4.5 mm.HOLE DIA. 18 MM. TIS.258 | PCS. | 10 | 0
| 1010200001 | BRACE,FLAT,FOR CROSSARM 30x6x760 mm. | PCS. | 4 | 4
| 1030000001 | INSULATOR,PIN TYPE,TYPE B (CLASS 56-2) TIS.279 | EACH | 1 | 1
| 1030020000 | INSULATOR,SUSPENSION TYPE A (CLASS 52-1)TIS.354 | PCS. | 9 | 9
| 1030100000 | PIN,INSULATOR,22 KV.SHANK 140 MM.,LEAD HEAD 35 MM.(1 3/8") | EACH | 1 | 1
set20231 | A-ARM-C, 3-P, SP 0-5 (ASSEMBLY NO.2803/A)
| 1000110001 | CROSSARM,PRESTRESSED CONCRETE,SPUN,H.T. 100X100X2,500 MM. | PCS. | 1 | 1
| 1010100000 | WIRE,STEEL SOLID DIA. 4.0 mm.TIS.71 | KG. | 0.3 | 0
| 1010110200 | BOLT,MACHINE M.16x130 mm. | SET | 1 | 0
| 1010110203 | BOLT,MACHINE M.16x250 mm. | SET | 1 | 0
| 1010110204 | BOLT,MACHINE M.16x300 mm. | SET | 1 | 0
| 1010180100 | WASHER,PLAIN,SQUARE,LARGE 52x52x4.5 mm.HOLE DIA. 18 MM. TIS.258 | PCS. | 4 | 0
| 1010180201 | WASHER,SQUARE,CURVED 60x60x5 mm.HOLE DIA. 22 mm. | PCS. | 3 | 0
| 1010180301 | WASHER,LOCK,SPRING,SIZE 16 mm.,GENERAL PURPOSE,TIS.259 | PCS. | 1 | 0
| 1010200004 | BRACE,ALLEY ARM 40x40x5 mm. 2,120 mm.LONG | PCS. | 1 | 1
| 1010230000 | CLAMP,SINGLE U-BOLT,M.8 (WIRE ROPE CLIP) | SET | 1 | 0
| 1030000001 | INSULATOR,PIN TYPE,TYPE B (CLASS 56-2) TIS.279 | EACH | 3 | 3
| 1030100000 | PIN,INSULATOR,22 KV.SHANK 140 MM.,LEAD HEAD 35 MM.(1 3/8") | EACH | 3 | 3
set20232 | A-ARM-C, 3-P, DP 5-30 (ASSEMBLY NO.2803/B)
| 1000110001 | CROSSARM,PRESTRESSED CONCRETE,SPUN,H.T. 100X100X2,500 MM. | PCS. | 2 | 2
| 1010100000 | WIRE,STEEL SOLID DIA. 4.0 mm.TIS.71 | KG. | 0.5 | 0
| 1010110200 | BOLT,MACHINE M.16x130 mm. | SET | 1 | 0
| 1010110203 | BOLT,MACHINE M.16x250 mm. | SET | 1 | 0
| 1010110206 | BOLT,MACHINE M.16x400 mm. | SET | 1 | 0
| 1010120001 | BOLT,DOUBLE ARMING,M.16x450 mm. | SET | 2 | 0
| 1010180100 | WASHER,PLAIN,SQUARE,LARGE 52x52x4.5 mm.HOLE DIA. 18 MM. TIS.258 | PCS. | 12 | 0
| 1010180201 | WASHER,SQUARE,CURVED 60x60x5 mm.HOLE DIA. 22 mm. | PCS. | 6 | 0
| 1010180301 | WASHER,LOCK,SPRING,SIZE 16 mm.,GENERAL PURPOSE,TIS.259 | PCS. | 1 | 0
| 1010200004 | BRACE,ALLEY ARM 40x40x5 mm. 2,120 mm.LONG | PCS. | 1 | 1
| 1010230000 | CLAMP,SINGLE U-BOLT,M.8 (WIRE ROPE CLIP) | SET | 2 | 0
| 1030000001 | INSULATOR,PIN TYPE,TYPE B (CLASS 56-2) TIS.279 | EACH | 6 | 6
| 1030100000 | PIN,INSULATOR,22 KV.SHANK 140 MM.,LEAD HEAD 35 MM.(1 3/8") | EACH | 6 | 6
set20233 | A-ARM-C, 3-P, 1ST-POLE LAT-SLK SPN.
| 1000110003 | CROSSARM,PRESTRESSED CONCRETE,SPUN(FOR DEAD-ENDING) 120X120X2,000 | PCS. | 2 | 2
| 1010100000 | WIRE,STEEL SOLID DIA. 4.0 mm.TIS.71 | KG. | 3 | 0
| 1010110203 | BOLT,MACHINE M.16x250 mm. | SET | 1 | 0
| 1010130001 | BOLT,DOUBLE ARMING,ROUND EYE M.16x450 mm. | SET | 4 | 0
| 1010180100 | WASHER,PLAIN,SQUARE,LARGE 52x52x4.5 mm.HOLE DIA. 18 MM. TIS.258 | PCS. | 14 | 0
| 1010180201 | WASHER,SQUARE,CURVED 60x60x5 mm.HOLE DIA. 22 mm. | PCS. | 3 | 0
| 1010200004 | BRACE,ALLEY ARM 40x40x5 mm. 2,120 mm.LONG | PCS. | 1 | 1
| 1010230000 | CLAMP,SINGLE U-BOLT,M.8 (WIRE ROPE CLIP) | SET | 1 | 0
| 1030000001 | INSULATOR,PIN TYPE,TYPE B (CLASS 56-2) TIS.279 | EACH | 3 | 3
| 1030020000 | INSULATOR,SUSPENSION TYPE A (CLASS 52-1)TIS.354 | PCS. | 9 | 9
| 1030100000 | PIN,INSULATOR,22 KV.SHANK 140 MM.,LEAD HEAD 35 MM.(1 3/8") | EACH | 3 | 3
set20234 | A-ARM-C, 3-P, DE
| 1000110003 | CROSSARM,PRESTRESSED CONCRETE,SPUN(FOR DEAD-ENDING) 120X120X2,000 | PCS. | 2 | 2
| 1010110203 | BOLT,MACHINE M.16x250 mm. | SET | 1 | 0
| 1010130001 | BOLT,DOUBLE ARMING,ROUND EYE M.16x450 mm. | SET | 4 | 0
| 1010180100 | WASHER,PLAIN,SQUARE,LARGE 52x52x4.5 mm.HOLE DIA. 18 MM. TIS.258 | PCS. | 14 | 0
| 1010200004 | BRACE,ALLEY ARM 40x40x5 mm. 2,120 mm.LONG | PCS. | 1 | 1
| 1030020000 | INSULATOR,SUSPENSION TYPE A (CLASS 52-1)TIS.354 | PCS. | 9 | 9
set20235 | A-ARM-C, 3-P, BA
| 1000110001 | CROSSARM,PRESTRESSED CONCRETE,SPUN,H.T. 100X100X2,500 MM. | PCS. | 2 | 2
| 1010110202 | BOLT,MACHINE M.16x200 mm. | SET | 1 | 0
| 1010110207 | BOLT,MACHINE M.16x450 mm. | SET | 1 | 0
| 1010130001 | BOLT,DOUBLE ARMING,ROUND EYE M.16x450 mm. | SET | 3 | 0
| 1010180100 | WASHER,PLAIN,SQUARE,LARGE 52x52x4.5 mm.HOLE DIA. 18 MM. TIS.258 | PCS. | 14 | 0
| 1010200004 | BRACE,ALLEY ARM 40x40x5 mm. 2,120 mm.LONG | PCS. | 1 | 1
| 1030000001 | INSULATOR,PIN TYPE,TYPE B (CLASS 56-2) TIS.279 | EACH | 2 | 1
| 1030020000 | INSULATOR,SUSPENSION TYPE A (CLASS 52-1)TIS.354 | PCS. | 9 | 9
| 1030100000 | PIN,INSULATOR,22 KV.SHANK 140 MM.,LEAD HEAD 35 MM.(1 3/8") | EACH | 2 | 1
set20236 | A-ARM-C, 3-P, BA,PIN
| 1000110001 | CROSSARM,PRESTRESSED CONCRETE,SPUN,H.T. 100X100X2,500 MM. | PCS. | 2 | 2
| 1010100000 | WIRE,STEEL SOLID DIA. 4.0 mm.TIS.71 | KG. | 0.4 | 0
| 1010110200 | BOLT,MACHINE M.16x130 mm. | SET | 1 | 0
| 1010110202 | BOLT,MACHINE M.16x200 mm. | SET | 1 | 0
| 1010110207 | BOLT,MACHINE M.16x450 mm. | SET | 1 | 0
| 1010120001 | BOLT,DOUBLE ARMING,M.16x450 mm. | SET | 2 | 0
| 1010180100 | WASHER,PLAIN,SQUARE,LARGE 52x52x4.5 mm.HOLE DIA. 18 MM. TIS.258 | PCS. | 12 | 0
| 1010180201 | WASHER,SQUARE,CURVED 60x60x5 mm.HOLE DIA. 22 mm. | PCS. | 3 | 0
| 1010200004 | BRACE,ALLEY ARM 40x40x5 mm. 2,120 mm.LONG | PCS. | 1 | 1
| 1030000001 | INSULATOR,PIN TYPE,TYPE B (CLASS 56-2) TIS.279 | EACH | 3 | 3
| 1030100000 | PIN,INSULATOR,22 KV.SHANK 140 MM.,LEAD HEAD 35 MM.(1 3/8") | EACH | 3 | 3
set20237 | A-ARM-C, 3-P, DDE
| 1000110003 | CROSSARM,PRESTRESSED CONCRETE,SPUN(FOR DEAD-ENDING) 120X120X2,000 | PCS. | 2 | 2
| 1010100000 | WIRE,STEEL SOLID DIA. 4.0 mm.TIS.71 | KG. | 0.35 | 0
| 1010110201 | BOLT,MACHINE M.16x170 mm. | SET | 2 | 0
| 1010110202 | BOLT,MACHINE M.16x200 mm. | SET | 1 | 0
| 1010130001 | BOLT,DOUBLE ARMING,ROUND EYE M.16x450 mm. | SET | 3 | 0
| 1010180001 | NUT,EYE M.16 DIN 582 | PCS | 3 | 0
| 1010180100 | WASHER,PLAIN,SQUARE,LARGE 52x52x4.5 mm.HOLE DIA. 18 MM. TIS.258 | PCS. | 13 | 0
| 1010200004 | BRACE,ALLEY ARM 40x40x5 mm. 2,120 mm.LONG | PCS. | 1 | 1
| 1010230000 | CLAMP,SINGLE U-BOLT,M.8 (WIRE ROPE CLIP) | SET | 1 | 0
| 1030000001 | INSULATOR,PIN TYPE,TYPE B (CLASS 56-2) TIS.279 | EACH | 3 | 3
| 1030020000 | INSULATOR,SUSPENSION TYPE A (CLASS 52-1)TIS.354 | PCS. | 18 | 18
| 1030100000 | PIN,INSULATOR,22 KV.SHANK 140 MM.,LEAD HEAD 35 MM.(1 3/8") | EACH | 3 | 3
set20238 | X-ARM-C, 3-P, 1 CIRCUIT, DDE FOR SAC (12 M.) (ON INSULATORS) (ASSEMBLY NO.2319)
| 1000110004 | CROSSARM,PRESTRESSED CONCRETE,SPUN(FOR DEAD-ENDING) 120X120X2,50 | PCS. | 2 | 2
| 1010100000 | WIRE,STEEL SOLID DIA. 4.0 mm.TIS.71 | KG. | 1.1 | 0
| 1010110201 | BOLT,MACHINE M.16x170 mm. | SET | 2 | 0
| 1010110202 | BOLT,MACHINE M.16x200 mm. | SET | 1 | 0
| 1010110207 | BOLT,MACHINE M.16x450 mm. | SET | 1 | 0
| 1010130001 | BOLT,DOUBLE ARMING,ROUND EYE M.16x450 mm. | SET | 3 | 0
| 1010180001 | NUT,EYE M.16 DIN 582 | PCS | 3 | 0
| 1010180100 | WASHER,PLAIN,SQUARE,LARGE 52x52x4.5 mm.HOLE DIA. 18 MM. TIS.258 | PCS. | 20 | 0
| 1010180201 | WASHER,SQUARE,CURVED 60x60x5 mm.HOLE DIA. 22 mm. | PCS. | 6 | 0
| 1010180301 | WASHER,LOCK,SPRING,SIZE 16 mm.,GENERAL PURPOSE,TIS.259 | PCS. | 4 | 0
| 1010200001 | BRACE,FLAT,FOR CROSSARM 30x6x760 mm. | PCS. | 4 | 4
| 1010230000 | CLAMP,SINGLE U-BOLT,M.8 (WIRE ROPE CLIP) | SET | 3 | 0
| 1030010002 | INSULATOR,LINE-POST TYPE, 22 kV.CLASS 57-2L POWER ARC TEST | PCS | 6 | 6
| 1030020000 | INSULATOR,SUSPENSION TYPE A (CLASS 52-1)TIS.354 | PCS. | 18 | 18
set20239 | X-ARM-C, 3-P, 1 CIRCUIT, DDE FOR SAC (12.20 M.) (ON INSULATORS) (ASSEMBLY NO.2319)
| 1000110004 | CROSSARM,PRESTRESSED CONCRETE,SPUN(FOR DEAD-ENDING) 120X120X2,50 | PCS. | 2 | 2
| 1010100000 | WIRE,STEEL SOLID DIA. 4.0 mm.TIS.71 | KG. | 1.1 | 0
| 1010110201 | BOLT,MACHINE M.16x170 mm. | SET | 2 | 0
| 1010110203 | BOLT,MACHINE M.16x250 mm. | SET | 1 | 0
| 1010110208 | BOLT,MACHINE M.16x500 mm. | SET | 1 | 0
| 1010130002 | BOLT,DOUBLE ARMING,ROUND EYE M.16x500 mm. | SET | 3 | 0
| 1010180001 | NUT,EYE M.16 DIN 582 | PCS | 3 | 0
| 1010180100 | WASHER,PLAIN,SQUARE,LARGE 52x52x4.5 mm.HOLE DIA. 18 MM. TIS.258 | PCS. | 20 | 0
| 1010180201 | WASHER,SQUARE,CURVED 60x60x5 mm.HOLE DIA. 22 mm. | PCS. | 6 | 0
| 1010180301 | WASHER,LOCK,SPRING,SIZE 16 mm.,GENERAL PURPOSE,TIS.259 | PCS. | 4 | 0
| 1010200001 | BRACE,FLAT,FOR CROSSARM 30x6x760 mm. | PCS. | 4 | 4
| 1010230000 | CLAMP,SINGLE U-BOLT,M.8 (WIRE ROPE CLIP) | SET | 3 | 0
| 1030010002 | INSULATOR,LINE-POST TYPE, 22 kV.CLASS 57-2L POWER ARC TEST | PCS | 6 | 6
| 1030020000 | INSULATOR,SUSPENSION TYPE A (CLASS 52-1)TIS.354 | PCS. | 18 | 18
set20240 | X-ARM-C,3-P, 1 CIRCUIT, DDE FOR SAC (STL-BAYONET) (12.20 M.) (ON INSULATORS) (ASSEMBLY NO.2319)
| 1000110004 | CROSSARM,PRESTRESSED CONCRETE,SPUN(FOR DEAD-ENDING) 120X120X2,50 | PCS. | 2 | 2
| 1010000100 | STEEL CHANNEL, 100x50x5 mm. 2,250 MM.LONG | PCS | 1 | 1
| 1010100000 | WIRE,STEEL SOLID DIA. 4.0 mm.TIS.71 | KG. | 1.1 | 0
| 1010100002 | WIRE,STEEL STRANDED 25 sq.mm.TIS.404 | M. | 2.5 | 0
| 1010110201 | BOLT,MACHINE M.16x170 mm. | SET | 2 | 0
| 1010110203 | BOLT,MACHINE M.16x250 mm. | SET | 3 | 0
| 1010110208 | BOLT,MACHINE M.16x500 mm. | SET | 1 | 0
| 1010130002 | BOLT,DOUBLE ARMING,ROUND EYE M.16x500 mm. | SET | 3 | 0
| 1010140001 | BOLT, ROUNG EYE M 16X200 MM. | SET | 1 | 0
| 1010180001 | NUT,EYE M.16 DIN 582 | PCS | 3 | 0
| 1010180100 | WASHER,PLAIN,SQUARE,LARGE 52x52x4.5 mm.HOLE DIA. 18 MM. TIS.258 | PCS. | 20 | 0
| 1010180201 | WASHER,SQUARE,CURVED 60x60x5 mm.HOLE DIA. 22 mm. | PCS. | 6 | 0
| 1010180301 | WASHER,LOCK,SPRING,SIZE 16 mm.,GENERAL PURPOSE,TIS.259 | PCS. | 4 | 0
| 1010200001 | BRACE,FLAT,FOR CROSSARM 30x6x760 mm. | PCS. | 4 | 4
| 1010210304 | THIMBLE,GUY,FOR STEEL WIRE 50-95 sq.mm. | PCS. | 2 | 0
| 1010230000 | CLAMP,SINGLE U-BOLT,M.8 (WIRE ROPE CLIP) | SET | 4 | 0
| 1010230012 | CLAMP, DOUBLE BOLTS, ST. WIRE 25 SQ.MM. | SET | 2 | 0
| 1030010002 | INSULATOR,LINE-POST TYPE, 22 kV.CLASS 57-2L POWER ARC TEST | PCS | 6 | 6
| 1030020000 | INSULATOR,SUSPENSION TYPE A (CLASS 52-1)TIS.354 | PCS. | 18 | 18
set20241 | X-ARM-C, 2 CIRCUIT, 2ND(SECOND) CIRCUIT, DDE FOR SAC (12.20 M.) (ON INSULATORS) (ASSEMBLY NO. 2319)
| 1000110004 | CROSSARM,PRESTRESSED CONCRETE,SPUN(FOR DEAD-ENDING) 120X120X2,50 | PCS. | 2 | 2
| 1010100000 | WIRE,STEEL SOLID DIA. 4.0 mm.TIS.71 | KG. | 1.2 | 0
| 1010110201 | BOLT,MACHINE M.16x170 mm. | SET | 1 | 0
| 1010110204 | BOLT,MACHINE M.16x300 mm. | SET | 1 | 0
| 1010110208 | BOLT,MACHINE M.16x500 mm. | SET | 1 | 0
| 1010130002 | BOLT,DOUBLE ARMING,ROUND EYE M.16x500 mm. | SET | 3 | 0
| 1010180001 | NUT,EYE M.16 DIN 582 | PCS | 3 | 0
| 1010180100 | WASHER,PLAIN,SQUARE,LARGE 52x52x4.5 mm.HOLE DIA. 18 MM. TIS.258 | PCS. | 20 | 0
| 1010180201 | WASHER,SQUARE,CURVED 60x60x5 mm.HOLE DIA. 22 mm. | PCS. | 6 | 0
| 1010180301 | WASHER,LOCK,SPRING,SIZE 16 mm.,GENERAL PURPOSE,TIS.259 | PCS. | 4 | 0
| 1010200001 | BRACE,FLAT,FOR CROSSARM 30x6x760 mm. | PCS. | 4 | 4
| 1010230000 | CLAMP,SINGLE U-BOLT,M.8 (WIRE ROPE CLIP) | SET | 2 | 0
| 1030010002 | INSULATOR,LINE-POST TYPE, 22 kV.CLASS 57-2L POWER ARC TEST | PCS | 6 | 6
| 1030020000 | INSULATOR,SUSPENSION TYPE A (CLASS 52-1)TIS.354 | PCS. | 18 | 18
set20242 | X-ARM-C, 3-P, 1 CIRCUIT, DDE FOR SAC (14.30 M.) (ON INSULATORS) (ASSEMBLY NO.2319)
| 1000110004 | CROSSARM,PRESTRESSED CONCRETE,SPUN(FOR DEAD-ENDING) 120X120X2,50 | PCS. | 2 | 2
| 1010100000 | WIRE,STEEL SOLID DIA. 4.0 mm.TIS.71 | KG. | 1.1 | 0
| 1010110201 | BOLT,MACHINE M.16x170 mm. | SET | 2 | 0
| 1010110204 | BOLT,MACHINE M.16x300 mm. | SET | 1 | 0
| 1010110401 | BOLT,MACHINE,HEXAGON,M.16x550 mm. | SET | 1 | 0
| 1010130003 | BOLT,DOUBLE ARMING,ROUND EYE M.16x600 mm. | SET | 3 | 0
| 1010180001 | NUT,EYE M.16 DIN 582 | PCS | 3 | 0
| 1010180100 | WASHER,PLAIN,SQUARE,LARGE 52x52x4.5 mm.HOLE DIA. 18 MM. TIS.258 | PCS. | 20 | 0
| 1010180201 | WASHER,SQUARE,CURVED 60x60x5 mm.HOLE DIA. 22 mm. | PCS. | 6 | 0
| 1010180301 | WASHER,LOCK,SPRING,SIZE 16 mm.,GENERAL PURPOSE,TIS.259 | PCS. | 4 | 0
| 1010200001 | BRACE,FLAT,FOR CROSSARM 30x6x760 mm. | PCS. | 4 | 4
| 1010230000 | CLAMP,SINGLE U-BOLT,M.8 (WIRE ROPE CLIP) | SET | 3 | 0
| 1030010002 | INSULATOR,LINE-POST TYPE, 22 kV.CLASS 57-2L POWER ARC TEST | PCS | 6 | 6
| 1030020000 | INSULATOR,SUSPENSION TYPE A (CLASS 52-1)TIS.354 | PCS. | 18 | 18
set20243 | X-ARM-C, 2 CIRCUIT, 2ND(SECOND) CIRCUIT, DDE FOR SAC (14.30 M.) (ON INSULATORS) (ASSEMBLY NO. 2319)
| 1000110004 | CROSSARM,PRESTRESSED CONCRETE,SPUN(FOR DEAD-ENDING) 120X120X2,50 | PCS. | 2 | 2
| 1010100000 | WIRE,STEEL SOLID DIA. 4.0 mm.TIS.71 | KG. | 1.32 | 0
| 1010110201 | BOLT,MACHINE M.16x170 mm. | SET | 2 | 0
| 1010110205 | BOLT,MACHINE M.16x350 mm. | SET | 1 | 0
| 1010110401 | BOLT,MACHINE,HEXAGON,M.16x550 mm. | SET | 1 | 0
| 1010130003 | BOLT,DOUBLE ARMING,ROUND EYE M.16x600 mm. | SET | 3 | 0
| 1010180001 | NUT,EYE M.16 DIN 582 | PCS | 3 | 0
| 1010180100 | WASHER,PLAIN,SQUARE,LARGE 52x52x4.5 mm.HOLE DIA. 18 MM. TIS.258 | PCS. | 20 | 0
| 1010180201 | WASHER,SQUARE,CURVED 60x60x5 mm.HOLE DIA. 22 mm. | PCS. | 6 | 0
| 1010180301 | WASHER,LOCK,SPRING,SIZE 16 mm.,GENERAL PURPOSE,TIS.259 | PCS. | 4 | 0
| 1010200001 | BRACE,FLAT,FOR CROSSARM 30x6x760 mm. | PCS. | 4 | 4
| 1010230000 | CLAMP,SINGLE U-BOLT,M.8 (WIRE ROPE CLIP) | SET | 2 | 0
| 1030010002 | INSULATOR,LINE-POST TYPE, 22 kV.CLASS 57-2L POWER ARC TEST | PCS | 6 | 6
| 1030020000 | INSULATOR,SUSPENSION TYPE A (CLASS 52-1)TIS.354 | PCS. | 18 | 18
set20244 | X-ARM-C, 3 CIRCUIT, 3 RD(THIRD) CIRCUIT, DDE FOR SAC (14.30 M.) (ON INSULATORS) (ASSEMBLY NO. 2319)
| 1000110004 | CROSSARM,PRESTRESSED CONCRETE,SPUN(FOR DEAD-ENDING) 120X120X2,50 | PCS. | 2 | 2
| 1010100000 | WIRE,STEEL SOLID DIA. 4.0 mm.TIS.71 | KG. | 1.2 | 0
| 1010110201 | BOLT,MACHINE M.16x170 mm. | SET | 2 | 0
| 1010110205 | BOLT,MACHINE M.16x350 mm. | SET | 1 | 0
| 1010110209 | BOLT MACHINE M.16X600 MM. | SET | 1 | 0
| 1010130003 | BOLT,DOUBLE ARMING,ROUND EYE M.16x600 mm. | SET | 3 | 0
| 1010180001 | NUT,EYE M.16 DIN 582 | PCS | 3 | 0
| 1010180100 | WASHER,PLAIN,SQUARE,LARGE 52x52x4.5 mm.HOLE DIA. 18 MM. TIS.258 | PCS. | 20 | 0
| 1010180201 | WASHER,SQUARE,CURVED 60x60x5 mm.HOLE DIA. 22 mm. | PCS. | 6 | 0
| 1010180301 | WASHER,LOCK,SPRING,SIZE 16 mm.,GENERAL PURPOSE,TIS.259 | PCS. | 4 | 0
| 1010200001 | BRACE,FLAT,FOR CROSSARM 30x6x760 mm. | PCS. | 4 | 4
| 1010230000 | CLAMP,SINGLE U-BOLT,M.8 (WIRE ROPE CLIP) | SET | 2 | 0
| 1030010002 | INSULATOR,LINE-POST TYPE, 22 kV.CLASS 57-2L POWER ARC TEST | PCS | 6 | 6
| 1030020000 | INSULATOR,SUSPENSION TYPE A (CLASS 52-1)TIS.354 | PCS. | 18 | 18
set20245 | X-ARM-C, 3-P, 1 CIRCUIT, DDE FOR A,PIC,SAC (22 M.) (ON INSULATORS) (ASSEMBLY NO.9170)
| 1000110004 | CROSSARM,PRESTRESSED CONCRETE,SPUN(FOR DEAD-ENDING) 120X120X2,50 | PCS. | 2 | 2
| 1010100000 | WIRE,STEEL SOLID DIA. 4.0 mm.TIS.71 | KG. | 0.4 | 0
| 1010110201 | BOLT,MACHINE M.16x170 mm. | SET | 2 | 0
| 1010110207 | BOLT,MACHINE M.16x450 mm. | SET | 1 | 0
| 1010110209 | BOLT MACHINE M.16X600 MM. | SET | 1 | 0
| 1010130005 | BOLT,DOUBLE ARMING,ROUND EYE,M.16X650 MM. | SET | 3 | 0
| 1010180001 | NUT,EYE M.16 DIN 582 | PCS | 3 | 0
| 1010180100 | WASHER,PLAIN,SQUARE,LARGE 52x52x4.5 mm.HOLE DIA. 18 MM. TIS.258 | PCS. | 20 | 0
| 1010180201 | WASHER,SQUARE,CURVED 60x60x5 mm.HOLE DIA. 22 mm. | PCS. | 6 | 0
| 1010180301 | WASHER,LOCK,SPRING,SIZE 16 mm.,GENERAL PURPOSE,TIS.259 | PCS. | 4 | 0
| 1010200001 | BRACE,FLAT,FOR CROSSARM 30x6x760 mm. | PCS. | 4 | 4
| 1010230000 | CLAMP,SINGLE U-BOLT,M.8 (WIRE ROPE CLIP) | SET | 3 | 0
| 1030010002 | INSULATOR,LINE-POST TYPE, 22 kV.CLASS 57-2L POWER ARC TEST | PCS | 6 | 6
| 1030020000 | INSULATOR,SUSPENSION TYPE A (CLASS 52-1)TIS.354 | PCS. | 18 | 18
set20246 | X-ARM-C, 3-P, 1 CIRCUIT, DEAD END CONNECTION FOR SAC (ASSEMBLY NO.2319)
| 1010100000 | WIRE,STEEL SOLID DIA. 4.0 mm.TIS.71 | KG. | 0.4 | 0
| 1010180001 | NUT,EYE M.16 DIN 582 | PCS | 4 | 0
| 1010180201 | WASHER,SQUARE,CURVED 60x60x5 mm.HOLE DIA. 22 mm. | PCS. | 6 | 0
| 1010210304 | THIMBLE,GUY,FOR STEEL WIRE 50-95 sq.mm. | PCS. | 1 | 0
| 1010230000 | CLAMP,SINGLE U-BOLT,M.8 (WIRE ROPE CLIP) | SET | 4 | 0
| 1030010002 | INSULATOR,LINE-POST TYPE, 22 kV.CLASS 57-2L POWER ARC TEST | PCS | 6 | 6
| 1030020000 | INSULATOR,SUSPENSION TYPE A (CLASS 52-1)TIS.354 | PCS. | 9 | 9
set20247 | A-ARM-C, 3-P, 1 CIRCUIT, DDE FOR SAC (12 M.) (ON INSULATORS) (ASSEMBLY NO.2319)
| 1000110004 | CROSSARM,PRESTRESSED CONCRETE,SPUN(FOR DEAD-ENDING) 120X120X2,50 | PCS. | 2 | 2
| 1010100000 | WIRE,STEEL SOLID DIA. 4.0 mm.TIS.71 | KG. | 1.1 | 0
| 1010110201 | BOLT,MACHINE M.16x170 mm. | SET | 1 | 0
| 1010110202 | BOLT,MACHINE M.16x200 mm. | SET | 1 | 0
| 1010110207 | BOLT,MACHINE M.16x450 mm. | SET | 1 | 0
| 1010130001 | BOLT,DOUBLE ARMING,ROUND EYE M.16x450 mm. | SET | 3 | 0
| 1010180001 | NUT,EYE M.16 DIN 582 | PCS | 3 | 0
| 1010180100 | WASHER,PLAIN,SQUARE,LARGE 52x52x4.5 mm.HOLE DIA. 18 MM. TIS.258 | PCS. | 20 | 0
| 1010180201 | WASHER,SQUARE,CURVED 60x60x5 mm.HOLE DIA. 22 mm. | PCS. | 6 | 0
| 1010180301 | WASHER,LOCK,SPRING,SIZE 16 mm.,GENERAL PURPOSE,TIS.259 | PCS. | 4 | 0
| 1010200004 | BRACE,ALLEY ARM 40x40x5 mm. 2,120 mm.LONG | PCS. | 1 | 1
| 1010230000 | CLAMP,SINGLE U-BOLT,M.8 (WIRE ROPE CLIP) | SET | 2 | 0
| 1030010002 | INSULATOR,LINE-POST TYPE, 22 kV.CLASS 57-2L POWER ARC TEST | PCS | 6 | 6
| 1030020000 | INSULATOR,SUSPENSION TYPE A (CLASS 52-1)TIS.354 | PCS. | 18 | 18
set20248 | A-ARM-C, 3-P, 1 CIRCUIT, DDE FOR SAC (12.2 M.) (ON INSULATORS) (ASSEMBLY NO.2319)
| 1000110004 | CROSSARM,PRESTRESSED CONCRETE,SPUN(FOR DEAD-ENDING) 120X120X2,50 | PCS. | 2 | 2
| 1010100000 | WIRE,STEEL SOLID DIA. 4.0 mm.TIS.71 | KG. | 1.1 | 0
| 1010110201 | BOLT,MACHINE M.16x170 mm. | SET | 1 | 0
| 1010110203 | BOLT,MACHINE M.16x250 mm. | SET | 1 | 0
| 1010110208 | BOLT,MACHINE M.16x500 mm. | SET | 1 | 0
| 1010130002 | BOLT,DOUBLE ARMING,ROUND EYE M.16x500 mm. | SET | 3 | 0
| 1010180001 | NUT,EYE M.16 DIN 582 | PCS | 3 | 0
| 1010180100 | WASHER,PLAIN,SQUARE,LARGE 52x52x4.5 mm.HOLE DIA. 18 MM. TIS.258 | PCS. | 20 | 0
| 1010180201 | WASHER,SQUARE,CURVED 60x60x5 mm.HOLE DIA. 22 mm. | PCS. | 6 | 0
| 1010180301 | WASHER,LOCK,SPRING,SIZE 16 mm.,GENERAL PURPOSE,TIS.259 | PCS. | 4 | 0
| 1010200004 | BRACE,ALLEY ARM 40x40x5 mm. 2,120 mm.LONG | PCS. | 1 | 1
| 1010230000 | CLAMP,SINGLE U-BOLT,M.8 (WIRE ROPE CLIP) | SET | 2 | 0
| 1030010002 | INSULATOR,LINE-POST TYPE, 22 kV.CLASS 57-2L POWER ARC TEST | PCS | 6 | 6
| 1030020000 | INSULATOR,SUSPENSION TYPE A (CLASS 52-1)TIS.354 | PCS. | 18 | 18
set20251 | A-ARM-STEEL, 3-P, SP 0-5
| 1010000106 | STEEL CHANNEL,100X50X5 MM.2,500 MM.LONG | PCS | 1 | 1
| 1010100002 | WIRE,STEEL STRANDED 25 sq.mm.TIS.404 | M. | 1 | 0
| 1010110202 | BOLT,MACHINE M.16x200 mm. | SET | 1 | 0
| 1010110400 | BOLT,MACHINE, HEXAGON, M.16X75 MM. | SET | 1 | 0
| 1010180100 | WASHER,PLAIN,SQUARE,LARGE 52x52x4.5 mm.HOLE DIA. 18 MM. TIS.258 | PCS. | 3 | 0
| 1010200004 | BRACE,ALLEY ARM 40x40x5 mm. 2,120 mm.LONG | PCS. | 1 | 1
| 1010230000 | CLAMP,SINGLE U-BOLT,M.8 (WIRE ROPE CLIP) | SET | 2 | 0
| 1030000001 | INSULATOR,PIN TYPE,TYPE B (CLASS 56-2) TIS.279 | EACH | 3 | 3
| 1030100000 | PIN,INSULATOR,22 KV.SHANK 140 MM.,LEAD HEAD 35 MM.(1 3/8") | EACH | 3 | 3
set20252 | A-ARM-STEEL, 3-P, DP 5-30
| 1010000106 | STEEL CHANNEL,100X50X5 MM.2,500 MM.LONG | PCS | 1 | 1
| 1010100002 | WIRE,STEEL STRANDED 25 sq.mm.TIS.404 | M. | 1 | 0
| 1010110202 | BOLT,MACHINE M.16x200 mm. | SET | 1 | 0
| 1010110400 | BOLT,MACHINE, HEXAGON, M.16X75 MM. | SET | 1 | 0
| 1010180100 | WASHER,PLAIN,SQUARE,LARGE 52x52x4.5 mm.HOLE DIA. 18 MM. TIS.258 | PCS. | 3 | 0
| 1010200004 | BRACE,ALLEY ARM 40x40x5 mm. 2,120 mm.LONG | PCS. | 1 | 1
| 1010230000 | CLAMP,SINGLE U-BOLT,M.8 (WIRE ROPE CLIP) | SET | 2 | 0
| 1030000001 | INSULATOR,PIN TYPE,TYPE B (CLASS 56-2) TIS.279 | EACH | 3 | 3
| 1030100000 | PIN,INSULATOR,22 KV.SHANK 140 MM.,LEAD HEAD 35 MM.(1 3/8") | EACH | 3 | 3
set20254 | A-ARM-STEEL, 3-P, DE
| 1010000202 | STEEL CHANNEL,125X65X6 MM.2,500 MM.LONG | PCS. | 2 | 2
| 1010110203 | BOLT,MACHINE M.16x250 mm. | SET | 2 | 0
| 1010150050 | BOLT,OVAL FULL THREAD M.16X250 MM. | SET | 3 | 0
| 1010180100 | WASHER,PLAIN,SQUARE,LARGE 52x52x4.5 mm.HOLE DIA. 18 MM. TIS.258 | PCS. | 14 | 0
| 1010200004 | BRACE,ALLEY ARM 40x40x5 mm. 2,120 mm.LONG | PCS. | 1 | 1
| 1030020000 | INSULATOR,SUSPENSION TYPE A (CLASS 52-1)TIS.354 | PCS. | 9 | 9
set20255 | A-ARM-STEEL, 3-P, BA
| 1010000202 | STEEL CHANNEL,125X65X6 MM.2,500 MM.LONG | PCS. | 2 | 2
| 1010110203 | BOLT,MACHINE M.16x250 mm. | SET | 2 | 0
| 1010150050 | BOLT,OVAL FULL THREAD M.16X250 MM. | SET | 3 | 0
| 1010180100 | WASHER,PLAIN,SQUARE,LARGE 52x52x4.5 mm.HOLE DIA. 18 MM. TIS.258 | PCS. | 14 | 0
| 1010200004 | BRACE,ALLEY ARM 40x40x5 mm. 2,120 mm.LONG | PCS. | 1 | 1
| 1030000001 | INSULATOR,PIN TYPE,TYPE B (CLASS 56-2) TIS.279 | EACH | 2 | 1
| 1030020000 | INSULATOR,SUSPENSION TYPE A (CLASS 52-1)TIS.354 | PCS. | 9 | 9
| 1030100000 | PIN,INSULATOR,22 KV.SHANK 140 MM.,LEAD HEAD 35 MM.(1 3/8") | EACH | 2 | 1
set20263 | X-ARM-W, 3-P, DDE
| 1000100002 | CROSSARM WOOD, H.T. 2,500X100X100 MM. | EACH | 2 | 2
| 1010100000 | WIRE,STEEL SOLID DIA. 4.0 mm.TIS.71 | KG. | 0.35 | 0
| 1010110200 | BOLT,MACHINE M.16x130 mm. | SET | 2 | 0
| 1010110202 | BOLT,MACHINE M.16x200 mm. | SET | 1 | 0
| 1010110206 | BOLT,MACHINE M.16x400 mm. | SET | 1 | 0
| 1010130000 | BOLT,DOUBLE ARMING,ROUND EYE M.16x400 mm. | SET | 3 | 0
| 1010180001 | NUT,EYE M.16 DIN 582 | PCS | 3 | 0
| 1010180100 | WASHER,PLAIN,SQUARE,LARGE 52x52x4.5 mm.HOLE DIA. 18 MM. TIS.258 | PCS. | 15 | 0
| 1010200001 | BRACE,FLAT,FOR CROSSARM 30x6x760 mm. | PCS. | 4 | 4
| 1010230000 | CLAMP,SINGLE U-BOLT,M.8 (WIRE ROPE CLIP) | SET | 2 | 0
| 1030000001 | INSULATOR,PIN TYPE,TYPE B (CLASS 56-2) TIS.279 | EACH | 3 | 3
| 1030020000 | INSULATOR,SUSPENSION TYPE A (CLASS 52-1)TIS.354 | PCS. | 18 | 18
| 1030100000 | PIN,INSULATOR,22 KV.SHANK 140 MM.,LEAD HEAD 35 MM.(1 3/8") | EACH | 3 | 3
set20266 | X-ARM-W, 3-P, DE
| 1000100002 | CROSSARM WOOD, H.T. 2,500X100X100 MM. | EACH | 2 | 2
| 1010110200 | BOLT,MACHINE M.16x130 mm. | SET | 4 | 0
| 1010110202 | BOLT,MACHINE M.16x200 mm. | SET | 1 | 0
| 1010130000 | BOLT,DOUBLE ARMING,ROUND EYE M.16x400 mm. | SET | 3 | 0
| 1010180100 | WASHER,PLAIN,SQUARE,LARGE 52x52x4.5 mm.HOLE DIA. 18 MM. TIS.258 | PCS. | 14 | 0
| 1010200001 | BRACE,FLAT,FOR CROSSARM 30x6x760 mm. | PCS. | 4 | 4
| 1030020000 | INSULATOR,SUSPENSION TYPE A (CLASS 52-1)TIS.354 | PCS. | 9 | 9
set20301 | TWlSTED AERIAL CABLE, 1 CIR, 0-5 AND 5-30 DEGREE (ASSEMBLY NQ.2313A)
| 1010100004 | WIRE,STEEL STRANDED 50/7 sq.mm.TIS.404 | M. | 1 | 0
| 1010110101 | BOLE,MACHINE M. 12X50 MM. | SET | 1 | 0
| 1010110204 | BOLT,MACHINE M.16x300 mm. | SET | 1 | 0
| 1010180100 | WASHER,PLAIN,SQUARE,LARGE 52x52x4.5 mm.HOLE DIA. 18 MM. TIS.258 | PCS. | 1 | 0
| 1010180300 | WASHER LOCK SPRING SIZE 12 MM. GENERAL PURPOSE TIS 259 | PCS | 1 | 0
| 1010230000 | CLAMP,SINGLE U-BOLT,M.8 (WIRE ROPE CLIP) | SET | 2 | 0
| 1020440102 | CLAMP,GUY,TRIPLE BOLT | SET | 1 | 1
| 1020440207 | ที่แขวนสายหุ้มฉนวนเต็มพิกัดตีเกลียว | EA | 1 | 1
set20302 | TWlSTED AERIAL CABLE, 1 CIR, 30-60 AND 90 DEGREE (ASSEMBLY N0.2313A)
| 1010100004 | WIRE,STEEL STRANDED 50/7 sq.mm.TIS.404 | M. | 1 | 0
| 1010100006 | WIRE,STEEL STRANDED 95 sq.mm.TIS.404 | M. | 1 | 0
| 1010130000 | BOLT,DOUBLE ARMING,ROUND EYE M.16x400 mm. | SET | 2 | 0
| 1010180100 | WASHER,PLAIN,SQUARE,LARGE 52x52x4.5 mm.HOLE DIA. 18 MM. TIS.258 | PCS. | 4 | 0
| 1010210304 | THIMBLE,GUY,FOR STEEL WIRE 50-95 sq.mm. | PCS. | 2 | 0
| 1010230000 | CLAMP,SINGLE U-BOLT,M.8 (WIRE ROPE CLIP) | SET | 4 | 0
| 1010230001 | CLAMP,DOUBLE U-BOLT,M.16 (WIRE ROPE CLIP) | SET | 6 | 0
set20303 | TWlSTED AERIAL CABLE, 1 CIR, DEAD END (ASSEMBLY N0.2313A)
| 1010100004 | WIRE,STEEL STRANDED 50/7 sq.mm.TIS.404 | M. | 1 | 0
| 1010110204 | BOLT,MACHINE M.16x300 mm. | SET | 1 | 0
| 1010130000 | BOLT,DOUBLE ARMING,ROUND EYE M.16x400 mm. | SET | 1 | 0
| 1010180100 | WASHER,PLAIN,SQUARE,LARGE 52x52x4.5 mm.HOLE DIA. 18 MM. TIS.258 | PCS. | 3 | 0
| 1010210304 | THIMBLE,GUY,FOR STEEL WIRE 50-95 sq.mm. | PCS. | 1 | 0
| 1010230000 | CLAMP,SINGLE U-BOLT,M.8 (WIRE ROPE CLIP) | SET | 2 | 0
| 1010230001 | CLAMP,DOUBLE U-BOLT,M.16 (WIRE ROPE CLIP) | SET | 3 | 0
| 1020440102 | CLAMP,GUY,TRIPLE BOLT | SET | 1 | 1
| 1020440207 | ที่แขวนสายหุ้มฉนวนเต็มพิกัดตีเกลียว | EA | 1 | 1
set20411 | X-ARM-STEEL, 3-P, DEAD END CONNECTION
| 1010180001 | NUT,EYE M.16 DIN 582 | PCS | 3 | 0
| 1030000001 | INSULATOR,PIN TYPE,TYPE B (CLASS 56-2) TIS.279 | EACH | 3 | 3
| 1030020000 | INSULATOR,SUSPENSION TYPE A (CLASS 52-1)TIS.354 | PCS. | 9 | 9
| 1030100000 | PIN,INSULATOR,22 KV.SHANK 140 MM.,LEAD HEAD 35 MM.(1 3/8") | EACH | 3 | 3
set20501 | SET OF MESSENGER,DE OR BA
| 1010130000 | BOLT,DOUBLE ARMING,ROUND EYE M.16x400 mm. | SET | 1 | 0
| 1010210304 | THIMBLE,GUY,FOR STEEL WIRE 50-95 sq.mm. | PCS. | 1 | 0
| 1010230000 | CLAMP,SINGLE U-BOLT,M.8 (WIRE ROPE CLIP) | SET | 7 | 0
| 1030140011 | CLEVIS,THIMBLE,FOR PREFORMED DEAD-END | EACH | 0 | 0
set20502 | SET OF MESSENGER,DE CONNECTION
| 1010180001 | NUT,EYE M.16 DIN 582 | PCS | 1 | 0
| 1010210304 | THIMBLE,GUY,FOR STEEL WIRE 50-95 sq.mm. | PCS. | 1 | 0
| 1010230000 | CLAMP,SINGLE U-BOLT,M.8 (WIRE ROPE CLIP) | SET | 5 | 0
| 1030140011 | CLEVIS,THIMBLE,FOR PREFORMED DEAD-END | EACH | 0 | 0
set20503 | SET OF EQUIPMENT FOR CABLE SPACER INS. WITH X-ARM-C
| 1010100004 | WIRE,STEEL STRANDED 50/7 sq.mm.TIS.404 | M. | 2 | 0
| 1010110201 | BOLT,MACHINE M.16x170 mm. | SET | 1 | 0
| 1010180100 | WASHER,PLAIN,SQUARE,LARGE 52x52x4.5 mm.HOLE DIA. 18 MM. TIS.258 | PCS. | 3 | 0
| 1010180301 | WASHER,LOCK,SPRING,SIZE 16 mm.,GENERAL PURPOSE,TIS.259 | PCS. | 1 | 0
| 1010230000 | CLAMP,SINGLE U-BOLT,M.8 (WIRE ROPE CLIP) | SET | 4 | 0
| 1020440102 | CLAMP,GUY,TRIPLE BOLT | SET | 1 | 1
| 1020440103 | LINK,CABLE SPACER | PCS. | 1 | 1
set20504 | AERIAL CABLE ON X-ARM-C 0-5, ON 12.20 M.
| 1000110000 | CROSSARM,PRESTRESSED CONCRETE, 100X100X1,500 MM. | PCS. | 1 | 1
| 1010100004 | WIRE,STEEL STRANDED 50/7 sq.mm.TIS.404 | M. | 2 | 0
| 1010110200 | BOLT,MACHINE M.16x130 mm. | SET | 2 | 0
| 1010110201 | BOLT,MACHINE M.16x170 mm. | SET | 1 | 0
| 1010110202 | BOLT,MACHINE M.16x200 mm. | SET | 1 | 0
| 1010110205 | BOLT,MACHINE M.16x350 mm. | SET | 1 | 0
| 1010180100 | WASHER,PLAIN,SQUARE,LARGE 52x52x4.5 mm.HOLE DIA. 18 MM. TIS.258 | PCS. | 8 | 0
| 1010180301 | WASHER,LOCK,SPRING,SIZE 16 mm.,GENERAL PURPOSE,TIS.259 | PCS. | 2 | 0
| 1010200001 | BRACE,FLAT,FOR CROSSARM 30x6x760 mm. | PCS. | 2 | 2
| 1010230000 | CLAMP,SINGLE U-BOLT,M.8 (WIRE ROPE CLIP) | SET | 4 | 0
| 1020440102 | CLAMP,GUY,TRIPLE BOLT | SET | 1 | 1
| 1020440103 | LINK,CABLE SPACER | PCS. | 1 | 1
set20505 | AERIAL CABLE ON STEEL BRACKET,TANGENT 0-5 12M.
| 1010100004 | WIRE,STEEL STRANDED 50/7 sq.mm.TIS.404 | M. | 1 | 0
| 1010110200 | BOLT,MACHINE M.16x130 mm. | SET | 1 | 0
| 1010110204 | BOLT,MACHINE M.16x300 mm. | SET | 2 | 0
| 1010180100 | WASHER,PLAIN,SQUARE,LARGE 52x52x4.5 mm.HOLE DIA. 18 MM. TIS.258 | PCS. | 7 | 0
| 1010180301 | WASHER,LOCK,SPRING,SIZE 16 mm.,GENERAL PURPOSE,TIS.259 | PCS. | 1 | 0
| 1010230000 | CLAMP,SINGLE U-BOLT,M.8 (WIRE ROPE CLIP) | SET | 4 | 0
| 1020440102 | CLAMP,GUY,TRIPLE BOLT | SET | 1 | 1
| 1020440103 | LINK,CABLE SPACER | PCS. | 1 | 1
| 1020440105 | BRACKET,FOR AERIAL CABLE,TANGENT SUPPORT | PCS. | 1 | 1
set20506 | AERIAL CABLE ON STEEL BRACKET,TANGENT 0-5 14M.
| 1010100004 | WIRE,STEEL STRANDED 50/7 sq.mm.TIS.404 | M. | 1 | 0
| 1010110200 | BOLT,MACHINE M.16x130 mm. | SET | 1 | 0
| 1010110205 | BOLT,MACHINE M.16x350 mm. | SET | 2 | 0
| 1010180100 | WASHER,PLAIN,SQUARE,LARGE 52x52x4.5 mm.HOLE DIA. 18 MM. TIS.258 | PCS. | 7 | 0
| 1010180301 | WASHER,LOCK,SPRING,SIZE 16 mm.,GENERAL PURPOSE,TIS.259 | PCS. | 1 | 0
| 1010230000 | CLAMP,SINGLE U-BOLT,M.8 (WIRE ROPE CLIP) | SET | 4 | 0
| 1020440102 | CLAMP,GUY,TRIPLE BOLT | SET | 1 | 1
| 1020440103 | LINK,CABLE SPACER | PCS. | 1 | 1
| 1020440105 | BRACKET,FOR AERIAL CABLE,TANGENT SUPPORT | PCS. | 1 | 1
set20507 | AERIAL CABLE ON STEEL BRACKET,CORNER 22 KV. 5-60
| 1010100002 | WIRE,STEEL STRANDED 25 sq.mm.TIS.404 | M. | 0.6 | 0
| 1010110206 | BOLT,MACHINE M.16x400 mm. | SET | 2 | 0
| 1010180100 | WASHER,PLAIN,SQUARE,LARGE 52x52x4.5 mm.HOLE DIA. 18 MM. TIS.258 | PCS. | 2 | 0
| 1010230000 | CLAMP,SINGLE U-BOLT,M.8 (WIRE ROPE CLIP) | SET | 2 | 0
| 1010230201 | GROUND WIRE SUPPORT AND CLAMP,FOR CONCRETE POLE | SET | 1 | 0
| 1020440112 | BLACKET, FOR AERIAL CABLE CORNER SUPPORT, 22 KV. AND 33 KV. DWG.NO.SA4-015/44007 | PCS. | 1 | 1
| 1030010002 | INSULATOR,LINE-POST TYPE, 22 kV.CLASS 57-2L POWER ARC TEST | PCS | 3 | 3
set20508 | AERIAL CABLE ON STEEL BRACKET,CORNER 22 KV. 60-90
| 1010110206 | BOLT,MACHINE M.16x400 mm. | SET | 2 | 0
| 1010140003 | BOLT,ROUND EYE M.16x300 mm. | SET | 2 | 0
| 1010180100 | WASHER,PLAIN,SQUARE,LARGE 52x52x4.5 mm.HOLE DIA. 18 MM. TIS.258 | PCS. | 8 | 0
| 1010210304 | THIMBLE,GUY,FOR STEEL WIRE 50-95 sq.mm. | PCS. | 2 | 0
| 1010230000 | CLAMP,SINGLE U-BOLT,M.8 (WIRE ROPE CLIP) | SET | 8 | 0
| 1020440112 | BLACKET, FOR AERIAL CABLE CORNER SUPPORT, 22 KV. AND 33 KV. DWG.NO.SA4-015/44007 | PCS. | 1 | 1
| 1030010002 | INSULATOR,LINE-POST TYPE, 22 kV.CLASS 57-2L POWER ARC TEST | PCS | 3 | 3
set20509 | HT. GROUNDING CONNECTION
| 1010100004 | WIRE,STEEL STRANDED 50/7 sq.mm.TIS.404 | M. | 25 | 0
| 1010220002 | ROD,GROUND,60x60x5 mm. 2 m.LONG | SET | 1 | 0
| 1010230000 | CLAMP,SINGLE U-BOLT,M.8 (WIRE ROPE CLIP) | SET | 2 | 0
| 1020200000 | TAPE,ARMOR,AL 1x10 mm. | KG. | 0.2 | 0
| 1080040001 | CONDUIT,PVC,RIGID,DIA. 20x2500 mm.TIS.216 | EACH | 1 | 0
| 9090011007 | WELDING POWDER, ST. WIRE 50 SQ.MM. TO GD | EA | 3 | 0
set20513 | SET OF EQUIPMENT FOR CABLE SPACER INS.WITH X-ARM-C,DDE
| 1010110201 | BOLT,MACHINE M.16x170 mm. | SET | 2 | 0
| 1010180100 | WASHER,PLAIN,SQUARE,LARGE 52x52x4.5 mm.HOLE DIA. 18 MM. TIS.258 | PCS. | 6 | 0
| 1010180301 | WASHER,LOCK,SPRING,SIZE 16 mm.,GENERAL PURPOSE,TIS.259 | PCS. | 2 | 0
| 1010210304 | THIMBLE,GUY,FOR STEEL WIRE 50-95 sq.mm. | PCS. | 2 | 0
| 1010230000 | CLAMP,SINGLE U-BOLT,M.8 (WIRE ROPE CLIP) | SET | 8 | 0
| 1020440102 | CLAMP,GUY,TRIPLE BOLT | SET | 2 | 2
| 1020440103 | LINK,CABLE SPACER | PCS. | 2 | 2
set20515 | HV.GROUNDING GR-1 (ASSEMBLY NO.9706, 9701B)
| 1010100004 | WIRE,STEEL STRANDED 50/7 sq.mm.TIS.404 | M. | 25 | 0
| 1010220002 | ROD,GROUND,60x60x5 mm. 2 m.LONG | SET | 1 | 0
| 1010230000 | CLAMP,SINGLE U-BOLT,M.8 (WIRE ROPE CLIP) | SET | 2 | 0
| 1080040001 | CONDUIT,PVC,RIGID,DIA. 20x2500 mm.TIS.216 | EACH | 3 | 0
| 9090011007 | WELDING POWDER, ST. WIRE 50 SQ.MM. TO GD | EA | 3 | 0
set20516 | HV.GROUNDING GR-2 (ASSEMBLY NO.9706, 9701B)
| 1010100004 | WIRE,STEEL STRANDED 50/7 sq.mm.TIS.404 | M. | 30 | 0
| 1010220002 | ROD,GROUND,60x60x5 mm. 2 m.LONG | SET | 2 | 0
| 1010230000 | CLAMP,SINGLE U-BOLT,M.8 (WIRE ROPE CLIP) | SET | 2 | 0
| 1080040001 | CONDUIT,PVC,RIGID,DIA. 20x2500 mm.TIS.216 | EACH | 3 | 0
| 9090011007 | WELDING POWDER, ST. WIRE 50 SQ.MM. TO GD | EA | 5 | 0
set20517 | HV.GROUNDING GR-3 (ASSEMBLY NO.9706, 9701B)
| 1010100004 | WIRE,STEEL STRANDED 50/7 sq.mm.TIS.404 | M. | 35 | 0
| 1010220002 | ROD,GROUND,60x60x5 mm. 2 m.LONG | SET | 3 | 0
| 1010230000 | CLAMP,SINGLE U-BOLT,M.8 (WIRE ROPE CLIP) | SET | 2 | 0
| 1080040001 | CONDUIT,PVC,RIGID,DIA. 20x2500 mm.TIS.216 | EACH | 3 | 0
| 9090011007 | WELDING POWDER, ST. WIRE 50 SQ.MM. TO GD | EA | 7 | 0
set20518 | HV.GROUNDING GR-4 (ASSEMBLY NO.9706, 9701B)
| 1010100004 | WIRE,STEEL STRANDED 50/7 sq.mm.TIS.404 | M. | 40 | 0
| 1010220002 | ROD,GROUND,60x60x5 mm. 2 m.LONG | SET | 4 | 0
| 1010230000 | CLAMP,SINGLE U-BOLT,M.8 (WIRE ROPE CLIP) | SET | 2 | 0
| 1080040001 | CONDUIT,PVC,RIGID,DIA. 20x2500 mm.TIS.216 | EACH | 3 | 0
| 9090011007 | WELDING POWDER, ST. WIRE 50 SQ.MM. TO GD | EA | 9 | 0
set20519 | HV.GROUNDING GR-5 (ASSEMBLY NO.9706, 9701B)
| 1010100004 | WIRE,STEEL STRANDED 50/7 sq.mm.TIS.404 | M. | 45 | 0
| 1010220002 | ROD,GROUND,60x60x5 mm. 2 m.LONG | SET | 5 | 0
| 1010230000 | CLAMP,SINGLE U-BOLT,M.8 (WIRE ROPE CLIP) | SET | 2 | 0
| 1080040001 | CONDUIT,PVC,RIGID,DIA. 20x2500 mm.TIS.216 | EACH | 3 | 0
| 9090011007 | WELDING POWDER, ST. WIRE 50 SQ.MM. TO GD | EA | 11 | 0
set20520 | SAC ON STEEL BRACKET CORNER, 22 KV., 0-30 DEGREE, 1 CIRCUIT, ON 12 M.,12.20 M. AND 14 M. POLE (ASSEMBLY NO.2301B)
| 1010100002 | WIRE,STEEL STRANDED 25 sq.mm.TIS.404 | M. | 0.6 | 0
| 1010110205 | BOLT,MACHINE M.16x350 mm. | SET | 2 | 0
| 1010180100 | WASHER,PLAIN,SQUARE,LARGE 52x52x4.5 mm.HOLE DIA. 18 MM. TIS.258 | PCS. | 2 | 0
| 1010230000 | CLAMP,SINGLE U-BOLT,M.8 (WIRE ROPE CLIP) | SET | 2 | 0
| 1020440112 | BLACKET, FOR AERIAL CABLE CORNER SUPPORT, 22 KV. AND 33 KV. DWG.NO.SA4-015/44007 | PCS. | 1 | 1
| 1030010002 | INSULATOR,LINE-POST TYPE, 22 kV.CLASS 57-2L POWER ARC TEST | PCS | 3 | 3
set20521 | SAC ON STEEL BRACKET CORNER, 22 KV., 0-30 DEGREE, 1 CIRCUIT, ON 14.3 M. POLE (ASSEMBLY NO.2301B)
| 1010100002 | WIRE,STEEL STRANDED 25 sq.mm.TIS.404 | M. | 0.6 | 0
| 1010110206 | BOLT,MACHINE M.16x400 mm. | SET | 2 | 0
| 1010180100 | WASHER,PLAIN,SQUARE,LARGE 52x52x4.5 mm.HOLE DIA. 18 MM. TIS.258 | PCS. | 2 | 0
| 1010230000 | CLAMP,SINGLE U-BOLT,M.8 (WIRE ROPE CLIP) | SET | 2 | 0
| 1020440112 | BLACKET, FOR AERIAL CABLE CORNER SUPPORT, 22 KV. AND 33 KV. DWG.NO.SA4-015/44007 | PCS. | 1 | 1
| 1030010002 | INSULATOR,LINE-POST TYPE, 22 kV.CLASS 57-2L POWER ARC TEST | PCS | 3 | 3
set20522 | SAC ON STEEL BRACKET CORNER, 22 KV., 0-30 DEGREE, 2 CIRCUIT, ON 12.20 M. POLE (ASSEMBLY NO.2301B)
| 1010100002 | WIRE,STEEL STRANDED 25 sq.mm.TIS.404 | M. | 1.2 | 0
| 1010110207 | BOLT,MACHINE M.16x450 mm. | SET | 2 | 0
| 1010180100 | WASHER,PLAIN,SQUARE,LARGE 52x52x4.5 mm.HOLE DIA. 18 MM. TIS.258 | PCS. | 2 | 0
| 1010230000 | CLAMP,SINGLE U-BOLT,M.8 (WIRE ROPE CLIP) | SET | 4 | 0
| 1020440112 | BLACKET, FOR AERIAL CABLE CORNER SUPPORT, 22 KV. AND 33 KV. DWG.NO.SA4-015/44007 | PCS. | 2 | 2
| 1030010002 | INSULATOR,LINE-POST TYPE, 22 kV.CLASS 57-2L POWER ARC TEST | PCS | 6 | 6
set20523 | SAC ON STEEL BRACKET CORNER, 22 KV., 0-30 DEGREE, 2 CIRCUIT, ON 14.3 M. POLE (ASSEMBLY NO.2301B)
| 1010100002 | WIRE,STEEL STRANDED 25 sq.mm.TIS.404 | M. | 1.2 | 0
| 1010110208 | BOLT,MACHINE M.16x500 mm. | SET | 2 | 0
| 1010180100 | WASHER,PLAIN,SQUARE,LARGE 52x52x4.5 mm.HOLE DIA. 18 MM. TIS.258 | PCS. | 2 | 0
| 1010230000 | CLAMP,SINGLE U-BOLT,M.8 (WIRE ROPE CLIP) | SET | 4 | 0
| 1020440112 | BLACKET, FOR AERIAL CABLE CORNER SUPPORT, 22 KV. AND 33 KV. DWG.NO.SA4-015/44007 | PCS. | 2 | 2
| 1030010002 | INSULATOR,LINE-POST TYPE, 22 kV.CLASS 57-2L POWER ARC TEST | PCS | 6 | 6
set20750 | 22 KV RISER POLE(12,12.20M) ASS.7603
| 1000110001 | CROSSARM,PRESTRESSED CONCRETE,SPUN,H.T. 100X100X2,500 MM. | PCS. | 4 | 4
| 1000110003 | CROSSARM,PRESTRESSED CONCRETE,SPUN(FOR DEAD-ENDING) 120X120X2,000 | PCS. | 2 | 2
| 1010100004 | WIRE,STEEL STRANDED 50/7 sq.mm.TIS.404 | M. | 27 | 0
| 1010110200 | BOLT,MACHINE M.16x130 mm. | SET | 4 | 0
| 1010110201 | BOLT,MACHINE M.16x170 mm. | SET | 4 | 0
| 1010180100 | WASHER,PLAIN,SQUARE,LARGE 52x52x4.5 mm.HOLE DIA. 18 MM. TIS.258 | PCS. | 34 | 0
| 1010200001 | BRACE,FLAT,FOR CROSSARM 30x6x760 mm. | PCS. | 8 | 8
| 1010220002 | ROD,GROUND,60x60x5 mm. 2 m.LONG | SET | 1 | 0
| 1010230000 | CLAMP,SINGLE U-BOLT,M.8 (WIRE ROPE CLIP) | SET | 7 | 0
| 1020050000 | CABLE,AERIAL,AL 22 kV. 1x50 sq.mm. | M. | 3 | 0
| 1020050004 | CABLE,AERIAL,AL 22 kV. 1x185 sq.mm. | M. | 15 | 0
| 1020180001 | TAPE,ELECTRICAL,PVC.PLASTIC,OUTDOOR TYPE,ROLL SIZE 0.18X19X10,000 MM. TIS.386 | ROLL | 3 | 0
| 1020180003 | ELECTRICAL SPLICING TAPE,FOR H.T.AERIAL CABLE,SIZE 3/4"X30' | ROLL | 1 | 0
| 1020300103 | CONNECTOR,PARALLEL GROOVE,TRIPLE BOLT,AL,AL-ALLOY AND ACSR 70-185 SQ.MM. | PCS. | 9 | 0
| 1020420106 | CABLE LUG,NEMA HOLE,COMPRESSION TYPE,AL 185 SQ.MM. | PCS. | 9 | 0
| 1030020000 | INSULATOR,SUSPENSION TYPE A (CLASS 52-1)TIS.354 | PCS. | 9 | 9
| 1040000001 | LIGHTNING ARRESTER,20-21 KV.10 KA. | SET | 3 | 3
| 1040050001 | SWITCH,DISCONNECTING,SINGLE POLE,22 KV.600 A.40 KA.STATION CLASS | SET | 3 | 3
| 1080040001 | CONDUIT,PVC,RIGID,DIA. 20x2500 mm.TIS.216 | EACH | 1 | 0
| 1080050013 | CONDUIT,HDPE PN 6.3 SIZE 160 MM. TIS.982 | EACH | 4 | 0
| 9090010035 | คอมปาวด์ช่วยการสัมผัสทางไฟฟ้า | KG. | 0.4 | 0
| 9090010067 | MOUNTING ACCESSORIES FOR DISCONNECTING SWITCH | SET | 3 | 3
| 9090011007 | WELDING POWDER, ST. WIRE 50 SQ.MM. TO GD | EA | 1 | 0
set20751 | 22 KV RISER POLE(14,14.30M) ASS.7603
| 1000110001 | CROSSARM,PRESTRESSED CONCRETE,SPUN,H.T. 100X100X2,500 MM. | PCS. | 5 | 5
| 1000110003 | CROSSARM,PRESTRESSED CONCRETE,SPUN(FOR DEAD-ENDING) 120X120X2,000 | PCS. | 2 | 2
| 1010100004 | WIRE,STEEL STRANDED 50/7 sq.mm.TIS.404 | M. | 30 | 0
| 1010110200 | BOLT,MACHINE M.16x130 mm. | SET | 6 | 0
| 1010110201 | BOLT,MACHINE M.16x170 mm. | SET | 7 | 0
| 1010180100 | WASHER,PLAIN,SQUARE,LARGE 52x52x4.5 mm.HOLE DIA. 18 MM. TIS.258 | PCS. | 42 | 0
| 1010200001 | BRACE,FLAT,FOR CROSSARM 30x6x760 mm. | PCS. | 10 | 10
| 1010220002 | ROD,GROUND,60x60x5 mm. 2 m.LONG | SET | 1 | 0
| 1010230000 | CLAMP,SINGLE U-BOLT,M.8 (WIRE ROPE CLIP) | SET | 7 | 0
| 1020050000 | CABLE,AERIAL,AL 22 kV. 1x50 sq.mm. | M. | 3 | 0
| 1020050004 | CABLE,AERIAL,AL 22 kV. 1x185 sq.mm. | M. | 21 | 0
| 1020180001 | TAPE,ELECTRICAL,PVC.PLASTIC,OUTDOOR TYPE,ROLL SIZE 0.18X19X10,000 MM. TIS.386 | ROLL | 3 | 0
| 1020180003 | ELECTRICAL SPLICING TAPE,FOR H.T.AERIAL CABLE,SIZE 3/4"X30' | ROLL | 1 | 0
| 1020300103 | CONNECTOR,PARALLEL GROOVE,TRIPLE BOLT,AL,AL-ALLOY AND ACSR 70-185 SQ.MM. | PCS. | 9 | 0
| 1020420106 | CABLE LUG,NEMA HOLE,COMPRESSION TYPE,AL 185 SQ.MM. | PCS. | 9 | 0
| 1030000001 | INSULATOR,PIN TYPE,TYPE B (CLASS 56-2) TIS.279 | EACH | 3 | 3
| 1030020000 | INSULATOR,SUSPENSION TYPE A (CLASS 52-1)TIS.354 | PCS. | 9 | 9
| 1030100000 | PIN,INSULATOR,22 KV.SHANK 140 MM.,LEAD HEAD 35 MM.(1 3/8") | EACH | 3 | 3
| 1040000001 | LIGHTNING ARRESTER,20-21 KV.10 KA. | SET | 3 | 3
| 1040050001 | SWITCH,DISCONNECTING,SINGLE POLE,22 KV.600 A.40 KA.STATION CLASS | SET | 3 | 3
| 1080040001 | CONDUIT,PVC,RIGID,DIA. 20x2500 mm.TIS.216 | EACH | 1 | 0
| 1080050013 | CONDUIT,HDPE PN 6.3 SIZE 160 MM. TIS.982 | EACH | 4 | 0
| 9090010035 | คอมปาวด์ช่วยการสัมผัสทางไฟฟ้า | KG. | 0.4 | 0
| 9090010067 | MOUNTING ACCESSORIES FOR DISCONNECTING SWITCH | SET | 3 | 3
| 9090011007 | WELDING POWDER, ST. WIRE 50 SQ.MM. TO GD | EA | 1 | 0
set20752 | BOLT SET FOR 22 KV RISER POLE(12 M.)
| 1010110203 | BOLT,MACHINE M.16x250 mm. | SET | 2 | 0
| 1010110204 | BOLT,MACHINE M.16x300 mm. | SET | 1 | 0
| 1010110205 | BOLT,MACHINE M.16x350 mm. | SET | 2 | 0
| 1010110207 | BOLT,MACHINE M.16x450 mm. | SET | 1 | 0
| 1010120001 | BOLT,DOUBLE ARMING,M.16x450 mm. | SET | 2 | 0
| 1010130001 | BOLT,DOUBLE ARMING,ROUND EYE M.16x450 mm. | SET | 3 | 0
set20753 | BOLT SET FOR 22 KV RISER POLE(12.20 M.)
| 1010110204 | BOLT,MACHINE M.16x300 mm. | SET | 1 | 0
| 1010110205 | BOLT,MACHINE M.16x350 mm. | SET | 1 | 0
| 1010110206 | BOLT,MACHINE M.16x400 mm. | SET | 2 | 0
| 1010110207 | BOLT,MACHINE M.16x450 mm. | SET | 1 | 0
| 1010120001 | BOLT,DOUBLE ARMING,M.16x450 mm. | SET | 2 | 0
| 1010130004 | BOLT,DOUBLE ARMING,ROUND EYE,M.16X550 MM. | SET | 3 | 0
set20754 | BOLT SET FOR 22 KV RISER POLE(14 M.)
| 1010110203 | BOLT,MACHINE M.16x250 mm. | SET | 2 | 0
| 1010110204 | BOLT,MACHINE M.16x300 mm. | SET | 2 | 0
| 1010110205 | BOLT,MACHINE M.16x350 mm. | SET | 2 | 0
| 1010110206 | BOLT,MACHINE M.16x400 mm. | SET | 1 | 0
| 1010110207 | BOLT,MACHINE M.16x450 mm. | SET | 1 | 0
| 1010120002 | BOLT,DOUBLE ARMING,M.16x500 mm. | SET | 2 | 0
| 1010130001 | BOLT,DOUBLE ARMING,ROUND EYE M.16x450 mm. | SET | 3 | 0
set20755 | BOLT SET FOR 22 KV RISER POLE(14.30 M.)
| 1010110204 | BOLT,MACHINE M.16x300 mm. | SET | 2 | 0
| 1010110205 | BOLT,MACHINE M.16x350 mm. | SET | 1 | 0
| 1010110206 | BOLT,MACHINE M.16x400 mm. | SET | 2 | 0
| 1010110207 | BOLT,MACHINE M.16x450 mm. | SET | 2 | 0
| 1010110208 | BOLT,MACHINE M.16x500 mm. | SET | 1 | 0
| 1010120003 | BOLT,DOUBLE ARMING,M.16X550 MM. | SET | 2 | 0
| 1010130004 | BOLT,DOUBLE ARMING,ROUND EYE,M.16X550 MM. | SET | 3 | 0
set21111 | X-ARM-C, 2-CCT ,1ST-CCT, SP 0-5 (14.30 m.)
| 1000110001 | CROSSARM,PRESTRESSED CONCRETE,SPUN,H.T. 100X100X2,500 MM. | PCS. | 1 | 1
| 1010100000 | WIRE,STEEL SOLID DIA. 4.0 mm.TIS.71 | KG. | 0.35 | 0
| 1010110200 | BOLT,MACHINE M.16x130 mm. | SET | 2 | 0
| 1010110204 | BOLT,MACHINE M.16x300 mm. | SET | 1 | 0
| 1010110206 | BOLT,MACHINE M.16x400 mm. | SET | 1 | 0
| 1010180100 | WASHER,PLAIN,SQUARE,LARGE 52x52x4.5 mm.HOLE DIA. 18 MM. TIS.258 | PCS. | 5 | 0
| 1010180201 | WASHER,SQUARE,CURVED 60x60x5 mm.HOLE DIA. 22 mm. | PCS. | 3 | 0
| 1010180301 | WASHER,LOCK,SPRING,SIZE 16 mm.,GENERAL PURPOSE,TIS.259 | PCS. | 1 | 0
| 1010200001 | BRACE,FLAT,FOR CROSSARM 30x6x760 mm. | PCS. | 2 | 2
| 1010230000 | CLAMP,SINGLE U-BOLT,M.8 (WIRE ROPE CLIP) | SET | 1 | 0
| 1030000001 | INSULATOR,PIN TYPE,TYPE B (CLASS 56-2) TIS.279 | EACH | 3 | 3
| 1030100000 | PIN,INSULATOR,22 KV.SHANK 140 MM.,LEAD HEAD 35 MM.(1 3/8") | EACH | 3 | 3
set21113 | X-ARM-C, 2-CCT ,1ST-CCT, DDE (14.30 m.)
| 1000110003 | CROSSARM,PRESTRESSED CONCRETE,SPUN(FOR DEAD-ENDING) 120X120X2,000 | PCS. | 2 | 2
| 1010100000 | WIRE,STEEL SOLID DIA. 4.0 mm.TIS.71 | KG. | 0.4 | 0
| 1010110201 | BOLT,MACHINE M.16x170 mm. | SET | 2 | 0
| 1010110204 | BOLT,MACHINE M.16x300 mm. | SET | 1 | 0
| 1010130003 | BOLT,DOUBLE ARMING,ROUND EYE M.16x600 mm. | SET | 3 | 0
| 1010180001 | NUT,EYE M.16 DIN 582 | PCS | 3 | 0
| 1010180100 | WASHER,PLAIN,SQUARE,LARGE 52x52x4.5 mm.HOLE DIA. 18 MM. TIS.258 | PCS. | 13 | 0
| 1010180201 | WASHER,SQUARE,CURVED 60x60x5 mm.HOLE DIA. 22 mm. | PCS. | 3 | 0
| 1010200001 | BRACE,FLAT,FOR CROSSARM 30x6x760 mm. | PCS. | 4 | 4
| 1010230000 | CLAMP,SINGLE U-BOLT,M.8 (WIRE ROPE CLIP) | SET | 2 | 0
| 1030000001 | INSULATOR,PIN TYPE,TYPE B (CLASS 56-2) TIS.279 | EACH | 3 | 3
| 1030020000 | INSULATOR,SUSPENSION TYPE A (CLASS 52-1)TIS.354 | PCS. | 18 | 18
| 1030100000 | PIN,INSULATOR,22 KV.SHANK 140 MM.,LEAD HEAD 35 MM.(1 3/8") | EACH | 3 | 3
set21116 | X-ARM-C, 2-CCT ,1ST-CCT, DE (14.30 m.)
| 1000110003 | CROSSARM,PRESTRESSED CONCRETE,SPUN(FOR DEAD-ENDING) 120X120X2,000 | PCS. | 2 | 2
| 1010110201 | BOLT,MACHINE M.16x170 mm. | SET | 4 | 0
| 1010110204 | BOLT,MACHINE M.16x300 mm. | SET | 1 | 0
| 1010130003 | BOLT,DOUBLE ARMING,ROUND EYE M.16x600 mm. | SET | 3 | 0
| 1010180100 | WASHER,PLAIN,SQUARE,LARGE 52x52x4.5 mm.HOLE DIA. 18 MM. TIS.258 | PCS. | 14 | 0
| 1010200001 | BRACE,FLAT,FOR CROSSARM 30x6x760 mm. | PCS. | 4 | 4
| 1030020000 | INSULATOR,SUSPENSION TYPE A (CLASS 52-1)TIS.354 | PCS. | 9 | 9
set21117 | X-ARM-C, 2-CCT ,1ST-CCT, BA (14.30 m.)
| 1000110003 | CROSSARM,PRESTRESSED CONCRETE,SPUN(FOR DEAD-ENDING) 120X120X2,000 | PCS. | 2 | 2
| 1010110201 | BOLT,MACHINE M.16x170 mm. | SET | 4 | 0
| 1010110204 | BOLT,MACHINE M.16x300 mm. | SET | 1 | 0
| 1010130003 | BOLT,DOUBLE ARMING,ROUND EYE M.16x600 mm. | SET | 3 | 0
| 1010180100 | WASHER,PLAIN,SQUARE,LARGE 52x52x4.5 mm.HOLE DIA. 18 MM. TIS.258 | PCS. | 14 | 0
| 1010200001 | BRACE,FLAT,FOR CROSSARM 30x6x760 mm. | PCS. | 4 | 4
| 1030000001 | INSULATOR,PIN TYPE,TYPE B (CLASS 56-2) TIS.279 | EACH | 2 | 2
| 1030020000 | INSULATOR,SUSPENSION TYPE A (CLASS 52-1)TIS.354 | PCS. | 9 | 9
| 1030100000 | PIN,INSULATOR,22 KV.SHANK 140 MM.,LEAD HEAD 35 MM.(1 3/8") | EACH | 2 | 2
set21141 | A-ARM-C,2-CCT,1ST-CCT,SP(14.30 m)
| 1000110001 | CROSSARM,PRESTRESSED CONCRETE,SPUN,H.T. 100X100X2,500 MM. | PCS. | 1 | 1
| 1010100000 | WIRE,STEEL SOLID DIA. 4.0 mm.TIS.71 | KG. | 0.3 | 0
| 1010110200 | BOLT,MACHINE M.16x130 mm. | SET | 1 | 0
| 1010110204 | BOLT,MACHINE M.16x300 mm. | SET | 1 | 0
| 1010110206 | BOLT,MACHINE M.16x400 mm. | SET | 1 | 0
| 1010180100 | WASHER,PLAIN,SQUARE,LARGE 52x52x4.5 mm.HOLE DIA. 18 MM. TIS.258 | PCS. | 4 | 0
| 1010180201 | WASHER,SQUARE,CURVED 60x60x5 mm.HOLE DIA. 22 mm. | PCS. | 3 | 0
| 1010180301 | WASHER,LOCK,SPRING,SIZE 16 mm.,GENERAL PURPOSE,TIS.259 | PCS. | 1 | 0
| 1010200004 | BRACE,ALLEY ARM 40x40x5 mm. 2,120 mm.LONG | PCS. | 1 | 1
| 1010230000 | CLAMP,SINGLE U-BOLT,M.8 (WIRE ROPE CLIP) | SET | 1 | 0
| 1030000001 | INSULATOR,PIN TYPE,TYPE B (CLASS 56-2) TIS.279 | EACH | 3 | 3
| 1030100000 | PIN,INSULATOR,22 KV.SHANK 140 MM.,LEAD HEAD 35 MM.(1 3/8") | EACH | 3 | 3
set21201 | X-ARM-C, 2-CCT, 2ND-CCT,SP 0-5
| 1000110001 | CROSSARM,PRESTRESSED CONCRETE,SPUN,H.T. 100X100X2,500 MM. | PCS. | 1 | 1
| 1010100000 | WIRE,STEEL SOLID DIA. 4.0 mm.TIS.71 | KG. | 0.35 | 0
| 1010100002 | WIRE,STEEL STRANDED 25 sq.mm.TIS.404 | M. | 2.5 | 0
| 1010110200 | BOLT,MACHINE M.16x130 mm. | SET | 2 | 0
| 1010110203 | BOLT,MACHINE M.16x250 mm. | SET | 1 | 0
| 1010110205 | BOLT,MACHINE M.16x350 mm. | SET | 1 | 0
| 1010180100 | WASHER,PLAIN,SQUARE,LARGE 52x52x4.5 mm.HOLE DIA. 18 MM. TIS.258 | PCS. | 5 | 0
| 1010180201 | WASHER,SQUARE,CURVED 60x60x5 mm.HOLE DIA. 22 mm. | PCS. | 3 | 0
| 1010180301 | WASHER,LOCK,SPRING,SIZE 16 mm.,GENERAL PURPOSE,TIS.259 | PCS. | 1 | 0
| 1010200001 | BRACE,FLAT,FOR CROSSARM 30x6x760 mm. | PCS. | 2 | 2
| 1010230000 | CLAMP,SINGLE U-BOLT,M.8 (WIRE ROPE CLIP) | SET | 2 | 0
| 1030000001 | INSULATOR,PIN TYPE,TYPE B (CLASS 56-2) TIS.279 | EACH | 3 | 3
| 1030100000 | PIN,INSULATOR,22 KV.SHANK 140 MM.,LEAD HEAD 35 MM.(1 3/8") | EACH | 3 | 3
set21202 | X-ARM-C, 2-CCT, 2ND-CCT,DP 5-30
| 1000110001 | CROSSARM,PRESTRESSED CONCRETE,SPUN,H.T. 100X100X2,500 MM. | PCS. | 2 | 2
| 1010100000 | WIRE,STEEL SOLID DIA. 4.0 mm.TIS.71 | KG. | 0.65 | 0
| 1010100002 | WIRE,STEEL STRANDED 25 sq.mm.TIS.404 | M. | 2.5 | 0
| 1010110200 | BOLT,MACHINE M.16x130 mm. | SET | 2 | 0
| 1010110203 | BOLT,MACHINE M.16x250 mm. | SET | 1 | 0
| 1010110207 | BOLT,MACHINE M.16x450 mm. | SET | 1 | 0
| 1010120001 | BOLT,DOUBLE ARMING,M.16x450 mm. | SET | 2 | 0
| 1010180100 | WASHER,PLAIN,SQUARE,LARGE 52x52x4.5 mm.HOLE DIA. 18 MM. TIS.258 | PCS. | 13 | 0
| 1010180201 | WASHER,SQUARE,CURVED 60x60x5 mm.HOLE DIA. 22 mm. | PCS. | 6 | 0
| 1010180301 | WASHER,LOCK,SPRING,SIZE 16 mm.,GENERAL PURPOSE,TIS.259 | PCS. | 1 | 0
| 1010200001 | BRACE,FLAT,FOR CROSSARM 30x6x760 mm. | PCS. | 2 | 2
| 1010230000 | CLAMP,SINGLE U-BOLT,M.8 (WIRE ROPE CLIP) | SET | 2 | 0
| 1030000001 | INSULATOR,PIN TYPE,TYPE B (CLASS 56-2) TIS.279 | EACH | 6 | 6
| 1030100000 | PIN,INSULATOR,22 KV.SHANK 140 MM.,LEAD HEAD 35 MM.(1 3/8") | EACH | 6 | 6
set21203 | X-ARM-C, 2-CCT, 2ND-CCT,DDE
| 1000110004 | CROSSARM,PRESTRESSED CONCRETE,SPUN(FOR DEAD-ENDING) 120X120X2,50 | PCS. | 2 | 2
| 1010110201 | BOLT,MACHINE M.16x170 mm. | SET | 2 | 0
| 1010110203 | BOLT,MACHINE M.16x250 mm. | SET | 1 | 0
| 1010130002 | BOLT,DOUBLE ARMING,ROUND EYE M.16x500 mm. | SET | 3 | 0
| 1010180001 | NUT,EYE M.16 DIN 582 | PCS | 3 | 0
| 1010180100 | WASHER,PLAIN,SQUARE,LARGE 52x52x4.5 mm.HOLE DIA. 18 MM. TIS.258 | PCS. | 13 | 0
| 1010200001 | BRACE,FLAT,FOR CROSSARM 30x6x760 mm. | PCS. | 4 | 4
| 1030000001 | INSULATOR,PIN TYPE,TYPE B (CLASS 56-2) TIS.279 | EACH | 3 | 3
| 1030020000 | INSULATOR,SUSPENSION TYPE A (CLASS 52-1)TIS.354 | PCS. | 18 | 18
| 1030100000 | PIN,INSULATOR,22 KV.SHANK 140 MM.,LEAD HEAD 35 MM.(1 3/8") | EACH | 3 | 3
set21204 | X-ARM-C, 2-CCT, 2ND-CCT,BREAK LINE
| 1000110003 | CROSSARM,PRESTRESSED CONCRETE,SPUN(FOR DEAD-ENDING) 120X120X2,000 | PCS. | 2 | 2
| 1010110201 | BOLT,MACHINE M.16x170 mm. | SET | 2 | 0
| 1010110203 | BOLT,MACHINE M.16x250 mm. | SET | 1 | 0
| 1010130002 | BOLT,DOUBLE ARMING,ROUND EYE M.16x500 mm. | SET | 3 | 0
| 1010180001 | NUT,EYE M.16 DIN 582 | PCS | 3 | 0
| 1010180100 | WASHER,PLAIN,SQUARE,LARGE 52x52x4.5 mm.HOLE DIA. 18 MM. TIS.258 | PCS. | 13 | 0
| 1010200001 | BRACE,FLAT,FOR CROSSARM 30x6x760 mm. | PCS. | 2 | 2
| 1030020000 | INSULATOR,SUSPENSION TYPE A (CLASS 52-1)TIS.354 | PCS. | 18 | 18
set21205 | X-ARM-C, 2-CCT, 2ND-CCT,1ST-POLE LAT-SLK SPN.
| 1000110003 | CROSSARM,PRESTRESSED CONCRETE,SPUN(FOR DEAD-ENDING) 120X120X2,000 | PCS. | 2 | 2
| 1010100000 | WIRE,STEEL SOLID DIA. 4.0 mm.TIS.71 | KG. | 0.35 | 0
| 1010100002 | WIRE,STEEL STRANDED 25 sq.mm.TIS.404 | M. | 2.5 | 0
| 1010110201 | BOLT,MACHINE M.16x170 mm. | SET | 4 | 0
| 1010110203 | BOLT,MACHINE M.16x250 mm. | SET | 1 | 0
| 1010130002 | BOLT,DOUBLE ARMING,ROUND EYE M.16x500 mm. | SET | 3 | 0
| 1010180100 | WASHER,PLAIN,SQUARE,LARGE 52x52x4.5 mm.HOLE DIA. 18 MM. TIS.258 | PCS. | 14 | 0
| 1010180201 | WASHER,SQUARE,CURVED 60x60x5 mm.HOLE DIA. 22 mm. | PCS. | 3 | 0
| 1010200001 | BRACE,FLAT,FOR CROSSARM 30x6x760 mm. | PCS. | 4 | 4
| 1010230000 | CLAMP,SINGLE U-BOLT,M.8 (WIRE ROPE CLIP) | SET | 1 | 0
| 1030000001 | INSULATOR,PIN TYPE,TYPE B (CLASS 56-2) TIS.279 | EACH | 3 | 3
| 1030020000 | INSULATOR,SUSPENSION TYPE A (CLASS 52-1)TIS.354 | PCS. | 9 | 9
| 1030100000 | PIN,INSULATOR,22 KV.SHANK 140 MM.,LEAD HEAD 35 MM.(1 3/8") | EACH | 3 | 3
set21206 | X-ARM-C, 2-CCT, 2ND-CCT,DE
| 1000110003 | CROSSARM,PRESTRESSED CONCRETE,SPUN(FOR DEAD-ENDING) 120X120X2,000 | PCS. | 2 | 2
| 1010110201 | BOLT,MACHINE M.16x170 mm. | SET | 4 | 0
| 1010110203 | BOLT,MACHINE M.16x250 mm. | SET | 1 | 0
| 1010130002 | BOLT,DOUBLE ARMING,ROUND EYE M.16x500 mm. | SET | 3 | 0
| 1010180100 | WASHER,PLAIN,SQUARE,LARGE 52x52x4.5 mm.HOLE DIA. 18 MM. TIS.258 | PCS. | 14 | 0
| 1010200001 | BRACE,FLAT,FOR CROSSARM 30x6x760 mm. | PCS. | 4 | 4
| 1030020000 | INSULATOR,SUSPENSION TYPE A (CLASS 52-1)TIS.354 | PCS. | 9 | 9
set21207 | X-ARM-C, 2-CCT, 2ND-CCT,BA
| 1000110003 | CROSSARM,PRESTRESSED CONCRETE,SPUN(FOR DEAD-ENDING) 120X120X2,000 | PCS. | 2 | 2
| 1010110201 | BOLT,MACHINE M.16x170 mm. | SET | 4 | 0
| 1010110204 | BOLT,MACHINE M.16x300 mm. | SET | 1 | 0
| 1010130002 | BOLT,DOUBLE ARMING,ROUND EYE M.16x500 mm. | SET | 3 | 0
| 1010180100 | WASHER,PLAIN,SQUARE,LARGE 52x52x4.5 mm.HOLE DIA. 18 MM. TIS.258 | PCS. | 14 | 0
| 1010200001 | BRACE,FLAT,FOR CROSSARM 30x6x760 mm. | PCS. | 4 | 4
| 1030000001 | INSULATOR,PIN TYPE,TYPE B (CLASS 56-2) TIS.279 | EACH | 2 | 2
| 1030020000 | INSULATOR,SUSPENSION TYPE A (CLASS 52-1)TIS.354 | PCS. | 9 | 9
| 1030100000 | PIN,INSULATOR,22 KV.SHANK 140 MM.,LEAD HEAD 35 MM.(1 3/8") | EACH | 2 | 2
set21210 | X-ARM-C, 2-CCT, 2ND-CCT,BA SLK SPN,PIN
| 1000110001 | CROSSARM,PRESTRESSED CONCRETE,SPUN,H.T. 100X100X2,500 MM. | PCS. | 1 | 1
| 1010100000 | WIRE,STEEL SOLID DIA. 4.0 mm.TIS.71 | KG. | 0.35 | 0
| 1010100002 | WIRE,STEEL STRANDED 25 sq.mm.TIS.404 | M. | 2.5 | 0
| 1010110200 | BOLT,MACHINE M.16x130 mm. | SET | 2 | 0
| 1010110204 | BOLT,MACHINE M.16x300 mm. | SET | 1 | 0
| 1010110206 | BOLT,MACHINE M.16x400 mm. | SET | 1 | 0
| 1010180100 | WASHER,PLAIN,SQUARE,LARGE 52x52x4.5 mm.HOLE DIA. 18 MM. TIS.258 | PCS. | 5 | 0
| 1010180201 | WASHER,SQUARE,CURVED 60x60x5 mm.HOLE DIA. 22 mm. | PCS. | 3 | 0
| 1010180301 | WASHER,LOCK,SPRING,SIZE 16 mm.,GENERAL PURPOSE,TIS.259 | PCS. | 1 | 0
| 1010200001 | BRACE,FLAT,FOR CROSSARM 30x6x760 mm. | PCS. | 2 | 2
| 1030000001 | INSULATOR,PIN TYPE,TYPE B (CLASS 56-2) TIS.279 | EACH | 3 | 3
| 1030100000 | PIN,INSULATOR,22 KV.SHANK 140 MM.,LEAD HEAD 35 MM.(1 3/8") | EACH | 3 | 3
set21211 | X-ARM-C, 2-CCT ,2ND-CCT, SP (14.30 m.)
| 1000110001 | CROSSARM,PRESTRESSED CONCRETE,SPUN,H.T. 100X100X2,500 MM. | PCS. | 1 | 1
| 1010100000 | WIRE,STEEL SOLID DIA. 4.0 mm.TIS.71 | KG. | 0.35 | 0
| 1010100002 | WIRE,STEEL STRANDED 25 sq.mm.TIS.404 | M. | 2.5 | 0
| 1010110200 | BOLT,MACHINE M.16x130 mm. | SET | 2 | 0
| 1010110204 | BOLT,MACHINE M.16x300 mm. | SET | 1 | 0
| 1010110206 | BOLT,MACHINE M.16x400 mm. | SET | 1 | 0
| 1010180100 | WASHER,PLAIN,SQUARE,LARGE 52x52x4.5 mm.HOLE DIA. 18 MM. TIS.258 | PCS. | 5 | 0
| 1010180201 | WASHER,SQUARE,CURVED 60x60x5 mm.HOLE DIA. 22 mm. | PCS. | 3 | 0
| 1010180301 | WASHER,LOCK,SPRING,SIZE 16 mm.,GENERAL PURPOSE,TIS.259 | PCS. | 1 | 0
| 1010200001 | BRACE,FLAT,FOR CROSSARM 30x6x760 mm. | PCS. | 2 | 2
| 1010230000 | CLAMP,SINGLE U-BOLT,M.8 (WIRE ROPE CLIP) | SET | 2 | 0
| 1030000001 | INSULATOR,PIN TYPE,TYPE B (CLASS 56-2) TIS.279 | EACH | 3 | 3
| 1030100000 | PIN,INSULATOR,22 KV.SHANK 140 MM.,LEAD HEAD 35 MM.(1 3/8") | EACH | 3 | 3
set21213 | X-ARM-C, 2-CCT ,2ND-CCT, DDE (14.30 m.)
| 1000110004 | CROSSARM,PRESTRESSED CONCRETE,SPUN(FOR DEAD-ENDING) 120X120X2,50 | PCS. | 2 | 2
| 1010100000 | WIRE,STEEL SOLID DIA. 4.0 mm.TIS.71 | KG. | 0.7 | 0
| 1010110201 | BOLT,MACHINE M.16x170 mm. | SET | 2 | 0
| 1010110204 | BOLT,MACHINE M.16x300 mm. | SET | 1 | 0
| 1010110209 | BOLT MACHINE M.16X600 MM. | SET | 1 | 0
| 1010130003 | BOLT,DOUBLE ARMING,ROUND EYE M.16x600 mm. | SET | 3 | 0
| 1010180001 | NUT,EYE M.16 DIN 582 | PCS | 3 | 0
| 1010180100 | WASHER,PLAIN,SQUARE,LARGE 52x52x4.5 mm.HOLE DIA. 18 MM. TIS.258 | PCS. | 18 | 0
| 1010180201 | WASHER,SQUARE,CURVED 60x60x5 mm.HOLE DIA. 22 mm. | PCS. | 3 | 0
| 1010180301 | WASHER,LOCK,SPRING,SIZE 16 mm.,GENERAL PURPOSE,TIS.259 | PCS. | 1 | 0
| 1010200001 | BRACE,FLAT,FOR CROSSARM 30x6x760 mm. | PCS. | 4 | 4
| 1010230000 | CLAMP,SINGLE U-BOLT,M.8 (WIRE ROPE CLIP) | SET | 2 | 0
| 1030000001 | INSULATOR,PIN TYPE,TYPE B (CLASS 56-2) TIS.279 | EACH | 3 | 3
| 1030020000 | INSULATOR,SUSPENSION TYPE A (CLASS 52-1)TIS.354 | PCS. | 18 | 18
| 1030100000 | PIN,INSULATOR,22 KV.SHANK 140 MM.,LEAD HEAD 35 MM.(1 3/8") | EACH | 3 | 3
set21216 | X-ARM-C, 2-CCT ,2ND-CCT, DE (14.30 m.)
| 1000110004 | CROSSARM,PRESTRESSED CONCRETE,SPUN(FOR DEAD-ENDING) 120X120X2,50 | PCS. | 2 | 2
| 1010110201 | BOLT,MACHINE M.16x170 mm. | SET | 4 | 0
| 1010110204 | BOLT,MACHINE M.16x300 mm. | SET | 1 | 0
| 1010130003 | BOLT,DOUBLE ARMING,ROUND EYE M.16x600 mm. | SET | 3 | 0
| 1010180100 | WASHER,PLAIN,SQUARE,LARGE 52x52x4.5 mm.HOLE DIA. 18 MM. TIS.258 | PCS. | 14 | 0
| 1010200001 | BRACE,FLAT,FOR CROSSARM 30x6x760 mm. | PCS. | 4 | 4
| 1030020000 | INSULATOR,SUSPENSION TYPE A (CLASS 52-1)TIS.354 | PCS. | 9 | 9
set21217 | X-ARM-C, 2-CCT ,2ND-CCT, BA (14.30 m.)
| 1000110003 | CROSSARM,PRESTRESSED CONCRETE,SPUN(FOR DEAD-ENDING) 120X120X2,000 | PCS. | 2 | 2
| 1010110201 | BOLT,MACHINE M.16x170 mm. | SET | 4 | 0
| 1010110205 | BOLT,MACHINE M.16x350 mm. | SET | 1 | 0
| 1010130003 | BOLT,DOUBLE ARMING,ROUND EYE M.16x600 mm. | SET | 3 | 0
| 1010180100 | WASHER,PLAIN,SQUARE,LARGE 52x52x4.5 mm.HOLE DIA. 18 MM. TIS.258 | PCS. | 14 | 0
| 1010200001 | BRACE,FLAT,FOR CROSSARM 30x6x760 mm. | PCS. | 4 | 4
| 1030000001 | INSULATOR,PIN TYPE,TYPE B (CLASS 56-2) TIS.279 | EACH | 2 | 2
| 1030020000 | INSULATOR,SUSPENSION TYPE A (CLASS 52-1)TIS.354 | PCS. | 9 | 9
| 1030100000 | PIN,INSULATOR,22 KV.SHANK 140 MM.,LEAD HEAD 35 MM.(1 3/8") | EACH | 2 | 2
set21221 | X-ARM-C,SP (22.00 m pole)
| 1000110001 | CROSSARM,PRESTRESSED CONCRETE,SPUN,H.T. 100X100X2,500 MM. | PCS. | 1 | 1
| 1010100000 | WIRE,STEEL SOLID DIA. 4.0 mm.TIS.71 | KG. | 0.35 | 0
| 1010100002 | WIRE,STEEL STRANDED 25 sq.mm.TIS.404 | M. | 2.5 | 0
| 1010110200 | BOLT,MACHINE M.16x130 mm. | SET | 2 | 0
| 1010110206 | BOLT,MACHINE M.16x400 mm. | SET | 1 | 0
| 1010110208 | BOLT,MACHINE M.16x500 mm. | SET | 1 | 0
| 1010180100 | WASHER,PLAIN,SQUARE,LARGE 52x52x4.5 mm.HOLE DIA. 18 MM. TIS.258 | PCS. | 5 | 0
| 1010180201 | WASHER,SQUARE,CURVED 60x60x5 mm.HOLE DIA. 22 mm. | PCS. | 3 | 0
| 1010180301 | WASHER,LOCK,SPRING,SIZE 16 mm.,GENERAL PURPOSE,TIS.259 | PCS. | 1 | 0
| 1010200001 | BRACE,FLAT,FOR CROSSARM 30x6x760 mm. | PCS. | 2 | 2
| 1010230000 | CLAMP,SINGLE U-BOLT,M.8 (WIRE ROPE CLIP) | SET | 2 | 0
| 1030000001 | INSULATOR,PIN TYPE,TYPE B (CLASS 56-2) TIS.279 | EACH | 3 | 3
| 1030100000 | PIN,INSULATOR,22 KV.SHANK 140 MM.,LEAD HEAD 35 MM.(1 3/8") | EACH | 3 | 3
set21222 | X-ARM-C,DP (22.00 m pole)
| 1000110001 | CROSSARM,PRESTRESSED CONCRETE,SPUN,H.T. 100X100X2,500 MM. | PCS. | 2 | 2
| 1010100000 | WIRE,STEEL SOLID DIA. 4.0 mm.TIS.71 | KG. | 0.65 | 0
| 1010110200 | BOLT,MACHINE M.16x130 mm. | SET | 4 | 0
| 1010110206 | BOLT,MACHINE M.16x400 mm. | SET | 1 | 0
| 1010110209 | BOLT MACHINE M.16X600 MM. | SET | 1 | 0
| 1010120004 | BOLT,DOUBLE ARMING,M.16x600 mm. | SET | 2 | 0
| 1010180100 | WASHER,PLAIN,SQUARE,LARGE 52x52x4.5 mm.HOLE DIA. 18 MM. TIS.258 | PCS. | 20 | 0
| 1010180301 | WASHER,LOCK,SPRING,SIZE 16 mm.,GENERAL PURPOSE,TIS.259 | PCS. | 2 | 0
| 1010200001 | BRACE,FLAT,FOR CROSSARM 30x6x760 mm. | PCS. | 4 | 0
| 1030000001 | INSULATOR,PIN TYPE,TYPE B (CLASS 56-2) TIS.279 | EACH | 6 | 6
| 1030100000 | PIN,INSULATOR,22 KV.SHANK 140 MM.,LEAD HEAD 35 MM.(1 3/8") | EACH | 6 | 6
set21223 | X-ARM-C,DDE(22.00 m pole)
| 1000110004 | CROSSARM,PRESTRESSED CONCRETE,SPUN(FOR DEAD-ENDING) 120X120X2,50 | PCS. | 2 | 2
| 1010110201 | BOLT,MACHINE M.16x170 mm. | SET | 2 | 0
| 1010110206 | BOLT,MACHINE M.16x400 mm. | SET | 1 | 0
| 1010110209 | BOLT MACHINE M.16X600 MM. | SET | 1 | 0
| 1010130005 | BOLT,DOUBLE ARMING,ROUND EYE,M.16X650 MM. | SET | 3 | 0
| 1010180001 | NUT,EYE M.16 DIN 582 | PCS | 3 | 0
| 1010180100 | WASHER,PLAIN,SQUARE,LARGE 52x52x4.5 mm.HOLE DIA. 18 MM. TIS.258 | PCS. | 18 | 0
| 1010180201 | WASHER,SQUARE,CURVED 60x60x5 mm.HOLE DIA. 22 mm. | PCS. | 3 | 0
| 1010180301 | WASHER,LOCK,SPRING,SIZE 16 mm.,GENERAL PURPOSE,TIS.259 | PCS. | 1 | 0
| 1010200001 | BRACE,FLAT,FOR CROSSARM 30x6x760 mm. | PCS. | 4 | 4
| 1030000001 | INSULATOR,PIN TYPE,TYPE B (CLASS 56-2) TIS.279 | EACH | 3 | 3
| 1030020000 | INSULATOR,SUSPENSION TYPE A (CLASS 52-1)TIS.354 | PCS. | 18 | 18
| 1030100000 | PIN,INSULATOR,22 KV.SHANK 140 MM.,LEAD HEAD 35 MM.(1 3/8") | EACH | 3 | 3
set21226 | X-ARM-C,DE (22.00 m pole)
| 1000110004 | CROSSARM,PRESTRESSED CONCRETE,SPUN(FOR DEAD-ENDING) 120X120X2,50 | PCS. | 2 | 2
| 1010110201 | BOLT,MACHINE M.16x170 mm. | SET | 4 | 0
| 1010110206 | BOLT,MACHINE M.16x400 mm. | SET | 1 | 0
| 1010130003 | BOLT,DOUBLE ARMING,ROUND EYE M.16x600 mm. | SET | 3 | 0
| 1010180100 | WASHER,PLAIN,SQUARE,LARGE 52x52x4.5 mm.HOLE DIA. 18 MM. TIS.258 | PCS. | 14 | 0
| 1010200001 | BRACE,FLAT,FOR CROSSARM 30x6x760 mm. | PCS. | 4 | 4
| 1030020000 | INSULATOR,SUSPENSION TYPE A (CLASS 52-1)TIS.354 | PCS. | 9 | 9
set21227 | X-ARM-C,BA (22.00 m pole)
| 1000110004 | CROSSARM,PRESTRESSED CONCRETE,SPUN(FOR DEAD-ENDING) 120X120X2,50 | PCS. | 2 | 2
| 1010100000 | WIRE,STEEL SOLID DIA. 4.0 mm.TIS.71 | KG. | 0.65 | 0
| 1010110201 | BOLT,MACHINE M.16x170 mm. | SET | 4 | 0
| 1010110206 | BOLT,MACHINE M.16x400 mm. | SET | 1 | 0
| 1010110209 | BOLT MACHINE M.16X600 MM. | SET | 1 | 0
| 1010120005 | BOLT,DOUBLE ARMING M.16X650 MM. | SET | 1 | 0
| 1010130003 | BOLT,DOUBLE ARMING,ROUND EYE M.16x600 mm. | SET | 3 | 0
| 1010130005 | BOLT,DOUBLE ARMING,ROUND EYE,M.16X650 MM. | SET | 3 | 0
| 1010180100 | WASHER,PLAIN,SQUARE,LARGE 52x52x4.5 mm.HOLE DIA. 18 MM. TIS.258 | PCS. | 14 | 0
| 1010180301 | WASHER,LOCK,SPRING,SIZE 16 mm.,GENERAL PURPOSE,TIS.259 | PCS. | 2 | 0
| 1010200001 | BRACE,FLAT,FOR CROSSARM 30x6x760 mm. | PCS. | 4 | 4
| 1030000001 | INSULATOR,PIN TYPE,TYPE B (CLASS 56-2) TIS.279 | EACH | 2 | 2
| 1030020000 | INSULATOR,SUSPENSION TYPE A (CLASS 52-1)TIS.354 | PCS. | 9 | 9
| 1030100000 | PIN,INSULATOR,22 KV.SHANK 140 MM.,LEAD HEAD 35 MM.(1 3/8") | EACH | 2 | 2
set21231 | A-ARM-C, 2-CCT, 2ND-CCT,SP 0-5
| 1000110001 | CROSSARM,PRESTRESSED CONCRETE,SPUN,H.T. 100X100X2,500 MM. | PCS. | 1 | 1
| 1010100000 | WIRE,STEEL SOLID DIA. 4.0 mm.TIS.71 | KG. | 0.3 | 0
| 1010100002 | WIRE,STEEL STRANDED 25 sq.mm.TIS.404 | M. | 2.5 | 0
| 1010110200 | BOLT,MACHINE M.16x130 mm. | SET | 1 | 0
| 1010110204 | BOLT,MACHINE M.16x300 mm. | SET | 1 | 0
| 1010110205 | BOLT,MACHINE M.16x350 mm. | SET | 1 | 0
| 1010180100 | WASHER,PLAIN,SQUARE,LARGE 52x52x4.5 mm.HOLE DIA. 18 MM. TIS.258 | PCS. | 4 | 0
| 1010180201 | WASHER,SQUARE,CURVED 60x60x5 mm.HOLE DIA. 22 mm. | PCS. | 3 | 0
| 1010180301 | WASHER,LOCK,SPRING,SIZE 16 mm.,GENERAL PURPOSE,TIS.259 | PCS. | 1 | 0
| 1010200004 | BRACE,ALLEY ARM 40x40x5 mm. 2,120 mm.LONG | PCS. | 1 | 1
| 1010230000 | CLAMP,SINGLE U-BOLT,M.8 (WIRE ROPE CLIP) | SET | 1 | 0
| 1030000001 | INSULATOR,PIN TYPE,TYPE B (CLASS 56-2) TIS.279 | EACH | 3 | 3
| 1030100000 | PIN,INSULATOR,22 KV.SHANK 140 MM.,LEAD HEAD 35 MM.(1 3/8") | EACH | 3 | 3
set21233 | A-ARM-C, 2-CCT, 2ND-CCT,1ST-POLE LAT-SLK SPN
| 1000110003 | CROSSARM,PRESTRESSED CONCRETE,SPUN(FOR DEAD-ENDING) 120X120X2,000 | PCS. | 2 | 0
| 1010100000 | WIRE,STEEL SOLID DIA. 4.0 mm.TIS.71 | KG. | 0.4 | 0
| 1010100002 | WIRE,STEEL STRANDED 25 sq.mm.TIS.404 | M. | 2.5 | 0
| 1010110204 | BOLT,MACHINE M.16x300 mm. | SET | 1 | 0
| 1010130002 | BOLT,DOUBLE ARMING,ROUND EYE M.16x500 mm. | SET | 4 | 0
| 1010180100 | WASHER,PLAIN,SQUARE,LARGE 52x52x4.5 mm.HOLE DIA. 18 MM. TIS.258 | PCS. | 16 | 0
| 1010180201 | WASHER,SQUARE,CURVED 60x60x5 mm.HOLE DIA. 22 mm. | PCS. | 3 | 0
| 1010200004 | BRACE,ALLEY ARM 40x40x5 mm. 2,120 mm.LONG | PCS. | 1 | 1
| 1010230000 | CLAMP,SINGLE U-BOLT,M.8 (WIRE ROPE CLIP) | SET | 1 | 0
| 1030000001 | INSULATOR,PIN TYPE,TYPE B (CLASS 56-2) TIS.279 | EACH | 3 | 3
| 1030020000 | INSULATOR,SUSPENSION TYPE A (CLASS 52-1)TIS.354 | PCS. | 9 | 9
| 1030100000 | PIN,INSULATOR,22 KV.SHANK 140 MM.,LEAD HEAD 35 MM.(1 3/8") | EACH | 3 | 3
set21236 | A-ARM-C, 2-CCT, 2ND-CCT,BA,PIN
| 1000110001 | CROSSARM,PRESTRESSED CONCRETE,SPUN,H.T. 100X100X2,500 MM. | PCS. | 2 | 2
| 1010100000 | WIRE,STEEL SOLID DIA. 4.0 mm.TIS.71 | KG. | 0.4 | 0
| 1010100002 | WIRE,STEEL STRANDED 25 sq.mm.TIS.404 | M. | 2.5 | 0
| 1010110200 | BOLT,MACHINE M.16x130 mm. | SET | 1 | 0
| 1010110203 | BOLT,MACHINE M.16x250 mm. | SET | 1 | 0
| 1010110208 | BOLT,MACHINE M.16x500 mm. | SET | 1 | 0
| 1010120002 | BOLT,DOUBLE ARMING,M.16x500 mm. | SET | 2 | 0
| 1010180100 | WASHER,PLAIN,SQUARE,LARGE 52x52x4.5 mm.HOLE DIA. 18 MM. TIS.258 | PCS. | 12 | 0
| 1010180201 | WASHER,SQUARE,CURVED 60x60x5 mm.HOLE DIA. 22 mm. | PCS. | 3 | 0
| 1010200004 | BRACE,ALLEY ARM 40x40x5 mm. 2,120 mm.LONG | PCS. | 1 | 1
| 1030000001 | INSULATOR,PIN TYPE,TYPE B (CLASS 56-2) TIS.279 | EACH | 3 | 3
| 1030100000 | PIN,INSULATOR,22 KV.SHANK 140 MM.,LEAD HEAD 35 MM.(1 3/8") | EACH | 3 | 3
set21241 | A-ARM-C,2-CCT,2ND-CCT,SP(14.30 m)
| 1000110001 | CROSSARM,PRESTRESSED CONCRETE,SPUN,H.T. 100X100X2,500 MM. | PCS. | 1 | 1
| 1010100000 | WIRE,STEEL SOLID DIA. 4.0 mm.TIS.71 | KG. | 0.3 | 0
| 1010110200 | BOLT,MACHINE M.16x130 mm. | SET | 1 | 0
| 1010110204 | BOLT,MACHINE M.16x300 mm. | SET | 1 | 0
| 1010110206 | BOLT,MACHINE M.16x400 mm. | SET | 1 | 0
| 1010180100 | WASHER,PLAIN,SQUARE,LARGE 52x52x4.5 mm.HOLE DIA. 18 MM. TIS.258 | PCS. | 4 | 0
| 1010180201 | WASHER,SQUARE,CURVED 60x60x5 mm.HOLE DIA. 22 mm. | PCS. | 3 | 0
| 1010180301 | WASHER,LOCK,SPRING,SIZE 16 mm.,GENERAL PURPOSE,TIS.259 | PCS. | 1 | 0
| 1010200004 | BRACE,ALLEY ARM 40x40x5 mm. 2,120 mm.LONG | PCS. | 1 | 1
| 1010230000 | CLAMP,SINGLE U-BOLT,M.8 (WIRE ROPE CLIP) | SET | 1 | 0
| 1030000001 | INSULATOR,PIN TYPE,TYPE B (CLASS 56-2) TIS.279 | EACH | 3 | 3
| 1030100000 | PIN,INSULATOR,22 KV.SHANK 140 MM.,LEAD HEAD 35 MM.(1 3/8") | EACH | 3 | 3
set21251 | X-ARM-STEEL, 2-CCT, 2ND-CCT,SP 0-5
| 1010000106 | STEEL CHANNEL,100X50X5 MM.2,500 MM.LONG | PCS | 1 | 1
| 1010100002 | WIRE,STEEL STRANDED 25 sq.mm.TIS.404 | M. | 2 | 0
| 1010110201 | BOLT,MACHINE M.16x170 mm. | SET | 1 | 0
| 1010110202 | BOLT,MACHINE M.16x200 mm. | SET | 2 | 0
| 1010110400 | BOLT,MACHINE, HEXAGON, M.16X75 MM. | SET | 2 | 0
| 1010180100 | WASHER,PLAIN,SQUARE,LARGE 52x52x4.5 mm.HOLE DIA. 18 MM. TIS.258 | PCS. | 6 | 0
| 1010200001 | BRACE,FLAT,FOR CROSSARM 30x6x760 mm. | PCS. | 2 | 2
| 1010230000 | CLAMP,SINGLE U-BOLT,M.8 (WIRE ROPE CLIP) | SET | 4 | 0
| 1020440001 | PORCELAIN CABLE SPACER FOR AERIAL CABLE 22 KV. 50-240 SQ.MM. 33 KV. 50-185 SQ.MM. | SET | 1 | 0
| 1020440102 | CLAMP,GUY,TRIPLE BOLT | SET | 1 | 1
| 1020440103 | LINK,CABLE SPACER | PCS. | 1 | 1
| 1030000001 | INSULATOR,PIN TYPE,TYPE B (CLASS 56-2) TIS.279 | EACH | 3 | 3
| 1030100000 | PIN,INSULATOR,22 KV.SHANK 140 MM.,LEAD HEAD 35 MM.(1 3/8") | EACH | 3 | 3
set21252 | X-ARM-STEEL, 2-CCT, 2ND-CCT,DP 5-30
| 1010000106 | STEEL CHANNEL,100X50X5 MM.2,500 MM.LONG | PCS | 2 | 2
| 1010100002 | WIRE,STEEL STRANDED 25 sq.mm.TIS.404 | M. | 2 | 0
| 1010110201 | BOLT,MACHINE M.16x170 mm. | SET | 1 | 0
| 1010110202 | BOLT,MACHINE M.16x200 mm. | SET | 2 | 0
| 1010110400 | BOLT,MACHINE, HEXAGON, M.16X75 MM. | SET | 2 | 0
| 1010180100 | WASHER,PLAIN,SQUARE,LARGE 52x52x4.5 mm.HOLE DIA. 18 MM. TIS.258 | PCS. | 6 | 0
| 1010200001 | BRACE,FLAT,FOR CROSSARM 30x6x760 mm. | PCS. | 2 | 2
| 1010230000 | CLAMP,SINGLE U-BOLT,M.8 (WIRE ROPE CLIP) | SET | 4 | 0
| 1020440001 | PORCELAIN CABLE SPACER FOR AERIAL CABLE 22 KV. 50-240 SQ.MM. 33 KV. 50-185 SQ.MM. | SET | 1 | 0
| 1020440102 | CLAMP,GUY,TRIPLE BOLT | SET | 1 | 1
| 1020440103 | LINK,CABLE SPACER | PCS. | 1 | 1
| 1030000001 | INSULATOR,PIN TYPE,TYPE B (CLASS 56-2) TIS.279 | EACH | 6 | 6
| 1030100000 | PIN,INSULATOR,22 KV.SHANK 140 MM.,LEAD HEAD 35 MM.(1 3/8") | EACH | 3 | 3
set21253 | X-ARM-STEEL, 2-CCT, 2ND-CCT,DDE
| 1010000202 | STEEL CHANNEL,125X65X6 MM.2,500 MM.LONG | PCS. | 4 | 4
| 1010110203 | BOLT,MACHINE M.16x250 mm. | SET | 2 | 0
| 1010110400 | BOLT,MACHINE, HEXAGON, M.16X75 MM. | SET | 6 | 0
| 1010150050 | BOLT,OVAL FULL THREAD M.16X250 MM. | SET | 7 | 0
| 1010180100 | WASHER,PLAIN,SQUARE,LARGE 52x52x4.5 mm.HOLE DIA. 18 MM. TIS.258 | PCS. | 22 | 0
| 1010200001 | BRACE,FLAT,FOR CROSSARM 30x6x760 mm. | PCS. | 8 | 8
| 1030000001 | INSULATOR,PIN TYPE,TYPE B (CLASS 56-2) TIS.279 | EACH | 6 | 6
| 1030020000 | INSULATOR,SUSPENSION TYPE A (CLASS 52-1)TIS.354 | PCS. | 18 | 0
| 1030100000 | PIN,INSULATOR,22 KV.SHANK 140 MM.,LEAD HEAD 35 MM.(1 3/8") | EACH | 6 | 6
set21256 | X-ARM-STEEL, 2-CCT, 2ND-CCT,DE
| 1010000202 | STEEL CHANNEL,125X65X6 MM.2,500 MM.LONG | PCS. | 4 | 4
| 1010110203 | BOLT,MACHINE M.16x250 mm. | SET | 2 | 0
| 1010110400 | BOLT,MACHINE, HEXAGON, M.16X75 MM. | SET | 6 | 0
| 1010150050 | BOLT,OVAL FULL THREAD M.16X250 MM. | SET | 7 | 0
| 1010180100 | WASHER,PLAIN,SQUARE,LARGE 52x52x4.5 mm.HOLE DIA. 18 MM. TIS.258 | PCS. | 22 | 0
| 1010200001 | BRACE,FLAT,FOR CROSSARM 30x6x760 mm. | PCS. | 8 | 8
| 1030020000 | INSULATOR,SUSPENSION TYPE A (CLASS 52-1)TIS.354 | PCS. | 18 | 18
set21257 | X-ARM-STEEL, 2-CCT, 2ND-CCT,BA
| 1010000202 | STEEL CHANNEL,125X65X6 MM.2,500 MM.LONG | PCS. | 4 | 4
| 1010110203 | BOLT,MACHINE M.16x250 mm. | SET | 2 | 0
| 1010110400 | BOLT,MACHINE, HEXAGON, M.16X75 MM. | SET | 6 | 0
| 1010150050 | BOLT,OVAL FULL THREAD M.16X250 MM. | SET | 7 | 0
| 1010180100 | WASHER,PLAIN,SQUARE,LARGE 52x52x4.5 mm.HOLE DIA. 18 MM. TIS.258 | PCS. | 22 | 0
| 1010200001 | BRACE,FLAT,FOR CROSSARM 30x6x760 mm. | PCS. | 8 | 8
| 1030000001 | INSULATOR,PIN TYPE,TYPE B (CLASS 56-2) TIS.279 | EACH | 2 | 2
| 1030020000 | INSULATOR,SUSPENSION TYPE A (CLASS 52-1)TIS.354 | PCS. | 18 | 18
| 1030100000 | PIN,INSULATOR,22 KV.SHANK 140 MM.,LEAD HEAD 35 MM.(1 3/8") | EACH | 2 | 2
set21301 | TWISTED AERIAL CABLE, 2 CIR, 0-5 AND 5-30 DEGREE (ASSEMBLY NO.2313A)
| 1010100004 | WIRE,STEEL STRANDED 50/7 sq.mm.TIS.404 | M. | 2.5 | 0
| 1010110101 | BOLE,MACHINE M. 12X50 MM. | SET | 2 | 0
| 1010110204 | BOLT,MACHINE M.16x300 mm. | SET | 2 | 0
| 1010180100 | WASHER,PLAIN,SQUARE,LARGE 52x52x4.5 mm.HOLE DIA. 18 MM. TIS.258 | PCS. | 2 | 0
| 1010180300 | WASHER LOCK SPRING SIZE 12 MM. GENERAL PURPOSE TIS 259 | PCS | 2 | 0
| 1010230000 | CLAMP,SINGLE U-BOLT,M.8 (WIRE ROPE CLIP) | SET | 4 | 0
| 1020440102 | CLAMP,GUY,TRIPLE BOLT | SET | 2 | 1
| 1020440207 | ที่แขวนสายหุ้มฉนวนเต็มพิกัดตีเกลียว | EA | 2 | 1
set21302 | TWISTED AERIAL CABLE, 2 CIR, 30-60 Af\ID 90 DEGREE (ASSEMBLY NO.2313A)
| 1010100004 | WIRE,STEEL STRANDED 50/7 sq.mm.TIS.404 | M. | 2.5 | 0
| 1010100006 | WIRE,STEEL STRANDED 95 sq.mm.TIS.404 | M. | 2 | 0
| 1010130000 | BOLT,DOUBLE ARMING,ROUND EYE M.16x400 mm. | SET | 4 | 0
| 1010180100 | WASHER,PLAIN,SQUARE,LARGE 52x52x4.5 mm.HOLE DIA. 18 MM. TIS.258 | PCS. | 8 | 0
| 1010210304 | THIMBLE,GUY,FOR STEEL WIRE 50-95 sq.mm. | PCS. | 4 | 0
| 1010230000 | CLAMP,SINGLE U-BOLT,M.8 (WIRE ROPE CLIP) | SET | 8 | 0
| 1010230001 | CLAMP,DOUBLE U-BOLT,M.16 (WIRE ROPE CLIP) | SET | 12 | 0
set21303 | TWISTED AERIAL CABLE, 2 CIR, DEAD END DEGREE (ASSEMBLY N0.2313A)
| 1010100004 | WIRE,STEEL STRANDED 50/7 sq.mm.TIS.404 | M. | 2.5 | 0
| 1010110204 | BOLT,MACHINE M.16x300 mm. | SET | 2 | 0
| 1010130000 | BOLT,DOUBLE ARMING,ROUND EYE M.16x400 mm. | SET | 2 | 0
| 1010180100 | WASHER,PLAIN,SQUARE,LARGE 52x52x4.5 mm.HOLE DIA. 18 MM. TIS.258 | PCS. | 6 | 0
| 1010210304 | THIMBLE,GUY,FOR STEEL WIRE 50-95 sq.mm. | PCS. | 2 | 0
| 1010230000 | CLAMP,SINGLE U-BOLT,M.8 (WIRE ROPE CLIP) | SET | 4 | 0
| 1010230001 | CLAMP,DOUBLE U-BOLT,M.16 (WIRE ROPE CLIP) | SET | 6 | 0
| 1020440102 | CLAMP,GUY,TRIPLE BOLT | SET | 2 | 1
| 1020440207 | ที่แขวนสายหุ้มฉนวนเต็มพิกัดตีเกลียว | EA | 2 | 1
set21311 | X-ARM-C,3-CCT,3RD-CCT,SP OF AERIAL ON 14.30 M
| 1000110001 | CROSSARM,PRESTRESSED CONCRETE,SPUN,H.T. 100X100X2,500 MM. | PCS. | 1 | 1
| 1010100000 | WIRE,STEEL SOLID DIA. 4.0 mm.TIS.71 | KG. | 0.35 | 0
| 1010110200 | BOLT,MACHINE M.16x130 mm. | SET | 2 | 0
| 1010110205 | BOLT,MACHINE M.16x350 mm. | SET | 1 | 0
| 1010110206 | BOLT,MACHINE M.16x400 mm. | SET | 1 | 0
| 1010180100 | WASHER,PLAIN,SQUARE,LARGE 52x52x4.5 mm.HOLE DIA. 18 MM. TIS.258 | PCS. | 5 | 0
| 1010180201 | WASHER,SQUARE,CURVED 60x60x5 mm.HOLE DIA. 22 mm. | PCS. | 3 | 0
| 1010180301 | WASHER,LOCK,SPRING,SIZE 16 mm.,GENERAL PURPOSE,TIS.259 | PCS. | 1 | 0
| 1010200001 | BRACE,FLAT,FOR CROSSARM 30x6x760 mm. | PCS. | 2 | 2
| 1010230000 | CLAMP,SINGLE U-BOLT,M.8 (WIRE ROPE CLIP) | SET | 1 | 0
set21313 | X-ARM-C,3-CCT,3RD-CCT,DDE OF AERIAL ON 14.30 M
| 1000110004 | CROSSARM,PRESTRESSED CONCRETE,SPUN(FOR DEAD-ENDING) 120X120X2,50 | PCS. | 2 | 2
| 1010110201 | BOLT,MACHINE M.16x170 mm. | SET | 2 | 0
| 1010110205 | BOLT,MACHINE M.16x350 mm. | SET | 1 | 0
| 1010110209 | BOLT MACHINE M.16X600 MM. | SET | 1 | 0
| 1010130003 | BOLT,DOUBLE ARMING,ROUND EYE M.16x600 mm. | SET | 2 | 0
| 1010180001 | NUT,EYE M.16 DIN 582 | PCS | 2 | 0
| 1010180100 | WASHER,PLAIN,SQUARE,LARGE 52x52x4.5 mm.HOLE DIA. 18 MM. TIS.258 | PCS. | 13 | 0
| 1010200001 | BRACE,FLAT,FOR CROSSARM 30x6x760 mm. | PCS. | 4 | 4
set21316 | X-ARM-C,3-CCT,3RD-CCT,DE OF AERIAL ON 14.30 M
| 1000110004 | CROSSARM,PRESTRESSED CONCRETE,SPUN(FOR DEAD-ENDING) 120X120X2,50 | PCS. | 2 | 2
| 1010110201 | BOLT,MACHINE M.16x170 mm. | SET | 4 | 0
| 1010110204 | BOLT,MACHINE M.16x300 mm. | SET | 1 | 0
| 1010130003 | BOLT,DOUBLE ARMING,ROUND EYE M.16x600 mm. | SET | 4 | 0
| 1010180100 | WASHER,PLAIN,SQUARE,LARGE 52x52x4.5 mm.HOLE DIA. 18 MM. TIS.258 | PCS. | 18 | 0
| 1010200001 | BRACE,FLAT,FOR CROSSARM 30x6x760 mm. | PCS. | 4 | 4
| 1010210304 | THIMBLE,GUY,FOR STEEL WIRE 50-95 sq.mm. | PCS. | 1 | 0
| 1010230000 | CLAMP,SINGLE U-BOLT,M.8 (WIRE ROPE CLIP) | SET | 5 | 0
| 1030020000 | INSULATOR,SUSPENSION TYPE A (CLASS 52-1)TIS.354 | PCS. | 9 | 9
set21321 | X-ARM-Steel,SP (22.00 m pole)
| 1010000106 | STEEL CHANNEL,100X50X5 MM.2,500 MM.LONG | PCS | 1 | 1
| 1010100000 | WIRE,STEEL SOLID DIA. 4.0 mm.TIS.71 | KG. | 0.35 | 0
| 1010110206 | BOLT,MACHINE M.16x400 mm. | SET | 2 | 0
| 1010110404 | BOLT,MACHINE,HEXAGON, M.16X50 MM. | SET | 2 | 0
| 1010180100 | WASHER,PLAIN,SQUARE,LARGE 52x52x4.5 mm.HOLE DIA. 18 MM. TIS.258 | PCS. | 8 | 0
| 1010180301 | WASHER,LOCK,SPRING,SIZE 16 mm.,GENERAL PURPOSE,TIS.259 | PCS. | 1 | 0
| 1010200001 | BRACE,FLAT,FOR CROSSARM 30x6x760 mm. | PCS. | 2 | 0
| 1030000001 | INSULATOR,PIN TYPE,TYPE B (CLASS 56-2) TIS.279 | EACH | 3 | 3
| 1030100000 | PIN,INSULATOR,22 KV.SHANK 140 MM.,LEAD HEAD 35 MM.(1 3/8") | EACH | 3 | 3
set21322 | X-ARM-Steel,DP (22.00 m pole)
| 1010000106 | STEEL CHANNEL,100X50X5 MM.2,500 MM.LONG | PCS | 2 | 2
| 1010100000 | WIRE,STEEL SOLID DIA. 4.0 mm.TIS.71 | KG. | 0.65 | 0
| 1010110207 | BOLT,MACHINE M.16x450 mm. | SET | 2 | 0
| 1010110404 | BOLT,MACHINE,HEXAGON, M.16X50 MM. | SET | 4 | 0
| 1010120001 | BOLT,DOUBLE ARMING,M.16x450 mm. | SET | 2 | 0
| 1010180100 | WASHER,PLAIN,SQUARE,LARGE 52x52x4.5 mm.HOLE DIA. 18 MM. TIS.258 | PCS. | 18 | 0
| 1010180301 | WASHER,LOCK,SPRING,SIZE 16 mm.,GENERAL PURPOSE,TIS.259 | PCS. | 2 | 0
| 1010200001 | BRACE,FLAT,FOR CROSSARM 30x6x760 mm. | PCS. | 4 | 4
| 1030000001 | INSULATOR,PIN TYPE,TYPE B (CLASS 56-2) TIS.279 | EACH | 6 | 6
| 1030100000 | PIN,INSULATOR,22 KV.SHANK 140 MM.,LEAD HEAD 35 MM.(1 3/8") | EACH | 6 | 6
set21323 | X-ARM-Steel,DDE(22.00 m pole)
| 1010000202 | STEEL CHANNEL,125X65X6 MM.2,500 MM.LONG | PCS. | 2 | 2
| 1010100000 | WIRE,STEEL SOLID DIA. 4.0 mm.TIS.71 | KG. | 0.65 | 0
| 1010110207 | BOLT,MACHINE M.16x450 mm. | SET | 2 | 0
| 1010110404 | BOLT,MACHINE,HEXAGON, M.16X50 MM. | SET | 4 | 0
| 1010130001 | BOLT,DOUBLE ARMING,ROUND EYE M.16x450 mm. | SET | 3 | 0
| 1010180001 | NUT,EYE M.16 DIN 582 | PCS | 3 | 0
| 1010180100 | WASHER,PLAIN,SQUARE,LARGE 52x52x4.5 mm.HOLE DIA. 18 MM. TIS.258 | PCS. | 18 | 0
| 1010180301 | WASHER,LOCK,SPRING,SIZE 16 mm.,GENERAL PURPOSE,TIS.259 | PCS. | 2 | 0
| 1010200001 | BRACE,FLAT,FOR CROSSARM 30x6x760 mm. | PCS. | 4 | 4
| 1030000001 | INSULATOR,PIN TYPE,TYPE B (CLASS 56-2) TIS.279 | EACH | 3 | 3
| 1030020000 | INSULATOR,SUSPENSION TYPE A (CLASS 52-1)TIS.354 | PCS. | 18 | 18
| 1030100000 | PIN,INSULATOR,22 KV.SHANK 140 MM.,LEAD HEAD 35 MM.(1 3/8") | EACH | 3 | 3
set21326 | X-ARM-Steel,DE Double cct (22.00 m pole)
| 1010000302 | STEEL CHANNEL, 150x75x6.5 MM. 4,500 MM.LONG | PCS | 2 | 2
| 1010110207 | BOLT,MACHINE M.16x450 mm. | SET | 2 | 0
| 1010130001 | BOLT,DOUBLE ARMING,ROUND EYE M.16x450 mm. | SET | 8 | 0
| 1010180100 | WASHER,PLAIN,SQUARE,LARGE 52x52x4.5 mm.HOLE DIA. 18 MM. TIS.258 | PCS. | 18 | 0
| 1010200007 | BRACE,ANGLE STEEL 50x50x6 mm. 1,800 mm.WIDE 450 mm.DROP | PCS. | 2 | 0
| 1030020000 | INSULATOR,SUSPENSION TYPE A (CLASS 52-1)TIS.354 | PCS. | 18 | 18
set21327 | X-ARM-Steel,BA (22.00 m pole)
| 1010000202 | STEEL CHANNEL,125X65X6 MM.2,500 MM.LONG | PCS. | 2 | 2
| 1010100000 | WIRE,STEEL SOLID DIA. 4.0 mm.TIS.71 | KG. | 0.65 | 0
| 1010110207 | BOLT,MACHINE M.16x450 mm. | SET | 2 | 0
| 1010110404 | BOLT,MACHINE,HEXAGON, M.16X50 MM. | SET | 4 | 0
| 1010130001 | BOLT,DOUBLE ARMING,ROUND EYE M.16x450 mm. | SET | 3 | 0
| 1010180100 | WASHER,PLAIN,SQUARE,LARGE 52x52x4.5 mm.HOLE DIA. 18 MM. TIS.258 | PCS. | 18 | 0
| 1010180301 | WASHER,LOCK,SPRING,SIZE 16 mm.,GENERAL PURPOSE,TIS.259 | PCS. | 2 | 0
| 1010200001 | BRACE,FLAT,FOR CROSSARM 30x6x760 mm. | PCS. | 4 | 0
| 1030000001 | INSULATOR,PIN TYPE,TYPE B (CLASS 56-2) TIS.279 | EACH | 2 | 2
| 1030020000 | INSULATOR,SUSPENSION TYPE A (CLASS 52-1)TIS.354 | PCS. | 9 | 9
| 1030100000 | PIN,INSULATOR,22 KV.SHANK 140 MM.,LEAD HEAD 35 MM.(1 3/8") | EACH | 2 | 2
set22181 | X-ARM-C, 3-CCT, IST-CCT, SP 0-5 OF PIC
| 1000110001 | CROSSARM,PRESTRESSED CONCRETE,SPUN,H.T. 100X100X2,500 MM. | PCS. | 1 | 1
| 1010010003 | STEEL ANGLE,OVERHEAD GROUND WIRE BAYONET 65x65x6 MM. 2,250 MM. LONG | PCS. | 1 | 0
| 1010100000 | WIRE,STEEL SOLID DIA. 4.0 mm.TIS.71 | KG. | 0.2 | 0
| 1010100002 | WIRE,STEEL STRANDED 25 sq.mm.TIS.404 | M. | 2 | 0
| 1010110200 | BOLT,MACHINE M.16x130 mm. | SET | 2 | 0
| 1010110204 | BOLT,MACHINE M.16x300 mm. | SET | 3 | 0
| 1010110206 | BOLT,MACHINE M.16x400 mm. | SET | 1 | 0
| 1010180100 | WASHER,PLAIN,SQUARE,LARGE 52x52x4.5 mm.HOLE DIA. 18 MM. TIS.258 | PCS. | 7 | 0
| 1010180300 | WASHER LOCK SPRING SIZE 12 MM. GENERAL PURPOSE TIS 259 | PCS | 1 | 0
| 1010200001 | BRACE,FLAT,FOR CROSSARM 30x6x760 mm. | PCS. | 2 | 2
| 1010230000 | CLAMP,SINGLE U-BOLT,M.8 (WIRE ROPE CLIP) | SET | 3 | 0
| 1010230205 | GROUND WIRE CLAMP,J.1152 | SET | 1 | 0
| 1030000001 | INSULATOR,PIN TYPE,TYPE B (CLASS 56-2) TIS.279 | EACH | 3 | 3
| 1030100000 | PIN,INSULATOR,22 KV.SHANK 140 MM.,LEAD HEAD 35 MM.(1 3/8") | EACH | 3 | 3
set22182 | X-ARM-C, 3-CCT, I ST-CCT, DP 5-30 OF PIC
| 1000110001 | CROSSARM,PRESTRESSED CONCRETE,SPUN,H.T. 100X100X2,500 MM. | PCS. | 1 | 1
| 1010000100 | STEEL CHANNEL, 100x50x5 mm. 2,250 MM.LONG | PCS | 1 | 1
| 1010100000 | WIRE,STEEL SOLID DIA. 4.0 mm.TIS.71 | KG. | 0.2 | 0
| 1010100002 | WIRE,STEEL STRANDED 25 sq.mm.TIS.404 | M. | 2 | 0
| 1010110200 | BOLT,MACHINE M.16x130 mm. | SET | 2 | 0
| 1010110204 | BOLT,MACHINE M.16x300 mm. | SET | 3 | 0
| 1010110206 | BOLT,MACHINE M.16x400 mm. | SET | 1 | 0
| 1010180100 | WASHER,PLAIN,SQUARE,LARGE 52x52x4.5 mm.HOLE DIA. 18 MM. TIS.258 | PCS. | 7 | 0
| 1010180300 | WASHER LOCK SPRING SIZE 12 MM. GENERAL PURPOSE TIS 259 | PCS | 1 | 0
| 1010200001 | BRACE,FLAT,FOR CROSSARM 30x6x760 mm. | PCS. | 2 | 2
| 1010230000 | CLAMP,SINGLE U-BOLT,M.8 (WIRE ROPE CLIP) | SET | 3 | 0
| 1010230205 | GROUND WIRE CLAMP,J.1152 | SET | 1 | 0
| 1030000001 | INSULATOR,PIN TYPE,TYPE B (CLASS 56-2) TIS.279 | EACH | 3 | 3
| 1030100000 | PIN,INSULATOR,22 KV.SHANK 140 MM.,LEAD HEAD 35 MM.(1 3/8") | EACH | 3 | 3
set22183 | X-ARM-C, 3-CCT, 1 ST-CCT, DDE OF PIC
| 1000110004 | CROSSARM,PRESTRESSED CONCRETE,SPUN(FOR DEAD-ENDING) 120X120X2,50 | PCS. | 2 | 2
| 1010000100 | STEEL CHANNEL, 100x50x5 mm. 2,250 MM.LONG | PCS | 1 | 1
| 1010110201 | BOLT,MACHINE M.16x170 mm. | SET | 2 | 0
| 1010110204 | BOLT,MACHINE M.16x300 mm. | SET | 2 | 0
| 1010130003 | BOLT,DOUBLE ARMING,ROUND EYE M.16x600 mm. | SET | 3 | 0
| 1010180001 | NUT,EYE M.16 DIN 582 | PCS | 3 | 0
| 1010180100 | WASHER,PLAIN,SQUARE,LARGE 52x52x4.5 mm.HOLE DIA. 18 MM. TIS.258 | PCS. | 18 | 0
| 1010200001 | BRACE,FLAT,FOR CROSSARM 30x6x760 mm. | PCS. | 4 | 4
| 1010210304 | THIMBLE,GUY,FOR STEEL WIRE 50-95 sq.mm. | PCS. | 2 | 0
| 1010230000 | CLAMP,SINGLE U-BOLT,M.8 (WIRE ROPE CLIP) | SET | 8 | 0
| 1030000001 | INSULATOR,PIN TYPE,TYPE B (CLASS 56-2) TIS.279 | EACH | 6 | 6
| 1030020000 | INSULATOR,SUSPENSION TYPE A (CLASS 52-1)TIS.354 | PCS. | 18 | 18
| 1030100000 | PIN,INSULATOR,22 KV.SHANK 140 MM.,LEAD HEAD 35 MM.(1 3/8") | EACH | 6 | 6
set22186 | X-ARM-C, 3-CCT, 1 ST-CCT, DE OF PIC
| 1000110004 | CROSSARM,PRESTRESSED CONCRETE,SPUN(FOR DEAD-ENDING) 120X120X2,50 | PCS. | 2 | 2
| 1010000100 | STEEL CHANNEL, 100x50x5 mm. 2,250 MM.LONG | PCS | 1 | 0
| 1010100002 | WIRE,STEEL STRANDED 25 sq.mm.TIS.404 | M. | 2 | 0
| 1010110201 | BOLT,MACHINE M.16x170 mm. | SET | 4 | 0
| 1010110204 | BOLT,MACHINE M.16x300 mm. | SET | 3 | 0
| 1010130003 | BOLT,DOUBLE ARMING,ROUND EYE M.16x600 mm. | SET | 3 | 0
| 1010140001 | BOLT, ROUNG EYE M 16X200 MM. | SET | 1 | 0
| 1010180100 | WASHER,PLAIN,SQUARE,LARGE 52x52x4.5 mm.HOLE DIA. 18 MM. TIS.258 | PCS. | 16 | 0
| 1010200001 | BRACE,FLAT,FOR CROSSARM 30x6x760 mm. | PCS. | 4 | 4
| 1010210304 | THIMBLE,GUY,FOR STEEL WIRE 50-95 sq.mm. | PCS. | 2 | 0
| 1010230000 | CLAMP,SINGLE U-BOLT,M.8 (WIRE ROPE CLIP) | SET | 5 | 0
| 1030020000 | INSULATOR,SUSPENSION TYPE A (CLASS 52-1)TIS.354 | PCS. | 9 | 0
set22187 | X-ARM-C, 3-CCT, 1 ST-CCT, BA
| 1000110004 | CROSSARM,PRESTRESSED CONCRETE,SPUN(FOR DEAD-ENDING) 120X120X2,50 | PCS. | 2 | 2
| 1010000100 | STEEL CHANNEL, 100x50x5 mm. 2,250 MM.LONG | PCS | 1 | 1
| 1010110201 | BOLT,MACHINE M.16x170 mm. | SET | 4 | 0
| 1010110204 | BOLT,MACHINE M.16x300 mm. | SET | 1 | 0
| 1010110206 | BOLT,MACHINE M.16x400 mm. | SET | 2 | 0
| 1010130003 | BOLT,DOUBLE ARMING,ROUND EYE M.16x600 mm. | SET | 3 | 0
| 1010140001 | BOLT, ROUNG EYE M 16X200 MM. | SET | 1 | 0
| 1010180100 | WASHER,PLAIN,SQUARE,LARGE 52x52x4.5 mm.HOLE DIA. 18 MM. TIS.258 | PCS. | 18 | 0
| 1010200001 | BRACE,FLAT,FOR CROSSARM 30x6x760 mm. | PCS. | 4 | 4
| 1010210304 | THIMBLE,GUY,FOR STEEL WIRE 50-95 sq.mm. | PCS. | 1 | 0
| 1010230000 | CLAMP,SINGLE U-BOLT,M.8 (WIRE ROPE CLIP) | SET | 6 | 0
| 1010230200 | GROUND WIRE SUPPORT AND CLAMP,FOR WOOD BAYONET | SET | 1 | 0
| 1030000001 | INSULATOR,PIN TYPE,TYPE B (CLASS 56-2) TIS.279 | EACH | 2 | 2
| 1030020000 | INSULATOR,SUSPENSION TYPE A (CLASS 52-1)TIS.354 | PCS. | 9 | 9
| 1030100000 | PIN,INSULATOR,22 KV.SHANK 140 MM.,LEAD HEAD 35 MM.(1 3/8") | EACH | 2 | 2
set22281 | X-ARM-C,3-CCT, 2ND-CCT, SP 0-5 OF PIC
| 1000110001 | CROSSARM,PRESTRESSED CONCRETE,SPUN,H.T. 100X100X2,500 MM. | PCS. | 1 | 1
| 1010100000 | WIRE,STEEL SOLID DIA. 4.0 mm.TIS.71 | KG. | 0.2 | 0
| 1010100002 | WIRE,STEEL STRANDED 25 sq.mm.TIS.404 | M. | 2 | 2
| 1010110200 | BOLT,MACHINE M.16x130 mm. | SET | 2 | 0
| 1010110204 | BOLT,MACHINE M.16x300 mm. | SET | 1 | 1
| 1010110206 | BOLT,MACHINE M.16x400 mm. | SET | 1 | 1
| 1010180100 | WASHER,PLAIN,SQUARE,LARGE 52x52x4.5 mm.HOLE DIA. 18 MM. TIS.258 | PCS. | 5 | 5
| 1010180201 | WASHER,SQUARE,CURVED 60x60x5 mm.HOLE DIA. 22 mm. | PCS. | 3 | 3
| 1010180300 | WASHER LOCK SPRING SIZE 12 MM. GENERAL PURPOSE TIS 259 | PCS | 1 | 1
| 1010200001 | BRACE,FLAT,FOR CROSSARM 30x6x760 mm. | PCS. | 2 | 2
| 1030000001 | INSULATOR,PIN TYPE,TYPE B (CLASS 56-2) TIS.279 | EACH | 3 | 3
| 1030100000 | PIN,INSULATOR,22 KV.SHANK 140 MM.,LEAD HEAD 35 MM.(1 3/8") | EACH | 3 | 3
set22282 | X-ARM-C, 3-CCT, 2 ND-CCT, DP 5-30 OF PIC
| 1000110001 | CROSSARM,PRESTRESSED CONCRETE,SPUN,H.T. 100X100X2,500 MM. | PCS. | 1 | 1
| 1010100000 | WIRE,STEEL SOLID DIA. 4.0 mm.TIS.71 | KG. | 3.5 | 0
| 1010100002 | WIRE,STEEL STRANDED 25 sq.mm.TIS.404 | M. | 2 | 0
| 1010110200 | BOLT,MACHINE M.16x130 mm. | SET | 2 | 0
| 1010110204 | BOLT,MACHINE M.16x300 mm. | SET | 1 | 0
| 1010110206 | BOLT,MACHINE M.16x400 mm. | SET | 1 | 0
| 1010180100 | WASHER,PLAIN,SQUARE,LARGE 52x52x4.5 mm.HOLE DIA. 18 MM. TIS.258 | PCS. | 5 | 1
| 1010180201 | WASHER,SQUARE,CURVED 60x60x5 mm.HOLE DIA. 22 mm. | PCS. | 3 | 0
| 1010180300 | WASHER LOCK SPRING SIZE 12 MM. GENERAL PURPOSE TIS 259 | PCS | 1 | 0
| 1010200001 | BRACE,FLAT,FOR CROSSARM 30x6x760 mm. | PCS. | 2 | 2
| 1030000001 | INSULATOR,PIN TYPE,TYPE B (CLASS 56-2) TIS.279 | EACH | 3 | 3
| 1030100000 | PIN,INSULATOR,22 KV.SHANK 140 MM.,LEAD HEAD 35 MM.(1 3/8") | EACH | 3 | 3
set22283 | X-ARM-C, 3-CCT, 2 ND-CCT, DDE OF PIC
| 1000110004 | CROSSARM,PRESTRESSED CONCRETE,SPUN(FOR DEAD-ENDING) 120X120X2,50 | PCS. | 2 | 2
| 1010110201 | BOLT,MACHINE M.16x170 mm. | SET | 1 | 0
| 1010130003 | BOLT,DOUBLE ARMING,ROUND EYE M.16x600 mm. | SET | 3 | 0
| 1010180001 | NUT,EYE M.16 DIN 582 | PCS | 3 | 0
| 1010180100 | WASHER,PLAIN,SQUARE,LARGE 52x52x4.5 mm.HOLE DIA. 18 MM. TIS.258 | PCS. | 16 | 0
| 1010200001 | BRACE,FLAT,FOR CROSSARM 30x6x760 mm. | PCS. | 4 | 4
| 1030000001 | INSULATOR,PIN TYPE,TYPE B (CLASS 56-2) TIS.279 | EACH | 6 | 6
| 1030020000 | INSULATOR,SUSPENSION TYPE A (CLASS 52-1)TIS.354 | PCS. | 18 | 18
| 1030100000 | PIN,INSULATOR,22 KV.SHANK 140 MM.,LEAD HEAD 35 MM.(1 3/8") | EACH | 6 | 6
set22286 | X-ARM-C, 3-CCT, 2 ND-CCT, DE OF PIC
| 1000110004 | CROSSARM,PRESTRESSED CONCRETE,SPUN(FOR DEAD-ENDING) 120X120X2,50 | PCS. | 2 | 2
| 1010100002 | WIRE,STEEL STRANDED 25 sq.mm.TIS.404 | M. | 2 | 0
| 1010110201 | BOLT,MACHINE M.16x170 mm. | SET | 4 | 0
| 1010110209 | BOLT MACHINE M.16X600 MM. | SET | 1 | 0
| 1010130003 | BOLT,DOUBLE ARMING,ROUND EYE M.16x600 mm. | SET | 3 | 0
| 1010180100 | WASHER,PLAIN,SQUARE,LARGE 52x52x4.5 mm.HOLE DIA. 18 MM. TIS.258 | PCS. | 14 | 0
| 1010200001 | BRACE,FLAT,FOR CROSSARM 30x6x760 mm. | PCS. | 4 | 4
| 1010230000 | CLAMP,SINGLE U-BOLT,M.8 (WIRE ROPE CLIP) | SET | 2 | 0
| 1030020000 | INSULATOR,SUSPENSION TYPE A (CLASS 52-1)TIS.354 | PCS. | 9 | 0
set22287 | X-ARM-C, 3-CCT, 2 ND-CCT, BA
| 1000110004 | CROSSARM,PRESTRESSED CONCRETE,SPUN(FOR DEAD-ENDING) 120X120X2,50 | PCS. | 2 | 2
| 1010110201 | BOLT,MACHINE M.16x170 mm. | SET | 4 | 0
| 1010110205 | BOLT,MACHINE M.16x350 mm. | SET | 1 | 0
| 1010130003 | BOLT,DOUBLE ARMING,ROUND EYE M.16x600 mm. | SET | 3 | 0
| 1010180100 | WASHER,PLAIN,SQUARE,LARGE 52x52x4.5 mm.HOLE DIA. 18 MM. TIS.258 | PCS. | 14 | 0
| 1010200001 | BRACE,FLAT,FOR CROSSARM 30x6x760 mm. | PCS. | 4 | 4
| 1030000001 | INSULATOR,PIN TYPE,TYPE B (CLASS 56-2) TIS.279 | EACH | 2 | 2
| 1030020000 | INSULATOR,SUSPENSION TYPE A (CLASS 52-1)TIS.354 | PCS. | 9 | 9
| 1030100000 | PIN,INSULATOR,22 KV.SHANK 140 MM.,LEAD HEAD 35 MM.(1 3/8") | EACH | 2 | 2
set22311 | X-ARM-C,3-CCT,3RD-CCT,SP(14.30 m)
| 1000110001 | CROSSARM,PRESTRESSED CONCRETE,SPUN,H.T. 100X100X2,500 MM. | PCS. | 1 | 1
| 1010100000 | WIRE,STEEL SOLID DIA. 4.0 mm.TIS.71 | KG. | 0.35 | 0
| 1010110200 | BOLT,MACHINE M.16x130 mm. | SET | 2 | 0
| 1010110204 | BOLT,MACHINE M.16x300 mm. | SET | 1 | 0
| 1010110206 | BOLT,MACHINE M.16x400 mm. | SET | 1 | 0
| 1010180100 | WASHER,PLAIN,SQUARE,LARGE 52x52x4.5 mm.HOLE DIA. 18 MM. TIS.258 | PCS. | 5 | 0
| 1010180201 | WASHER,SQUARE,CURVED 60x60x5 mm.HOLE DIA. 22 mm. | PCS. | 3 | 0
| 1010180301 | WASHER,LOCK,SPRING,SIZE 16 mm.,GENERAL PURPOSE,TIS.259 | PCS. | 1 | 0
| 1010200001 | BRACE,FLAT,FOR CROSSARM 30x6x760 mm. | PCS. | 2 | 2
| 1010230000 | CLAMP,SINGLE U-BOLT,M.8 (WIRE ROPE CLIP) | SET | 1 | 0
| 1030000001 | INSULATOR,PIN TYPE,TYPE B (CLASS 56-2) TIS.279 | EACH | 3 | 3
| 1030100000 | PIN,INSULATOR,22 KV.SHANK 140 MM.,LEAD HEAD 35 MM.(1 3/8") | EACH | 3 | 3
set22381 | #N/A
| 1000110001 | CROSSARM,PRESTRESSED CONCRETE,SPUN,H.T. 100X100X2,500 MM. | PCS. | 1 | 1
| 1010100002 | WIRE,STEEL STRANDED 25 sq.mm.TIS.404 | M. | 2 | 0
| 1010110200 | BOLT,MACHINE M.16x130 mm. | SET | 2 | 2
| 1010110205 | BOLT,MACHINE M.16x350 mm. | SET | 1 | 1
| 1010110206 | BOLT,MACHINE M.16x400 mm. | SET | 1 | 1
| 1010180100 | WASHER,PLAIN,SQUARE,LARGE 52x52x4.5 mm.HOLE DIA. 18 MM. TIS.258 | PCS. | 5 | 0
| 1010180201 | WASHER,SQUARE,CURVED 60x60x5 mm.HOLE DIA. 22 mm. | PCS. | 3 | 3
| 1010180300 | WASHER LOCK SPRING SIZE 12 MM. GENERAL PURPOSE TIS 259 | PCS | 1 | 0
| 1010200001 | BRACE,FLAT,FOR CROSSARM 30x6x760 mm. | PCS. | 2 | 2
set22382 | #N/A
| 1000110001 | CROSSARM,PRESTRESSED CONCRETE,SPUN,H.T. 100X100X2,500 MM. | PCS. | 1 | 1
| 1010100002 | WIRE,STEEL STRANDED 25 sq.mm.TIS.404 | M. | 2 | 0
| 1010110200 | BOLT,MACHINE M.16x130 mm. | SET | 2 | 0
| 1010110205 | BOLT,MACHINE M.16x350 mm. | SET | 1 | 0
| 1010110206 | BOLT,MACHINE M.16x400 mm. | SET | 1 | 0
| 1010180100 | WASHER,PLAIN,SQUARE,LARGE 52x52x4.5 mm.HOLE DIA. 18 MM. TIS.258 | PCS. | 5 | 0
| 1010180201 | WASHER,SQUARE,CURVED 60x60x5 mm.HOLE DIA. 22 mm. | PCS. | 3 | 0
| 1010180300 | WASHER LOCK SPRING SIZE 12 MM. GENERAL PURPOSE TIS 259 | PCS | 1 | 0
| 1010200001 | BRACE,FLAT,FOR CROSSARM 30x6x760 mm. | PCS. | 2 | 2
set22383 | #N/A
| 1000110004 | CROSSARM,PRESTRESSED CONCRETE,SPUN(FOR DEAD-ENDING) 120X120X2,50 | PCS. | 2 | 2
| 1010110201 | BOLT,MACHINE M.16x170 mm. | SET | 2 | 0
| 1010110209 | BOLT MACHINE M.16X600 MM. | SET | 1 | 0
| 1010180100 | WASHER,PLAIN,SQUARE,LARGE 52x52x4.5 mm.HOLE DIA. 18 MM. TIS.258 | PCS. | 8 | 0
| 1010200001 | BRACE,FLAT,FOR CROSSARM 30x6x760 mm. | PCS. | 2 | 2
set22386 | #N/A
| 1000110004 | CROSSARM,PRESTRESSED CONCRETE,SPUN(FOR DEAD-ENDING) 120X120X2,50 | PCS. | 2 | 2
| 1010100002 | WIRE,STEEL STRANDED 25 sq.mm.TIS.404 | M. | 2 | 0
| 1010110201 | BOLT,MACHINE M.16x170 mm. | SET | 4 | 0
| 1010110205 | BOLT,MACHINE M.16x350 mm. | SET | 1 | 0
| 1010130003 | BOLT,DOUBLE ARMING,ROUND EYE M.16x600 mm. | SET | 3 | 0
| 1010180100 | WASHER,PLAIN,SQUARE,LARGE 52x52x4.5 mm.HOLE DIA. 18 MM. TIS.258 | PCS. | 14 | 0
| 1010200001 | BRACE,FLAT,FOR CROSSARM 30x6x760 mm. | PCS. | 4 | 4
| 1010230000 | CLAMP,SINGLE U-BOLT,M.8 (WIRE ROPE CLIP) | SET | 2 | 0
| 1030020000 | INSULATOR,SUSPENSION TYPE A (CLASS 52-1)TIS.354 | PCS. | 9 | 0
set22486 | X-ARM-C, 4-CCT, 3 RD-CCT, DE OF AERIAL
| 1010000302 | STEEL CHANNEL, 150x75x6.5 MM. 4,500 MM.LONG | PCS | 2 | 2
| 1010100002 | WIRE,STEEL STRANDED 25 sq.mm.TIS.404 | M. | 4 | 0
| 1010110202 | BOLT,MACHINE M.16x200 mm. | SET | 4 | 0
| 1010110206 | BOLT,MACHINE M.16x400 mm. | SET | 1 | 0
| 1010110207 | BOLT,MACHINE M.16x450 mm. | SET | 1 | 0
| 1010130001 | BOLT,DOUBLE ARMING,ROUND EYE M.16x450 mm. | SET | 8 | 0
| 1010180100 | WASHER,PLAIN,SQUARE,LARGE 52x52x4.5 mm.HOLE DIA. 18 MM. TIS.258 | PCS. | 38 | 0
| 1010200007 | BRACE,ANGLE STEEL 50x50x6 mm. 1,800 mm.WIDE 450 mm.DROP | PCS. | 2 | 2
| 1030020000 | INSULATOR,SUSPENSION TYPE A (CLASS 52-1)TIS.354 | PCS. | 18 | 18
set23001 | GY-21,DE SIZE 50 SQ.MM.
| 1000040001 | ANCHOR,PLATE,REINFORCED CONCRETE 550X550X150 MM. | EACH | 1 | 0
| 1010100004 | WIRE,STEEL STRANDED 50/7 sq.mm.TIS.404 | M. | 16 | 0
| 1010180100 | WASHER,PLAIN,SQUARE,LARGE 52x52x4.5 mm.HOLE DIA. 18 MM. TIS.258 | PCS. | 1 | 0
| 1010210000 | ROD,ANCHOR,ROUND EYE M.16, 2,000 mm.LONG | SET | 1 | 0
| 1010210201 | BOLT,STRAND EYE,SINGLE 45 DEGREE M.16x250 mm. | SET | 1 | 0
| 1010210304 | THIMBLE,GUY,FOR STEEL WIRE 50-95 sq.mm. | PCS. | 1 | 0
| 1010230000 | CLAMP,SINGLE U-BOLT,M.8 (WIRE ROPE CLIP) | SET | 6 | 0
| 1030030103 | INSULATOR,STRAIN,TYPE D (CLASS 54-4)TIS.280 | PCS. | 1 | 0
set23002 | GY-21,DE SIZE 95 SQ.MM.
| 1000040001 | ANCHOR,PLATE,REINFORCED CONCRETE 550X550X150 MM. | EACH | 1 | 0
| 1010100006 | WIRE,STEEL STRANDED 95 sq.mm.TIS.404 | M. | 16 | 0
| 1010180100 | WASHER,PLAIN,SQUARE,LARGE 52x52x4.5 mm.HOLE DIA. 18 MM. TIS.258 | PCS. | 1 | 0
| 1010210000 | ROD,ANCHOR,ROUND EYE M.16, 2,000 mm.LONG | SET | 1 | 0
| 1010210201 | BOLT,STRAND EYE,SINGLE 45 DEGREE M.16x250 mm. | SET | 1 | 0
| 1010210304 | THIMBLE,GUY,FOR STEEL WIRE 50-95 sq.mm. | PCS. | 1 | 0
| 1010230001 | CLAMP,DOUBLE U-BOLT,M.16 (WIRE ROPE CLIP) | SET | 4 | 0
| 1030030103 | INSULATOR,STRAIN,TYPE D (CLASS 54-4)TIS.280 | PCS. | 1 | 0
set23003 | GY-22,DE SIZE 50 SQ.MM.
| 1000040001 | ANCHOR,PLATE,REINFORCED CONCRETE 550X550X150 MM. | EACH | 1 | 0
| 1010100004 | WIRE,STEEL STRANDED 50/7 sq.mm.TIS.404 | M. | 18 | 0
| 1010180100 | WASHER,PLAIN,SQUARE,LARGE 52x52x4.5 mm.HOLE DIA. 18 MM. TIS.258 | PCS. | 1 | 0
| 1010210000 | ROD,ANCHOR,ROUND EYE M.16, 2,000 mm.LONG | SET | 1 | 0
| 1010210201 | BOLT,STRAND EYE,SINGLE 45 DEGREE M.16x250 mm. | SET | 1 | 0
| 1010210304 | THIMBLE,GUY,FOR STEEL WIRE 50-95 sq.mm. | PCS. | 1 | 0
| 1010230000 | CLAMP,SINGLE U-BOLT,M.8 (WIRE ROPE CLIP) | SET | 6 | 0
| 1030030103 | INSULATOR,STRAIN,TYPE D (CLASS 54-4)TIS.280 | PCS. | 2 | 0
set23004 | GY-22,DE SIZE 95 SQ.MM.
| 1000040001 | ANCHOR,PLATE,REINFORCED CONCRETE 550X550X150 MM. | EACH | 1 | 0
| 1010100006 | WIRE,STEEL STRANDED 95 sq.mm.TIS.404 | M. | 18 | 0
| 1010180100 | WASHER,PLAIN,SQUARE,LARGE 52x52x4.5 mm.HOLE DIA. 18 MM. TIS.258 | PCS. | 1 | 0
| 1010210000 | ROD,ANCHOR,ROUND EYE M.16, 2,000 mm.LONG | SET | 1 | 0
| 1010210201 | BOLT,STRAND EYE,SINGLE 45 DEGREE M.16x250 mm. | SET | 1 | 0
| 1010210304 | THIMBLE,GUY,FOR STEEL WIRE 50-95 sq.mm. | PCS. | 1 | 0
| 1010230001 | CLAMP,DOUBLE U-BOLT,M.16 (WIRE ROPE CLIP) | SET | 4 | 0
| 1030030103 | INSULATOR,STRAIN,TYPE D (CLASS 54-4)TIS.280 | PCS. | 2 | 0
set23005 | DEADEND GUY AND SIDE GUY, GY-21, SIZE 95 SQ.MM., ON 12.2 M. POLE (ASSEMBLY NO. 8452, 8408)
| 1000040003 | ANCHOR, PLATE, REINFORCED CONCRETE 600 X 600 X 180 MM. | EACH | 1 | 0
| 1010100006 | WIRE,STEEL STRANDED 95 sq.mm.TIS.404 | M. | 16 | 0
| 1010180100 | WASHER,PLAIN,SQUARE,LARGE 52x52x4.5 mm.HOLE DIA. 18 MM. TIS.258 | PCS. | 1 | 0
| 1010210000 | ROD,ANCHOR,ROUND EYE M.16, 2,000 mm.LONG | SET | 1 | 0
| 1010210201 | BOLT,STRAND EYE,SINGLE 45 DEGREE M.16x250 mm. | SET | 1 | 0
| 1010210304 | THIMBLE,GUY,FOR STEEL WIRE 50-95 sq.mm. | PCS. | 1 | 0
| 1010230001 | CLAMP,DOUBLE U-BOLT,M.16 (WIRE ROPE CLIP) | SET | 4 | 0
| 1030030103 | INSULATOR,STRAIN,TYPE D (CLASS 54-4)TIS.280 | PCS. | 1 | 0
set23006 | DEADEND GUY AND SIDE GUY, GY-21, SIZE 95 SQ.MM., ON 14.3 M. POLE (ASSEMBLY NO. 8452, 8408)
| 1000040003 | ANCHOR, PLATE, REINFORCED CONCRETE 600 X 600 X 180 MM. | EACH | 1 | 0
| 1010100006 | WIRE,STEEL STRANDED 95 sq.mm.TIS.404 | M. | 18 | 0
| 1010180100 | WASHER,PLAIN,SQUARE,LARGE 52x52x4.5 mm.HOLE DIA. 18 MM. TIS.258 | PCS. | 1 | 0
| 1010210000 | ROD,ANCHOR,ROUND EYE M.16, 2,000 mm.LONG | SET | 1 | 0
| 1010210202 | BOLT,STRAND EYE,SINGLE 45 DEGREE M.16X350 MM. | SET | 1 | 0
| 1010210304 | THIMBLE,GUY,FOR STEEL WIRE 50-95 sq.mm. | PCS. | 1 | 0
| 1010230001 | CLAMP,DOUBLE U-BOLT,M.16 (WIRE ROPE CLIP) | SET | 4 | 0
| 1030030103 | INSULATOR,STRAIN,TYPE D (CLASS 54-4)TIS.280 | PCS. | 1 | 0
set23007 | DEADEND GUY, GY-22, SIZE 95 SQ.MM., ON 12.2 M. POLE (ASSEMBLY NO. 8452, 8408, 8409)
| 1000040003 | ANCHOR, PLATE, REINFORCED CONCRETE 600 X 600 X 180 MM. | EACH | 1 | 0
| 1010100006 | WIRE,STEEL STRANDED 95 sq.mm.TIS.404 | M. | 17 | 0
| 1010180100 | WASHER,PLAIN,SQUARE,LARGE 52x52x4.5 mm.HOLE DIA. 18 MM. TIS.258 | PCS. | 1 | 0
| 1010210000 | ROD,ANCHOR,ROUND EYE M.16, 2,000 mm.LONG | SET | 1 | 0
| 1010210201 | BOLT,STRAND EYE,SINGLE 45 DEGREE M.16x250 mm. | SET | 1 | 0
| 1010210304 | THIMBLE,GUY,FOR STEEL WIRE 50-95 sq.mm. | PCS. | 1 | 0
| 1010230001 | CLAMP,DOUBLE U-BOLT,M.16 (WIRE ROPE CLIP) | SET | 4 | 0
| 1030030103 | INSULATOR,STRAIN,TYPE D (CLASS 54-4)TIS.280 | PCS. | 2 | 0
set23008 | DEADEND GUY AND SIDE GUY, GY-22, SIZE 95 SQ.MM., ON 14.3 M. POLE (ASSEMBLY NO. 8452, 8408, 8409)
| 1000040003 | ANCHOR, PLATE, REINFORCED CONCRETE 600 X 600 X 180 MM. | EACH | 1 | 0
| 1010100006 | WIRE,STEEL STRANDED 95 sq.mm.TIS.404 | M. | 19 | 0
| 1010180100 | WASHER,PLAIN,SQUARE,LARGE 52x52x4.5 mm.HOLE DIA. 18 MM. TIS.258 | PCS. | 1 | 0
| 1010210000 | ROD,ANCHOR,ROUND EYE M.16, 2,000 mm.LONG | SET | 1 | 0
| 1010210202 | BOLT,STRAND EYE,SINGLE 45 DEGREE M.16X350 MM. | SET | 1 | 0
| 1010210304 | THIMBLE,GUY,FOR STEEL WIRE 50-95 sq.mm. | PCS. | 1 | 0
| 1010230001 | CLAMP,DOUBLE U-BOLT,M.16 (WIRE ROPE CLIP) | SET | 4 | 0
| 1030030103 | INSULATOR,STRAIN,TYPE D (CLASS 54-4)TIS.280 | PCS. | 2 | 0
set23019 | GY-24,DE SIZE 50 SQ.MM.
| 1010100004 | WIRE,STEEL STRANDED 50/7 sq.mm.TIS.404 | M. | 15 | 0
| 1010140001 | BOLT, ROUNG EYE M 16X200 MM. | SET | 1 | 0
| 1010140002 | BOLT,ROUND EYE M.16x250 mm. | SET | 1 | 0
| 1010180100 | WASHER,PLAIN,SQUARE,LARGE 52x52x4.5 mm.HOLE DIA. 18 MM. TIS.258 | PCS. | 3 | 0
| 1010210304 | THIMBLE,GUY,FOR STEEL WIRE 50-95 sq.mm. | PCS. | 2 | 0
| 1010230000 | CLAMP,SINGLE U-BOLT,M.8 (WIRE ROPE CLIP) | SET | 6 | 0
| 1030030103 | INSULATOR,STRAIN,TYPE D (CLASS 54-4)TIS.280 | PCS. | 1 | 0
set23020 | GY-24,DE SIZE 95 SQ.MM.
| 1010100006 | WIRE,STEEL STRANDED 95 sq.mm.TIS.404 | M. | 15 | 0
| 1010140001 | BOLT, ROUNG EYE M 16X200 MM. | SET | 1 | 0
| 1010140002 | BOLT,ROUND EYE M.16x250 mm. | SET | 1 | 0
| 1010180100 | WASHER,PLAIN,SQUARE,LARGE 52x52x4.5 mm.HOLE DIA. 18 MM. TIS.258 | PCS. | 3 | 0
| 1010210304 | THIMBLE,GUY,FOR STEEL WIRE 50-95 sq.mm. | PCS. | 2 | 0
| 1010230001 | CLAMP,DOUBLE U-BOLT,M.16 (WIRE ROPE CLIP) | SET | 4 | 0
| 1030030103 | INSULATOR,STRAIN,TYPE D (CLASS 54-4)TIS.280 | PCS. | 1 | 0
set23021 | GY-25,DE SIZE 50 SQ.MM.
| 1010100004 | WIRE,STEEL STRANDED 50/7 sq.mm.TIS.404 | M. | 15 | 0
| 1010140001 | BOLT, ROUNG EYE M 16X200 MM. | SET | 1 | 0
| 1010180001 | NUT,EYE M.16 DIN 582 | PCS | 1 | 0
| 1010180100 | WASHER,PLAIN,SQUARE,LARGE 52x52x4.5 mm.HOLE DIA. 18 MM. TIS.258 | PCS. | 1 | 0
| 1010210304 | THIMBLE,GUY,FOR STEEL WIRE 50-95 sq.mm. | PCS. | 2 | 0
| 1010230000 | CLAMP,SINGLE U-BOLT,M.8 (WIRE ROPE CLIP) | SET | 6 | 0
| 1030030103 | INSULATOR,STRAIN,TYPE D (CLASS 54-4)TIS.280 | PCS. | 1 | 0
set23022 | GY-25,DE SIZE 95 SQ.MM.
| 1010100006 | WIRE,STEEL STRANDED 95 sq.mm.TIS.404 | M. | 15 | 0
| 1010110206 | BOLT,MACHINE M.16x400 mm. | SET | 1 | 0
| 1010140001 | BOLT, ROUNG EYE M 16X200 MM. | SET | 1 | 0
| 1010180001 | NUT,EYE M.16 DIN 582 | PCS | 1 | 0
| 1010180100 | WASHER,PLAIN,SQUARE,LARGE 52x52x4.5 mm.HOLE DIA. 18 MM. TIS.258 | PCS. | 1 | 0
| 1010210304 | THIMBLE,GUY,FOR STEEL WIRE 50-95 sq.mm. | PCS. | 2 | 0
| 1010230001 | CLAMP,DOUBLE U-BOLT,M.16 (WIRE ROPE CLIP) | SET | 4 | 0
| 1030030103 | INSULATOR,STRAIN,TYPE D (CLASS 54-4)TIS.280 | PCS. | 1 | 0
set23031 | SIDEWALK GUY SIZE 50 SQ.MM.
| 1010110203 | BOLT,MACHINE M.16x250 mm. | SET | 1 | 0
| 1010180100 | WASHER,PLAIN,SQUARE,LARGE 52x52x4.5 mm.HOLE DIA. 18 MM. TIS.258 | PCS. | 1 | 0
| 1010210100 | SET OF SIDEWALK GUY ARM FOR PIPE 50 mm.(2"), 2,500 mm. LONG | SET | 1 | 1
set23032 | SIDEWALK GUY SIZE 95 SQ.MM.
| 1010110205 | BOLT,MACHINE M.16x350 mm. | SET | 1 | 0
| 1010180100 | WASHER,PLAIN,SQUARE,LARGE 52x52x4.5 mm.HOLE DIA. 18 MM. TIS.258 | PCS. | 1 | 0
| 1010210101 | SET OF SIDEWALK GUY ARM FOR PIPE 80 mm.(3"), 3,000 mm. LONG | SET | 1 | 1
set23045 | GY-23 SIZE 50 SQ.MM.
| 1000040001 | ANCHOR,PLATE,REINFORCED CONCRETE 550X550X150 MM. | EACH | 2 | 0
| 1010100004 | WIRE,STEEL STRANDED 50/7 sq.mm.TIS.404 | M. | 32 | 0
| 1010110203 | BOLT,MACHINE M.16x250 mm. | SET | 1 | 0
| 1010210000 | ROD,ANCHOR,ROUND EYE M.16, 2,000 mm.LONG | SET | 2 | 0
| 1010210300 | ANGLE GUY ATTACHMENT 30 DEGREE. | PCS. | 2 | 2
| 1010210304 | THIMBLE,GUY,FOR STEEL WIRE 50-95 sq.mm. | PCS. | 2 | 0
| 1010230000 | CLAMP,SINGLE U-BOLT,M.8 (WIRE ROPE CLIP) | SET | 12 | 0
| 1030030103 | INSULATOR,STRAIN,TYPE D (CLASS 54-4)TIS.280 | PCS. | 2 | 0
set23065 | GY-23 SIZE 95 SQ.MM.
| 1000040001 | ANCHOR,PLATE,REINFORCED CONCRETE 550X550X150 MM. | EACH | 2 | 0
| 1010100006 | WIRE,STEEL STRANDED 95 sq.mm.TIS.404 | M. | 32 | 0
| 1010110204 | BOLT,MACHINE M.16x300 mm. | SET | 1 | 0
| 1010210000 | ROD,ANCHOR,ROUND EYE M.16, 2,000 mm.LONG | SET | 2 | 0
| 1010210300 | ANGLE GUY ATTACHMENT 30 DEGREE. | PCS. | 2 | 2
| 1010210304 | THIMBLE,GUY,FOR STEEL WIRE 50-95 sq.mm. | PCS. | 2 | 0
| 1010230001 | CLAMP,DOUBLE U-BOLT,M.16 (WIRE ROPE CLIP) | SET | 12 | 0
| 1030030103 | INSULATOR,STRAIN,TYPE D (CLASS 54-4)TIS.280 | PCS. | 2 | 0
set23066 | STORM GUY, GY-23 SIZE 50 SQ.MM., ON 12.2 M. POLE (ASSEMBLY NO. 8456, 8408)
| 1000040003 | ANCHOR, PLATE, REINFORCED CONCRETE 600 X 600 X 180 MM. | EACH | 2 | 0
| 1010100004 | WIRE,STEEL STRANDED 50/7 sq.mm.TIS.404 | M. | 32 | 0
| 1010110203 | BOLT,MACHINE M.16x250 mm. | SET | 1 | 0
| 1010210000 | ROD,ANCHOR,ROUND EYE M.16, 2,000 mm.LONG | SET | 2 | 0
| 1010210300 | ANGLE GUY ATTACHMENT 30 DEGREE. | PCS. | 2 | 2
| 1010210304 | THIMBLE,GUY,FOR STEEL WIRE 50-95 sq.mm. | PCS. | 2 | 0
| 1010230000 | CLAMP,SINGLE U-BOLT,M.8 (WIRE ROPE CLIP) | SET | 12 | 0
| 1030030103 | INSULATOR,STRAIN,TYPE D (CLASS 54-4)TIS.280 | PCS. | 2 | 0
set23067 | STORM GUY, GY-23 SIZE 50 SQ.MM., ON 14.3 M. POLE (ASSEMBLY NO. 8456, 8408)
| 1000040003 | ANCHOR, PLATE, REINFORCED CONCRETE 600 X 600 X 180 MM. | EACH | 2 | 0
| 1010100004 | WIRE,STEEL STRANDED 50/7 sq.mm.TIS.404 | M. | 36 | 0
| 1010110204 | BOLT,MACHINE M.16x300 mm. | SET | 1 | 0
| 1010210000 | ROD,ANCHOR,ROUND EYE M.16, 2,000 mm.LONG | SET | 2 | 0
| 1010210300 | ANGLE GUY ATTACHMENT 30 DEGREE. | PCS. | 2 | 2
| 1010210304 | THIMBLE,GUY,FOR STEEL WIRE 50-95 sq.mm. | PCS. | 2 | 0
| 1010230000 | CLAMP,SINGLE U-BOLT,M.8 (WIRE ROPE CLIP) | SET | 12 | 0
| 1030030103 | INSULATOR,STRAIN,TYPE D (CLASS 54-4)TIS.280 | PCS. | 2 | 0
set23068 | LINE GUY, GY-23 SIZE 95 SQ.MM., ON 12.2 M. POLE (ASSEMBLY NO. 8408)
| 1000040003 | ANCHOR, PLATE, REINFORCED CONCRETE 600 X 600 X 180 MM. | EACH | 2 | 0
| 1010100006 | WIRE,STEEL STRANDED 95 sq.mm.TIS.404 | M. | 32 | 0
| 1010110203 | BOLT,MACHINE M.16x250 mm. | SET | 1 | 0
| 1010210000 | ROD,ANCHOR,ROUND EYE M.16, 2,000 mm.LONG | SET | 2 | 0
| 1010210300 | ANGLE GUY ATTACHMENT 30 DEGREE. | PCS. | 2 | 2
| 1010210304 | THIMBLE,GUY,FOR STEEL WIRE 50-95 sq.mm. | PCS. | 2 | 0
| 1010230001 | CLAMP,DOUBLE U-BOLT,M.16 (WIRE ROPE CLIP) | SET | 8 | 0
| 1030030103 | INSULATOR,STRAIN,TYPE D (CLASS 54-4)TIS.280 | PCS. | 2 | 0
set23069 | LINE GUY, GY-23 SIZE 95 SQ.MM., ON 14.3 M. POLE (ASSEMBLY NO. 8408)
| 1000040003 | ANCHOR, PLATE, REINFORCED CONCRETE 600 X 600 X 180 MM. | EACH | 2 | 0
| 1010100006 | WIRE,STEEL STRANDED 95 sq.mm.TIS.404 | M. | 32 | 0
| 1010110204 | BOLT,MACHINE M.16x300 mm. | SET | 1 | 0
| 1010210000 | ROD,ANCHOR,ROUND EYE M.16, 2,000 mm.LONG | SET | 2 | 0
| 1010210300 | ANGLE GUY ATTACHMENT 30 DEGREE. | PCS. | 2 | 2
| 1010210304 | THIMBLE,GUY,FOR STEEL WIRE 50-95 sq.mm. | PCS. | 2 | 0
| 1010230001 | CLAMP,DOUBLE U-BOLT,M.16 (WIRE ROPE CLIP) | SET | 8 | 0
| 1030030103 | INSULATOR,STRAIN,TYPE D (CLASS 54-4)TIS.280 | PCS. | 2 | 0
set23070 | GY-27,DE SIZE 50 SQ.MM.
| 1000040001 | ANCHOR,PLATE,REINFORCED CONCRETE 550X550X150 MM. | EACH | 1 | 0
| 1010100004 | WIRE,STEEL STRANDED 50/7 sq.mm.TIS.404 | M. | 18 | 0
| 1010210000 | ROD,ANCHOR,ROUND EYE M.16, 2,000 mm.LONG | SET | 1 | 0
| 1010210300 | ANGLE GUY ATTACHMENT 30 DEGREE. | PCS. | 1 | 1
| 1010210304 | THIMBLE,GUY,FOR STEEL WIRE 50-95 sq.mm. | PCS. | 1 | 0
| 1010230000 | CLAMP,SINGLE U-BOLT,M.8 (WIRE ROPE CLIP) | SET | 8 | 0
set23071 | GY-27A,DE SIZE 50 SQ.MM.
| 1000040001 | ANCHOR,PLATE,REINFORCED CONCRETE 550X550X150 MM. | EACH | 1 | 0
| 1010100004 | WIRE,STEEL STRANDED 50/7 sq.mm.TIS.404 | M. | 18 | 0
| 1010210000 | ROD,ANCHOR,ROUND EYE M.16, 2,000 mm.LONG | SET | 1 | 0
| 1010210300 | ANGLE GUY ATTACHMENT 30 DEGREE. | PCS. | 1 | 1
| 1010210304 | THIMBLE,GUY,FOR STEEL WIRE 50-95 sq.mm. | PCS. | 1 | 0
| 1010230000 | CLAMP,SINGLE U-BOLT,M.8 (WIRE ROPE CLIP) | SET | 3 | 0
| 1030030103 | INSULATOR,STRAIN,TYPE D (CLASS 54-4)TIS.280 | PCS. | 2 | 0
set23072 | GY-27B,DE SIZE 50 SQ.MM.
| 1000040001 | ANCHOR,PLATE,REINFORCED CONCRETE 550X550X150 MM. | EACH | 1 | 0
| 1010100004 | WIRE,STEEL STRANDED 50/7 sq.mm.TIS.404 | M. | 20 | 0
| 1010210000 | ROD,ANCHOR,ROUND EYE M.16, 2,000 mm.LONG | SET | 1 | 0
| 1010210300 | ANGLE GUY ATTACHMENT 30 DEGREE. | PCS. | 1 | 1
| 1010210304 | THIMBLE,GUY,FOR STEEL WIRE 50-95 sq.mm. | PCS. | 1 | 0
| 1010230000 | CLAMP,SINGLE U-BOLT,M.8 (WIRE ROPE CLIP) | SET | 3 | 0
| 1030030103 | INSULATOR,STRAIN,TYPE D (CLASS 54-4)TIS.280 | PCS. | 3 | 0
set23073 | GY-28,DE SIZE 50 SQ.MM.
| 1000040001 | ANCHOR,PLATE,REINFORCED CONCRETE 550X550X150 MM. | EACH | 1 | 0
| 1010100004 | WIRE,STEEL STRANDED 50/7 sq.mm.TIS.404 | M. | 34 | 0
| 1010180100 | WASHER,PLAIN,SQUARE,LARGE 52x52x4.5 mm.HOLE DIA. 18 MM. TIS.258 | PCS. | 1 | 0
| 1010210003 | ROD,ANCHOR,DOUBLE STRAND EYE,M.20, 2,500 mm.LONG | SET | 1 | 0
| 1010210201 | BOLT,STRAND EYE,SINGLE 45 DEGREE M.16x250 mm. | SET | 1 | 0
| 1010210300 | ANGLE GUY ATTACHMENT 30 DEGREE. | PCS. | 1 | 1
| 1010230000 | CLAMP,SINGLE U-BOLT,M.8 (WIRE ROPE CLIP) | SET | 11 | 0
| 1030030103 | INSULATOR,STRAIN,TYPE D (CLASS 54-4)TIS.280 | PCS. | 1 | 0
set23074 | GY-28,DE SIZE 95 SQ.MM.
| 1000040001 | ANCHOR,PLATE,REINFORCED CONCRETE 550X550X150 MM. | EACH | 1 | 0
| 1010100004 | WIRE,STEEL STRANDED 50/7 sq.mm.TIS.404 | M. | 18 | 0
| 1010100006 | WIRE,STEEL STRANDED 95 sq.mm.TIS.404 | M. | 16 | 0
| 1010180100 | WASHER,PLAIN,SQUARE,LARGE 52x52x4.5 mm.HOLE DIA. 18 MM. TIS.258 | PCS. | 1 | 0
| 1010210003 | ROD,ANCHOR,DOUBLE STRAND EYE,M.20, 2,500 mm.LONG | SET | 1 | 0
| 1010210201 | BOLT,STRAND EYE,SINGLE 45 DEGREE M.16x250 mm. | SET | 1 | 0
| 1010210300 | ANGLE GUY ATTACHMENT 30 DEGREE. | PCS. | 1 | 1
| 1010230000 | CLAMP,SINGLE U-BOLT,M.8 (WIRE ROPE CLIP) | SET | 8 | 0
| 1010230001 | CLAMP,DOUBLE U-BOLT,M.16 (WIRE ROPE CLIP) | SET | 2 | 0
| 1030030103 | INSULATOR,STRAIN,TYPE D (CLASS 54-4)TIS.280 | PCS. | 1 | 0
set23075 | GY-28A,DE SIZE 50 SQ.MM.
| 1000040001 | ANCHOR,PLATE,REINFORCED CONCRETE 550X550X150 MM. | EACH | 1 | 0
| 1010100004 | WIRE,STEEL STRANDED 50/7 sq.mm.TIS.404 | M. | 34 | 0
| 1010180100 | WASHER,PLAIN,SQUARE,LARGE 52x52x4.5 mm.HOLE DIA. 18 MM. TIS.258 | PCS. | 1 | 0
| 1010210003 | ROD,ANCHOR,DOUBLE STRAND EYE,M.20, 2,500 mm.LONG | SET | 1 | 0
| 1010210201 | BOLT,STRAND EYE,SINGLE 45 DEGREE M.16x250 mm. | SET | 1 | 0
| 1010210300 | ANGLE GUY ATTACHMENT 30 DEGREE. | PCS. | 1 | 1
| 1010230000 | CLAMP,SINGLE U-BOLT,M.8 (WIRE ROPE CLIP) | SET | 6 | 0
| 1030030103 | INSULATOR,STRAIN,TYPE D (CLASS 54-4)TIS.280 | PCS. | 3 | 0
set23076 | GY-28A,DE SIZE 95 SQ.MM.
| 1000040001 | ANCHOR,PLATE,REINFORCED CONCRETE 550X550X150 MM. | EACH | 1 | 0
| 1010100004 | WIRE,STEEL STRANDED 50/7 sq.mm.TIS.404 | M. | 18 | 0
| 1010100006 | WIRE,STEEL STRANDED 95 sq.mm.TIS.404 | M. | 16 | 0
| 1010180100 | WASHER,PLAIN,SQUARE,LARGE 52x52x4.5 mm.HOLE DIA. 18 MM. TIS.258 | PCS. | 1 | 0
| 1010210003 | ROD,ANCHOR,DOUBLE STRAND EYE,M.20, 2,500 mm.LONG | SET | 1 | 0
| 1010210201 | BOLT,STRAND EYE,SINGLE 45 DEGREE M.16x250 mm. | SET | 1 | 0
| 1010210300 | ANGLE GUY ATTACHMENT 30 DEGREE. | PCS. | 1 | 1
| 1010230000 | CLAMP,SINGLE U-BOLT,M.8 (WIRE ROPE CLIP) | SET | 3 | 0
| 1010230001 | CLAMP,DOUBLE U-BOLT,M.16 (WIRE ROPE CLIP) | SET | 2 | 0
| 1030030103 | INSULATOR,STRAIN,TYPE D (CLASS 54-4)TIS.280 | PCS. | 3 | 0
set23077 | GY-28B,DE SIZE 50 SQ.MM.
| 1000040001 | ANCHOR,PLATE,REINFORCED CONCRETE 550X550X150 MM. | EACH | 1 | 0
| 1010100004 | WIRE,STEEL STRANDED 50/7 sq.mm.TIS.404 | M. | 38 | 0
| 1010180100 | WASHER,PLAIN,SQUARE,LARGE 52x52x4.5 mm.HOLE DIA. 18 MM. TIS.258 | PCS. | 1 | 0
| 1010210003 | ROD,ANCHOR,DOUBLE STRAND EYE,M.20, 2,500 mm.LONG | SET | 1 | 0
| 1010210201 | BOLT,STRAND EYE,SINGLE 45 DEGREE M.16x250 mm. | SET | 1 | 0
| 1010210300 | ANGLE GUY ATTACHMENT 30 DEGREE. | PCS. | 1 | 1
| 1010230000 | CLAMP,SINGLE U-BOLT,M.8 (WIRE ROPE CLIP) | SET | 6 | 0
| 1030030103 | INSULATOR,STRAIN,TYPE D (CLASS 54-4)TIS.280 | PCS. | 4 | 0
set23078 | GY-28B,DE SIZE 95 SQ.MM.
| 1000040001 | ANCHOR,PLATE,REINFORCED CONCRETE 550X550X150 MM. | EACH | 1 | 0
| 1010100004 | WIRE,STEEL STRANDED 50/7 sq.mm.TIS.404 | M. | 20 | 0
| 1010100006 | WIRE,STEEL STRANDED 95 sq.mm.TIS.404 | M. | 18 | 0
| 1010180100 | WASHER,PLAIN,SQUARE,LARGE 52x52x4.5 mm.HOLE DIA. 18 MM. TIS.258 | PCS. | 1 | 0
| 1010210003 | ROD,ANCHOR,DOUBLE STRAND EYE,M.20, 2,500 mm.LONG | SET | 1 | 0
| 1010210201 | BOLT,STRAND EYE,SINGLE 45 DEGREE M.16x250 mm. | SET | 1 | 0
| 1010210300 | ANGLE GUY ATTACHMENT 30 DEGREE. | PCS. | 1 | 1
| 1010230000 | CLAMP,SINGLE U-BOLT,M.8 (WIRE ROPE CLIP) | SET | 3 | 0
| 1010230001 | CLAMP,DOUBLE U-BOLT,M.16 (WIRE ROPE CLIP) | SET | 2 | 0
| 1030030103 | INSULATOR,STRAIN,TYPE D (CLASS 54-4)TIS.280 | PCS. | 4 | 0
set23079 | LINE GUY, GY-23 WITH LV SYSTEM, SIZE 95 SQ.MM., ON 12.2 M. POLE (ASSEMBLY NO. 8408)
| 1000040003 | ANCHOR, PLATE, REINFORCED CONCRETE 600 X 600 X 180 MM. | EACH | 2 | 0
| 1010100006 | WIRE,STEEL STRANDED 95 sq.mm.TIS.404 | M. | 34 | 0
| 1010110203 | BOLT,MACHINE M.16x250 mm. | SET | 1 | 0
| 1010210000 | ROD,ANCHOR,ROUND EYE M.16, 2,000 mm.LONG | SET | 2 | 0
| 1010210300 | ANGLE GUY ATTACHMENT 30 DEGREE. | PCS. | 2 | 2
| 1010210304 | THIMBLE,GUY,FOR STEEL WIRE 50-95 sq.mm. | PCS. | 2 | 0
| 1010230001 | CLAMP,DOUBLE U-BOLT,M.16 (WIRE ROPE CLIP) | SET | 8 | 0
| 1030030103 | INSULATOR,STRAIN,TYPE D (CLASS 54-4)TIS.280 | PCS. | 4 | 0
set23080 | LINE GUY, GY-23 WITH LV SYSTEM, SIZE 95 SQ.MM., ON 14.3 M. POLE (ASSEMBLY NO. 8408)
| 1000040003 | ANCHOR, PLATE, REINFORCED CONCRETE 600 X 600 X 180 MM. | EACH | 2 | 0
| 1010100006 | WIRE,STEEL STRANDED 95 sq.mm.TIS.404 | M. | 34 | 0
| 1010110203 | BOLT,MACHINE M.16x250 mm. | SET | 1 | 0
| 1010210000 | ROD,ANCHOR,ROUND EYE M.16, 2,000 mm.LONG | SET | 2 | 0
| 1010210300 | ANGLE GUY ATTACHMENT 30 DEGREE. | PCS. | 2 | 2
| 1010210304 | THIMBLE,GUY,FOR STEEL WIRE 50-95 sq.mm. | PCS. | 2 | 0
| 1010230001 | CLAMP,DOUBLE U-BOLT,M.16 (WIRE ROPE CLIP) | SET | 8 | 0
| 1030030103 | INSULATOR,STRAIN,TYPE D (CLASS 54-4)TIS.280 | PCS. | 4 | 0
set23081 | OHGW DEADEND GUY WITH DEADEND POLE, GY-28, SIZE 95 SQ.MM., ON 12.2 M. POLE (ASSEMBLY NO. 8459, 8410)
| 1000040003 | ANCHOR, PLATE, REINFORCED CONCRETE 600 X 600 X 180 MM. | EACH | 1 | 0
| 1010100004 | WIRE,STEEL STRANDED 50/7 sq.mm.TIS.404 | M. | 18 | 0
| 1010100006 | WIRE,STEEL STRANDED 95 sq.mm.TIS.404 | M. | 16 | 0
| 1010180100 | WASHER,PLAIN,SQUARE,LARGE 52x52x4.5 mm.HOLE DIA. 18 MM. TIS.258 | PCS. | 1 | 0
| 1010210003 | ROD,ANCHOR,DOUBLE STRAND EYE,M.20, 2,500 mm.LONG | SET | 1 | 0
| 1010210201 | BOLT,STRAND EYE,SINGLE 45 DEGREE M.16x250 mm. | SET | 1 | 0
| 1010210300 | ANGLE GUY ATTACHMENT 30 DEGREE. | PCS. | 1 | 1
| 1010230000 | CLAMP,SINGLE U-BOLT,M.8 (WIRE ROPE CLIP) | SET | 8 | 0
| 1010230001 | CLAMP,DOUBLE U-BOLT,M.16 (WIRE ROPE CLIP) | SET | 4 | 0
| 1030030103 | INSULATOR,STRAIN,TYPE D (CLASS 54-4)TIS.280 | PCS. | 1 | 0
set23082 | OHGW DEADEND GUY WITH DEADEND POLE, GY-28, SIZE 95 SQ.MM., ON 14.3 M. POLE (ASSEMBLY NO. 8459, 8410)
| 1000040003 | ANCHOR, PLATE, REINFORCED CONCRETE 600 X 600 X 180 MM. | EACH | 1 | 0
| 1010100004 | WIRE,STEEL STRANDED 50/7 sq.mm.TIS.404 | M. | 20 | 0
| 1010100006 | WIRE,STEEL STRANDED 95 sq.mm.TIS.404 | M. | 18 | 0
| 1010180100 | WASHER,PLAIN,SQUARE,LARGE 52x52x4.5 mm.HOLE DIA. 18 MM. TIS.258 | PCS. | 1 | 0
| 1010210003 | ROD,ANCHOR,DOUBLE STRAND EYE,M.20, 2,500 mm.LONG | SET | 1 | 0
| 1010210202 | BOLT,STRAND EYE,SINGLE 45 DEGREE M.16X350 MM. | SET | 1 | 0
| 1010210300 | ANGLE GUY ATTACHMENT 30 DEGREE. | PCS. | 1 | 1
| 1010230000 | CLAMP,SINGLE U-BOLT,M.8 (WIRE ROPE CLIP) | SET | 8 | 0
| 1010230001 | CLAMP,DOUBLE U-BOLT,M.16 (WIRE ROPE CLIP) | SET | 4 | 0
| 1030030103 | INSULATOR,STRAIN,TYPE D (CLASS 54-4)TIS.280 | PCS. | 1 | 0
set23083 | OHGW DEADEND GUY WITH DEADEND POLE, GY-28A, SIZE 95 SQ.MM., ON 12.2 M. POLE (ASSEMBLY NO. 8459, 8410)
| 1000040003 | ANCHOR, PLATE, REINFORCED CONCRETE 600 X 600 X 180 MM. | EACH | 1 | 0
| 1010100004 | WIRE,STEEL STRANDED 50/7 sq.mm.TIS.404 | M. | 18 | 0
| 1010100006 | WIRE,STEEL STRANDED 95 sq.mm.TIS.404 | M. | 16 | 0
| 1010180100 | WASHER,PLAIN,SQUARE,LARGE 52x52x4.5 mm.HOLE DIA. 18 MM. TIS.258 | PCS. | 1 | 0
| 1010210003 | ROD,ANCHOR,DOUBLE STRAND EYE,M.20, 2,500 mm.LONG | SET | 1 | 0
| 1010210201 | BOLT,STRAND EYE,SINGLE 45 DEGREE M.16x250 mm. | SET | 1 | 0
| 1010210300 | ANGLE GUY ATTACHMENT 30 DEGREE. | PCS. | 1 | 1
| 1010230000 | CLAMP,SINGLE U-BOLT,M.8 (WIRE ROPE CLIP) | SET | 6 | 0
| 1010230001 | CLAMP,DOUBLE U-BOLT,M.16 (WIRE ROPE CLIP) | SET | 4 | 0
| 1030030103 | INSULATOR,STRAIN,TYPE D (CLASS 54-4)TIS.280 | PCS. | 3 | 0
set23084 | OHGW DEADEND GUY WITH DEADEND POLE, GY-28B, SIZE 95 SQ.MM., ON 14.3 M. POLE (ASSEMBLY NO. 8459, 8410)
| 1000040003 | ANCHOR, PLATE, REINFORCED CONCRETE 600 X 600 X 180 MM. | EACH | 1 | 0
| 1010100004 | WIRE,STEEL STRANDED 50/7 sq.mm.TIS.404 | M. | 21 | 0
| 1010100006 | WIRE,STEEL STRANDED 95 sq.mm.TIS.404 | M. | 19 | 0
| 1010180100 | WASHER,PLAIN,SQUARE,LARGE 52x52x4.5 mm.HOLE DIA. 18 MM. TIS.258 | PCS. | 1 | 0
| 1010210003 | ROD,ANCHOR,DOUBLE STRAND EYE,M.20, 2,500 mm.LONG | SET | 1 | 0
| 1010210202 | BOLT,STRAND EYE,SINGLE 45 DEGREE M.16X350 MM. | SET | 1 | 0
| 1010210300 | ANGLE GUY ATTACHMENT 30 DEGREE. | PCS. | 1 | 1
| 1010230000 | CLAMP,SINGLE U-BOLT,M.8 (WIRE ROPE CLIP) | SET | 6 | 0
| 1010230001 | CLAMP,DOUBLE U-BOLT,M.16 (WIRE ROPE CLIP) | SET | 4 | 0
| 1030030103 | INSULATOR,STRAIN,TYPE D (CLASS 54-4)TIS.280 | PCS. | 4 | 0
set23085 | OHGW DEADEND GUY WITH DEADEND POLE, GY-28B, SIZE 95 SQ.MM., ON 12.2 M. POLE (ASSEMBLY NO. 8459, 8410)
| 1000040003 | ANCHOR, PLATE, REINFORCED CONCRETE 600 X 600 X 180 MM. | EACH | 1 | 0
| 1010100004 | WIRE,STEEL STRANDED 50/7 sq.mm.TIS.404 | M. | 18 | 0
| 1010100006 | WIRE,STEEL STRANDED 95 sq.mm.TIS.404 | M. | 17 | 0
| 1010180100 | WASHER,PLAIN,SQUARE,LARGE 52x52x4.5 mm.HOLE DIA. 18 MM. TIS.258 | PCS. | 1 | 0
| 1010210003 | ROD,ANCHOR,DOUBLE STRAND EYE,M.20, 2,500 mm.LONG | SET | 1 | 0
| 1010210201 | BOLT,STRAND EYE,SINGLE 45 DEGREE M.16x250 mm. | SET | 1 | 0
| 1010210300 | ANGLE GUY ATTACHMENT 30 DEGREE. | PCS. | 1 | 1
| 1010230000 | CLAMP,SINGLE U-BOLT,M.8 (WIRE ROPE CLIP) | SET | 6 | 0
| 1010230001 | CLAMP,DOUBLE U-BOLT,M.16 (WIRE ROPE CLIP) | SET | 4 | 0
| 1030030103 | INSULATOR,STRAIN,TYPE D (CLASS 54-4)TIS.280 | PCS. | 4 | 0
set23086 | OHGW DEADEND GUY WITH DEADEND POLE, GY-28A WITH LV SYSTEM, SIZE 95 SQ.MM., ON 12.2 M. POLE (ASSEMBLY NO. 8459, 8410)
| 1000040003 | ANCHOR, PLATE, REINFORCED CONCRETE 600 X 600 X 180 MM. | EACH | 1 | 0
| 1010100004 | WIRE,STEEL STRANDED 50/7 sq.mm.TIS.404 | M. | 19 | 0
| 1010100006 | WIRE,STEEL STRANDED 95 sq.mm.TIS.404 | M. | 17 | 0
| 1010180100 | WASHER,PLAIN,SQUARE,LARGE 52x52x4.5 mm.HOLE DIA. 18 MM. TIS.258 | PCS. | 1 | 0
| 1010210003 | ROD,ANCHOR,DOUBLE STRAND EYE,M.20, 2,500 mm.LONG | SET | 1 | 0
| 1010210201 | BOLT,STRAND EYE,SINGLE 45 DEGREE M.16x250 mm. | SET | 1 | 0
| 1010210300 | ANGLE GUY ATTACHMENT 30 DEGREE. | PCS. | 1 | 1
| 1010230000 | CLAMP,SINGLE U-BOLT,M.8 (WIRE ROPE CLIP) | SET | 6 | 0
| 1010230001 | CLAMP,DOUBLE U-BOLT,M.16 (WIRE ROPE CLIP) | SET | 4 | 0
| 1030030103 | INSULATOR,STRAIN,TYPE D (CLASS 54-4)TIS.280 | PCS. | 5 | 0
set24001 | X-ARM-C, FOR ISO, SWITCH ON BREAK LINE POLE
| 1000110001 | CROSSARM,PRESTRESSED CONCRETE,SPUN,H.T. 100X100X2,500 MM. | PCS. | 2 | 2
| 1010110200 | BOLT,MACHINE M.16x130 mm. | SET | 2 | 0
| 1010110202 | BOLT,MACHINE M.16x200 mm. | SET | 1 | 0
| 1010110206 | BOLT,MACHINE M.16x400 mm. | SET | 1 | 0
| 1010120000 | BOLT,DOUBLE ARMING,M.16x400 mm. | SET | 1 | 0
| 1010180100 | WASHER,PLAIN,SQUARE,LARGE 52x52x4.5 mm.HOLE DIA. 18 MM. TIS.258 | PCS. | 13 | 0
| 1010180301 | WASHER,LOCK,SPRING,SIZE 16 mm.,GENERAL PURPOSE,TIS.259 | PCS. | 1 | 0
| 1010200001 | BRACE,FLAT,FOR CROSSARM 30x6x760 mm. | PCS. | 2 | 2
set24002 | X-ARM-C, FOR CUT OUT ON BREAK LINE POLE
| 1000110001 | CROSSARM,PRESTRESSED CONCRETE,SPUN,H.T. 100X100X2,500 MM. | PCS. | 1 | 1
| 1010110200 | BOLT,MACHINE M.16x130 mm. | SET | 2 | 0
| 1010110202 | BOLT,MACHINE M.16x200 mm. | SET | 1 | 0
| 1010110204 | BOLT,MACHINE M.16x300 mm. | SET | 1 | 0
| 1010180100 | WASHER,PLAIN,SQUARE,LARGE 52x52x4.5 mm.HOLE DIA. 18 MM. TIS.258 | PCS. | 5 | 0
| 1010180301 | WASHER,LOCK,SPRING,SIZE 16 mm.,GENERAL PURPOSE,TIS.259 | PCS. | 1 | 0
| 1010200001 | BRACE,FLAT,FOR CROSSARM 30x6x760 mm. | PCS. | 2 | 2
set24003 | AIR LOAD BREAK SWITCH INSTC.
| 1010100004 | WIRE,STEEL STRANDED 50/7 sq.mm.TIS.404 | M. | 14 | 0
| 1010220002 | ROD,GROUND,60x60x5 mm. 2 m.LONG | SET | 1 | 0
| 1010230000 | CLAMP,SINGLE U-BOLT,M.8 (WIRE ROPE CLIP) | SET | 2 | 0
| 1030020000 | INSULATOR,SUSPENSION TYPE A (CLASS 52-1)TIS.354 | PCS. | 18 | 18
| 1040070001 | SWITCH,LOAD INTERRUPTER,TRIPLE POLE 22 KV.600 A. 40 KV. | SET | 1 | 1
set24004 | SET OF INSULATOR PIN TYPE 22 KV.
| 1010180201 | WASHER,SQUARE,CURVED 60x60x5 mm.HOLE DIA. 22 mm. | PCS. | 0 | 0
| 1030000001 | INSULATOR,PIN TYPE,TYPE B (CLASS 56-2) TIS.279 | EACH | 1 | 1
| 1030100000 | PIN,INSULATOR,22 KV.SHANK 140 MM.,LEAD HEAD 35 MM.(1 3/8") | EACH | 1 | 1
set24005 | SF LODE BREAK SWITCH INSTC. IN DISTRIBUTION LINE
| 1010050201 | BEAM STEEL,SQUARE TUBE 100X100X3.2 MM.2.0 M.LONG FOR SF6 SWITCH | PCS. | 1 | 1
| 1010110200 | BOLT,MACHINE M.16x130 mm. | SET | 3 | 0
| 1010110202 | BOLT,MACHINE M.16x200 mm. | SET | 1 | 0
| 1010110204 | BOLT,MACHINE M.16x300 mm. | SET | 1 | 0
| 1010180100 | WASHER,PLAIN,SQUARE,LARGE 52x52x4.5 mm.HOLE DIA. 18 MM. TIS.258 | PCS. | 3 | 0
| 1010180301 | WASHER,LOCK,SPRING,SIZE 16 mm.,GENERAL PURPOSE,TIS.259 | PCS. | 1 | 0
| 1010200001 | BRACE,FLAT,FOR CROSSARM 30x6x760 mm. | PCS. | 2 | 0
| 1020070003 | CABLE,AL,COMPACT STRANDED,PVC-INSULATED,750 V. 75 DEG.C, 70 SQ.MM. TIS.293 | M. | 6 | 0
| 1020180003 | ELECTRICAL SPLICING TAPE,FOR H.T.AERIAL CABLE,SIZE 3/4"X30' | ROLL | 4 | 0
| 1020180004 | TAPE,ELECTRICAL,SILICONE RUBBER,SELF-FUSING,ROLL SIZE 25.4 MMX9 M. | ROLL | 1 | 0
| 1040070005 | SWITCH,SF6,LOAD BREAK,3 PHASE 22 kV., 400 A. | SET | 1 | 1
| 9090010001 | STEEL,ANGLE, 65X65X6 MM,250 MM. LONG | EACH | 1 | 1
set24006 | SWITCH SF6, LOAD BREAK, 22 kV 600 A (JIN KWANG)
| 1000110004 | CROSSARM,PRESTRESSED CONCRETE,SPUN(FOR DEAD-ENDING) 120X120X2,50 | PCS. | 2 | 2
| 1000120005 | CROSSARM,STEEL SQUARE TUBING 100x100x3.2 MM.2,500 MM. LONG | PCS. | 2 | 2
| 1010100004 | WIRE,STEEL STRANDED 50/7 sq.mm.TIS.404 | M. | 32 | 0
| 1010110200 | BOLT,MACHINE M.16x130 mm. | SET | 4 | 0
| 1010110201 | BOLT,MACHINE M.16x170 mm. | SET | 2 | 0
| 1010110203 | BOLT,MACHINE M.16x250 mm. | SET | 2 | 0
| 1010110205 | BOLT,MACHINE M.16x350 mm. | SET | 2 | 0
| 1010110207 | BOLT,MACHINE M.16x450 mm. | SET | 1 | 0
| 1010130002 | BOLT,DOUBLE ARMING,ROUND EYE M.16x500 mm. | SET | 3 | 0
| 1010180001 | NUT,EYE M.16 DIN 582 | PCS | 3 | 0
| 1010180100 | WASHER,PLAIN,SQUARE,LARGE 52x52x4.5 mm.HOLE DIA. 18 MM. TIS.258 | PCS. | 13 | 0
| 1010180301 | WASHER,LOCK,SPRING,SIZE 16 mm.,GENERAL PURPOSE,TIS.259 | PCS. | 1 | 0
| 1010200001 | BRACE,FLAT,FOR CROSSARM 30x6x760 mm. | PCS. | 6 | 6
| 1010220002 | ROD,GROUND,60x60x5 mm. 2 m.LONG | SET | 2 | 0
| 1010230000 | CLAMP,SINGLE U-BOLT,M.8 (WIRE ROPE CLIP) | SET | 14 | 0
| 1020070004 | CABLE,AL,COMPACT STRANDED,PVC-INSULATED,750 V. 75 DEG.C, 95 SQ.MM. TIS.293 | M. | 9 | 0
| 1020180003 | ELECTRICAL SPLICING TAPE,FOR H.T.AERIAL CABLE,SIZE 3/4"X30' | ROLL | 8 | 0
| 1020180004 | TAPE,ELECTRICAL,SILICONE RUBBER,SELF-FUSING,ROLL SIZE 25.4 MMX9 M. | ROLL | 5 | 0
| 1020300103 | CONNECTOR,PARALLEL GROOVE,TRIPLE BOLT,AL,AL-ALLOY AND ACSR 70-185 SQ.MM. | PCS. | 10 | 0
| 1030020000 | INSULATOR,SUSPENSION TYPE A (CLASS 52-1)TIS.354 | PCS. | 18 | 18
| 1030110004 | CLAMP,STRAIN,STRAIGHT TYPE,FOR AL 185 sq.mm. | SET | 6 | 0
| 1040000003 | LIGHTING ARRESTER 24-26 KV.10 KA. | SET | 6 | 6
| 1040070009 | SWITCH,SF.6 LOAD BREAK,REMOTE CONTROLLED, 3 PHASE,22 KV. 600 A. | SET | 1 | 1
| 1040070305 | CONTROL UNIT AUTOMATIC REMOTE CONTROLLED,FOR SF.6 LOAD BREAK SWITCH | SET | 1 | 1
| 1060020005 | TRANSFORMER,VOLTAGE,1 PHASE,DRY,OUTDOOR,RATIO 22 KV. 110 V. 300 VA. | EACH | 2 | 2
| 1080040002 | CONDUIT,PVC,RIGID,DIA. 20x4000 mm.TIS.216 | EACH | 2 | 0
| 9090011007 | WELDING POWDER, ST. WIRE 50 SQ.MM. TO GD | EA | 4 | 0
set24007 | SWITCH SF6, LOAD BREAK, 33 kV 400 A (SHIN-A)
| 1000010004 | POLE,CONCRETE, 12 M.LONG | EACH | 1 | 1
| 1000110001 | CROSSARM,PRESTRESSED CONCRETE,SPUN,H.T. 100X100X2,500 MM. | PCS. | 1 | 1
| 1000110002 | CROSSARM,PRESTRESSED CONCRETE,SPUN,H.T. 120X120X3,000 MM. | PCS. | 1 | 1
| 1000110004 | CROSSARM,PRESTRESSED CONCRETE,SPUN(FOR DEAD-ENDING) 120X120X2,50 | PCS. | 2 | 2
| 1000120005 | CROSSARM,STEEL SQUARE TUBING 100x100x3.2 MM.2,500 MM. LONG | PCS. | 1 | 1
| 1010100000 | WIRE,STEEL SOLID DIA. 4.0 mm.TIS.71 | KG. | 3.5 | 0
| 1010100002 | WIRE,STEEL STRANDED 25 sq.mm.TIS.404 | M. | 3 | 0
| 1010100004 | WIRE,STEEL STRANDED 50/7 sq.mm.TIS.404 | M. | 49 | 0
| 1010110200 | BOLT,MACHINE M.16x130 mm. | SET | 5 | 0
| 1010110201 | BOLT,MACHINE M.16x170 mm. | SET | 4 | 0
| 1010110202 | BOLT,MACHINE M.16x200 mm. | SET | 2 | 0
| 1010110203 | BOLT,MACHINE M.16x250 mm. | SET | 2 | 0
| 1010110204 | BOLT,MACHINE M.16x300 mm. | SET | 4 | 0
| 1010110206 | BOLT,MACHINE M.16x400 mm. | SET | 6 | 0
| 1010130000 | BOLT,DOUBLE ARMING,ROUND EYE M.16x400 mm. | SET | 2 | 0
| 1010130001 | BOLT,DOUBLE ARMING,ROUND EYE M.16x450 mm. | SET | 3 | 0
| 1010180001 | NUT,EYE M.16 DIN 582 | PCS | 3 | 0
| 1010180100 | WASHER,PLAIN,SQUARE,LARGE 52x52x4.5 mm.HOLE DIA. 18 MM. TIS.258 | PCS. | 39 | 0
| 1010180201 | WASHER,SQUARE,CURVED 60x60x5 mm.HOLE DIA. 22 mm. | PCS. | 3 | 0
| 1010180301 | WASHER,LOCK,SPRING,SIZE 16 mm.,GENERAL PURPOSE,TIS.259 | PCS. | 3 | 0
| 1010200001 | BRACE,FLAT,FOR CROSSARM 30x6x760 mm. | PCS. | 6 | 6
| 1010200002 | BRACE,FLAT,FOR CROSSARM 40x6x1,000 mm. | PCS. | 2 | 2
| 1010210304 | THIMBLE,GUY,FOR STEEL WIRE 50-95 sq.mm. | PCS. | 2 | 0
| 1010220002 | ROD,GROUND,60x60x5 mm. 2 m.LONG | SET | 3 | 0
| 1010230000 | CLAMP,SINGLE U-BOLT,M.8 (WIRE ROPE CLIP) | SET | 36 | 0
| 1020070002 | CABLE,AL,COMPACT STRANDED,PVC-INSULATED,750 V. 75 DEG.C, 50 SQ.MM. TIS.293 | M. | 10 | 0
| 1020070004 | CABLE,AL,COMPACT STRANDED,PVC-INSULATED,750 V. 75 DEG.C, 95 SQ.MM. TIS.293 | M. | 6 | 0
| 1020180003 | ELECTRICAL SPLICING TAPE,FOR H.T.AERIAL CABLE,SIZE 3/4"X30' | ROLL | 8 | 0
| 1020180004 | TAPE,ELECTRICAL,SILICONE RUBBER,SELF-FUSING,ROLL SIZE 25.4 MMX9 M. | ROLL | 5 | 0
| 1020200000 | TAPE,ARMOR,AL 1x10 mm. | KG. | 2 | 0
| 1020200002 | TIE WIRE,AL 4 mm. | KG. | 4 | 0
| 1020300102 | CONNECTOR,PARALLEL GROOVE,DOUBLE BOLT,AL,AL-ALLOY AND ACSR 25-95 SQ.MM. | PCS. | 2 | 0
| 1020300103 | CONNECTOR,PARALLEL GROOVE,TRIPLE BOLT,AL,AL-ALLOY AND ACSR 70-185 SQ.MM. | PCS. | 6 | 0
| 1020330102 | HOTLINE CLAMP,PIERCING TYPE FOR MAIN LINE PIC.22-33 KV. 50-185 SQ.MM. TAP LINE AL-CONDUCTOR 25-50 SQ.MM. | SET | 2 | 0
| 1030000002 | INSULATOR,PIN TYPE,TYPE C (CLASS 56-3)TIS.279 | EACH | 3 | 3
| 1030020002 | INSULATOR,SUSPENSION TYPE D (CLASS 52-4)TIS.354 | PCS. | 18 | 18
| 1030100001 | PIN,INSULATOR,33 KV.SHANK 165 MM.LEAD HEAD 35 MM.(1 3/8") | EACH | 3 | 0
| 1030110002 | CLAMP,STRAIN,STRAIGHT TYPE,AL 120 sq.mm.ACSR 95 sq.m | SET | 6 | 0
| 1040000100 | S.A. 30 KV. 5 KA. | SET | 2 | 2
| 1040000101 | LIGHTNING ARRESTER,30 KV.10 KA. | SET | 6 | 6
| 1040010100 | CUT-OUT,FUSE,OPEN TYPE,SINGLE ISULATOR,DROPOUT 33 KV. 100 A. | SET | 2 | 0
| 1040030100 | FUSE LINK 33 kV. 1 A.EEI-NEMA TYPE K OR HIGH SURGE TYPE | EACH | 2 | 0
| 1040070107 | SWITCH,SF.6 LOAD BREAK,REMOTE CONTROLLED,3 PHASE 33 KV. 400 A. | SET | 1 | 1
| 1040070305 | CONTROL UNIT AUTOMATIC REMOTE CONTROLLED,FOR SF.6 LOAD BREAK SWITCH | SET | 1 | 1
| 1060020104 | TRANSFORMER,VOLTAGE 1 PHASE,OUTDOOR,RATIO 33,000/230 V. 5 KVA. | EACH | 1 | 1
| 1060100000 | CABLE PLATE, SIZE 2X20X20 CM. | PCS. | 1 | 0
| 1060100001 | METER PLATE, SIZE 2X20X60 CM. | PCS. | 2 | 0
| 1080040001 | CONDUIT,PVC,RIGID,DIA. 20x2500 mm.TIS.216 | EACH | 1 | 0
| 1080040002 | CONDUIT,PVC,RIGID,DIA. 20x4000 mm.TIS.216 | EACH | 3 | 0
| 9090011007 | WELDING POWDER, ST. WIRE 50 SQ.MM. TO GD | EA | 7 | 0
set24008 | SWITCH SF6, LOAD BREAK, 22 kV 600 A (SHIN-A)
| 1000010004 | POLE,CONCRETE, 12 M.LONG | EACH | 1 | 1
| 1000110001 | CROSSARM,PRESTRESSED CONCRETE,SPUN,H.T. 100X100X2,500 MM. | PCS. | 2 | 2
| 1000110004 | CROSSARM,PRESTRESSED CONCRETE,SPUN(FOR DEAD-ENDING) 120X120X2,50 | PCS. | 2 | 2
| 1000120005 | CROSSARM,STEEL SQUARE TUBING 100x100x3.2 MM.2,500 MM. LONG | PCS. | 1 | 1
| 1010100000 | WIRE,STEEL SOLID DIA. 4.0 mm.TIS.71 | KG. | 3.5 | 0
| 1010100002 | WIRE,STEEL STRANDED 25 sq.mm.TIS.404 | M. | 3 | 0
| 1010100004 | WIRE,STEEL STRANDED 50/7 sq.mm.TIS.404 | M. | 49 | 0
| 1010110200 | BOLT,MACHINE M.16x130 mm. | SET | 7 | 0
| 1010110201 | BOLT,MACHINE M.16x170 mm. | SET | 2 | 0
| 1010110202 | BOLT,MACHINE M.16x200 mm. | SET | 2 | 0
| 1010110203 | BOLT,MACHINE M.16x250 mm. | SET | 2 | 0
| 1010110204 | BOLT,MACHINE M.16x300 mm. | SET | 4 | 0
| 1010110206 | BOLT,MACHINE M.16x400 mm. | SET | 6 | 0
| 1010130000 | BOLT,DOUBLE ARMING,ROUND EYE M.16x400 mm. | SET | 2 | 0
| 1010130001 | BOLT,DOUBLE ARMING,ROUND EYE M.16x450 mm. | SET | 3 | 0
| 1010180001 | NUT,EYE M.16 DIN 582 | PCS | 3 | 0
| 1010180100 | WASHER,PLAIN,SQUARE,LARGE 52x52x4.5 mm.HOLE DIA. 18 MM. TIS.258 | PCS. | 39 | 0
| 1010180201 | WASHER,SQUARE,CURVED 60x60x5 mm.HOLE DIA. 22 mm. | PCS. | 3 | 0
| 1010180301 | WASHER,LOCK,SPRING,SIZE 16 mm.,GENERAL PURPOSE,TIS.259 | PCS. | 3 | 0
| 1010200001 | BRACE,FLAT,FOR CROSSARM 30x6x760 mm. | PCS. | 8 | 8
| 1010210304 | THIMBLE,GUY,FOR STEEL WIRE 50-95 sq.mm. | PCS. | 2 | 0
| 1010220002 | ROD,GROUND,60x60x5 mm. 2 m.LONG | SET | 3 | 0
| 1010230000 | CLAMP,SINGLE U-BOLT,M.8 (WIRE ROPE CLIP) | SET | 36 | 0
| 1020070002 | CABLE,AL,COMPACT STRANDED,PVC-INSULATED,750 V. 75 DEG.C, 50 SQ.MM. TIS.293 | M. | 10 | 0
| 1020070004 | CABLE,AL,COMPACT STRANDED,PVC-INSULATED,750 V. 75 DEG.C, 95 SQ.MM. TIS.293 | M. | 6 | 0
| 1020180003 | ELECTRICAL SPLICING TAPE,FOR H.T.AERIAL CABLE,SIZE 3/4"X30' | ROLL | 8 | 0
| 1020180004 | TAPE,ELECTRICAL,SILICONE RUBBER,SELF-FUSING,ROLL SIZE 25.4 MMX9 M. | ROLL | 5 | 0
| 1020200000 | TAPE,ARMOR,AL 1x10 mm. | KG. | 2 | 0
| 1020200002 | TIE WIRE,AL 4 mm. | KG. | 4 | 0
| 1020300102 | CONNECTOR,PARALLEL GROOVE,DOUBLE BOLT,AL,AL-ALLOY AND ACSR 25-95 SQ.MM. | PCS. | 2 | 0
| 1020300103 | CONNECTOR,PARALLEL GROOVE,TRIPLE BOLT,AL,AL-ALLOY AND ACSR 70-185 SQ.MM. | PCS. | 6 | 0
| 1020330102 | HOTLINE CLAMP,PIERCING TYPE FOR MAIN LINE PIC.22-33 KV. 50-185 SQ.MM. TAP LINE AL-CONDUCTOR 25-50 SQ.MM. | SET | 2 | 0
| 1030000001 | INSULATOR,PIN TYPE,TYPE B (CLASS 56-2) TIS.279 | EACH | 3 | 3
| 1030020000 | INSULATOR,SUSPENSION TYPE A (CLASS 52-1)TIS.354 | PCS. | 18 | 18
| 1030100000 | PIN,INSULATOR,22 KV.SHANK 140 MM.,LEAD HEAD 35 MM.(1 3/8") | EACH | 3 | 3
| 1030110002 | CLAMP,STRAIN,STRAIGHT TYPE,AL 120 sq.mm.ACSR 95 sq.m | SET | 6 | 0
| 1040000000 | S.A.,21 KV. 5 KA. | SET | 2 | 2
| 1040000003 | LIGHTING ARRESTER 24-26 KV.10 KA. | SET | 6 | 6
| 1040010002 | CUT-OUT,FUSE,OPEN TYPE,SINGLE INSULATOR DROPUOT 22 KV. 100 A. 12 KA. ASYM | SET | 2 | 2
| 1040030000 | FUSE LINK 22 kV. 1 A.EEI-NEMA TYPE K OR HIGH SURGE TYPE | EACH | 2 | 0
| 1040070009 | SWITCH,SF.6 LOAD BREAK,REMOTE CONTROLLED, 3 PHASE,22 KV. 600 A. | SET | 1 | 1
| 1040070305 | CONTROL UNIT AUTOMATIC REMOTE CONTROLLED,FOR SF.6 LOAD BREAK SWITCH | SET | 1 | 1
| 1060020006 | TRANSFORMER,VOLTAGE 1 PHASE,OUTDOOR,RATIO 22,000/230 V., 5 KVA. | EACH | 1 | 1
| 1060100000 | CABLE PLATE, SIZE 2X20X20 CM. | PCS. | 1 | 0
| 1060100001 | METER PLATE, SIZE 2X20X60 CM. | PCS. | 2 | 0
| 1080040001 | CONDUIT,PVC,RIGID,DIA. 20x2500 mm.TIS.216 | EACH | 1 | 0
| 1080040002 | CONDUIT,PVC,RIGID,DIA. 20x4000 mm.TIS.216 | EACH | 3 | 0
| 9090011007 | WELDING POWDER, ST. WIRE 50 SQ.MM. TO GD | EA | 7 | 0
set24009 | SWITCH,SF6,LOAD BREAK,22KV 600 A,INSTALLATION ON 12m. CONCRETE POLE(ASSEMBLY NO.2434)
| 1000110004 | CROSSARM,PRESTRESSED CONCRETE,SPUN(FOR DEAD-ENDING) 120X120X2,50 | PCS. | 2 | 2
| 1010050201 | BEAM STEEL,SQUARE TUBE 100X100X3.2 MM.2.0 M.LONG FOR SF6 SWITCH | PCS. | 1 | 1
| 1010100004 | WIRE,STEEL STRANDED 50/7 sq.mm.TIS.404 | M. | 39 | 0
| 1010110200 | BOLT,MACHINE M.16x130 mm. | SET | 3 | 0
| 1010110201 | BOLT,MACHINE M.16x170 mm. | SET | 2 | 0
| 1010110203 | BOLT,MACHINE M.16x250 mm. | SET | 4 | 0
| 1010110205 | BOLT,MACHINE M.16x350 mm. | SET | 6 | 0
| 1010130002 | BOLT,DOUBLE ARMING,ROUND EYE M.16x500 mm. | SET | 3 | 0
| 1010180001 | NUT,EYE M.16 DIN 582 | PCS | 3 | 0
| 1010180100 | WASHER,PLAIN,SQUARE,LARGE 52x52x4.5 mm.HOLE DIA. 18 MM. TIS.258 | PCS. | 25 | 0
| 1010180301 | WASHER,LOCK,SPRING,SIZE 16 mm.,GENERAL PURPOSE,TIS.259 | PCS. | 1 | 0
| 1010200001 | BRACE,FLAT,FOR CROSSARM 30x6x760 mm. | PCS. | 4 | 4
| 1010220002 | ROD,GROUND,60x60x5 mm. 2 m.LONG | SET | 2 | 0
| 1010230000 | CLAMP,SINGLE U-BOLT,M.8 (WIRE ROPE CLIP) | SET | 15 | 0
| 1020070004 | CABLE,AL,COMPACT STRANDED,PVC-INSULATED,750 V. 75 DEG.C, 95 SQ.MM. TIS.293 | M. | 12 | 0
| 1020180003 | ELECTRICAL SPLICING TAPE,FOR H.T.AERIAL CABLE,SIZE 3/4"X30' | ROLL | 8 | 0
| 1020180004 | TAPE,ELECTRICAL,SILICONE RUBBER,SELF-FUSING,ROLL SIZE 25.4 MMX9 M. | ROLL | 5 | 0
| 1020200000 | TAPE,ARMOR,AL 1x10 mm. | KG. | 1 | 0
| 1020300103 | CONNECTOR,PARALLEL GROOVE,TRIPLE BOLT,AL,AL-ALLOY AND ACSR 70-185 SQ.MM. | PCS. | 6 | 0
| 1020330006 | HOTLINE BAIL-CLAMP,MAIN 70-185 SQ.MM. | EA | 3 | 0
| 1020330104 | HOTLINE CLAMP,MAIN35-185,TAP50-185SQ.MM. | EA | 3 | 0
| 1030020000 | INSULATOR,SUSPENSION TYPE A (CLASS 52-1)TIS.354 | PCS. | 18 | 18
| 1030110004 | CLAMP,STRAIN,STRAIGHT TYPE,FOR AL 185 sq.mm. | SET | 6 | 0
| 1040000001 | LIGHTNING ARRESTER,20-21 KV.10 KA. | SET | 6 | 6
| 1040070009 | SWITCH,SF.6 LOAD BREAK,REMOTE CONTROLLED, 3 PHASE,22 KV. 600 A. | SET | 1 | 1
| 1040070305 | CONTROL UNIT AUTOMATIC REMOTE CONTROLLED,FOR SF.6 LOAD BREAK SWITCH | SET | 1 | 1
| 1060020050 | TRANSFORMER,VOLTAGE,3 PHASE OUTDOOR RATIO22,000/110 V. 10 VA.-220 V. 500 VA. | EACH | 1 | 1
| 1060100000 | CABLE PLATE, SIZE 2X20X20 CM. | PCS. | 2 | 0
| 1060100001 | METER PLATE, SIZE 2X20X60 CM. | PCS. | 1 | 0
| 1080040002 | CONDUIT,PVC,RIGID,DIA. 20x4000 mm.TIS.216 | EACH | 2 | 0
| 9090010035 | คอมปาวด์ช่วยการสัมผัสทางไฟฟ้า | KG. | 0.5 | 0
| 9090011007 | WELDING POWDER, ST. WIRE 50 SQ.MM. TO GD | EA | 4 | 0
set24101 | 22kV RECLOSER INSTALLATION ON 12m. DOUBLE POLE(ASSEMBLY NO.2421)
| 1000010004 | POLE,CONCRETE, 12 M.LONG | EACH | 1 | 1
| 1000110001 | CROSSARM,PRESTRESSED CONCRETE,SPUN,H.T. 100X100X2,500 MM. | PCS. | 4 | 4
| 1000110004 | CROSSARM,PRESTRESSED CONCRETE,SPUN(FOR DEAD-ENDING) 120X120X2,50 | PCS. | 2 | 2
| 1010100004 | WIRE,STEEL STRANDED 50/7 sq.mm.TIS.404 | M. | 42 | 0
| 1010110200 | BOLT,MACHINE M.16x130 mm. | SET | 4 | 0
| 1010110201 | BOLT,MACHINE M.16x170 mm. | SET | 2 | 0
| 1010110202 | BOLT,MACHINE M.16x200 mm. | SET | 2 | 0
| 1010110203 | BOLT,MACHINE M.16x250 mm. | SET | 8 | 0
| 1010110204 | BOLT,MACHINE M.16x300 mm. | SET | 1 | 0
| 1010110206 | BOLT,MACHINE M.16x400 mm. | SET | 2 | 0
| 1010120001 | BOLT,DOUBLE ARMING,M.16x450 mm. | SET | 4 | 0
| 1010130001 | BOLT,DOUBLE ARMING,ROUND EYE M.16x450 mm. | SET | 3 | 0
| 1010180001 | NUT,EYE M.16 DIN 582 | PCS | 3 | 0
| 1010180100 | WASHER,PLAIN,SQUARE,LARGE 52x52x4.5 mm.HOLE DIA. 18 MM. TIS.258 | PCS. | 55 | 0
| 1010180301 | WASHER,LOCK,SPRING,SIZE 16 mm.,GENERAL PURPOSE,TIS.259 | PCS. | 2 | 0
| 1010200001 | BRACE,FLAT,FOR CROSSARM 30x6x760 mm. | PCS. | 6 | 6
| 1010220002 | ROD,GROUND,60x60x5 mm. 2 m.LONG | SET | 2 | 0
| 1010230000 | CLAMP,SINGLE U-BOLT,M.8 (WIRE ROPE CLIP) | SET | 13 | 0
| 1020050000 | CABLE,AERIAL,AL 22 kV. 1x50 sq.mm. | M. | 3 | 0
| 1020070004 | CABLE,AL,COMPACT STRANDED,PVC-INSULATED,750 V. 75 DEG.C, 95 SQ.MM. TIS.293 | M. | 6 | 0
| 1020180001 | TAPE,ELECTRICAL,PVC.PLASTIC,OUTDOOR TYPE,ROLL SIZE 0.18X19X10,000 MM. TIS.386 | ROLL | 5 | 0
| 1020180003 | ELECTRICAL SPLICING TAPE,FOR H.T.AERIAL CABLE,SIZE 3/4"X30' | ROLL | 9 | 0
| 1020200000 | TAPE,ARMOR,AL 1x10 mm. | KG. | 1.5 | 0
| 1020200002 | TIE WIRE,AL 4 mm. | KG. | 0.5 | 0
| 1020300103 | CONNECTOR,PARALLEL GROOVE,TRIPLE BOLT,AL,AL-ALLOY AND ACSR 70-185 SQ.MM. | PCS. | 20 | 0
| 1020420106 | CABLE LUG,NEMA HOLE,COMPRESSION TYPE,AL 185 SQ.MM. | PCS. | 18 | 0
| 1030020000 | INSULATOR,SUSPENSION TYPE A (CLASS 52-1)TIS.354 | PCS. | 18 | 18
| 1030110004 | CLAMP,STRAIN,STRAIGHT TYPE,FOR AL 185 sq.mm. | SET | 6 | 0
| 1040000001 | LIGHTNING ARRESTER,20-21 KV.10 KA. | SET | 6 | 6
| 1040050000 | SWITCH,DISCONNECTING,SINGLE POLE 22 KV. 600 A.DISTRIBUTION CLASS | SET | 9 | 9
| 1040080003 | RECLOSER,3 PHASE,22 KV.560 A.12 KA.(ELECTRONIC) | SET | 1 | 1
| 1040080300 | RECLOSER,HANGER,FOR DOUBLE-POLE MOUNTING | SET | 1 | 1
| 1040080302 | CONTROL UNIT,AUTOMATIC,FOR ELECTRONIC RECLOSER | SET | 1 | 1
| 1040080303 | TRANSFORMER,0.5 KVA.,1 PHASE 22 KV.FOR POWER SUPPLY OF ELECTRONIC RECLOSER CONTROL UNIT | EACH | 1 | 1
| 1060100002 | METER PLATE, SIZE 2X20X120 CM. | PCS. | 1 | 0
| 1080040001 | CONDUIT,PVC,RIGID,DIA. 20x2500 mm.TIS.216 | EACH | 2 | 0
| 9090010035 | คอมปาวด์ช่วยการสัมผัสทางไฟฟ้า | KG. | 1 | 0
| 9090011007 | WELDING POWDER, ST. WIRE 50 SQ.MM. TO GD | EA | 7 | 0
set24102 | 22 KV RECLOSER (SOLID) INSTALLATION ON SINGLE POLE (ASSEMBLY NO.2421B)
| 1000110004 | CROSSARM,PRESTRESSED CONCRETE,SPUN(FOR DEAD-ENDING) 120X120X2,50 | PCS. | 2 | 2
| 1010100004 | WIRE,STEEL STRANDED 50/7 sq.mm.TIS.404 | M. | 20 | 0
| 1010110201 | BOLT,MACHINE M.16x170 mm. | SET | 2 | 0
| 1010110203 | BOLT,MACHINE M.16x250 mm. | SET | 5 | 0
| 1010110205 | BOLT,MACHINE M.16x350 mm. | SET | 6 | 0
| 1010130002 | BOLT,DOUBLE ARMING,ROUND EYE M.16x500 mm. | SET | 3 | 0
| 1010180001 | NUT,EYE M.16 DIN 582 | PCS | 3 | 0
| 1010180100 | WASHER,PLAIN,SQUARE,LARGE 52x52x4.5 mm.HOLE DIA. 18 MM. TIS.258 | PCS. | 26 | 0
| 1010180301 | WASHER,LOCK,SPRING,SIZE 16 mm.,GENERAL PURPOSE,TIS.259 | PCS. | 1 | 0
| 1010200001 | BRACE,FLAT,FOR CROSSARM 30x6x760 mm. | PCS. | 2 | 2
| 1010220002 | ROD,GROUND,60x60x5 mm. 2 m.LONG | SET | 1 | 0
| 1010230000 | CLAMP,SINGLE U-BOLT,M.8 (WIRE ROPE CLIP) | SET | 11 | 0
| 1020050004 | CABLE,AERIAL,AL 22 kV. 1x185 sq.mm. | M. | 9 | 0
| 1020070004 | CABLE,AL,COMPACT STRANDED,PVC-INSULATED,750 V. 75 DEG.C, 95 SQ.MM. TIS.293 | M. | 12 | 0
| 1020180001 | TAPE,ELECTRICAL,PVC.PLASTIC,OUTDOOR TYPE,ROLL SIZE 0.18X19X10,000 MM. TIS.386 | ROLL | 2 | 0
| 1020180003 | ELECTRICAL SPLICING TAPE,FOR H.T.AERIAL CABLE,SIZE 3/4"X30' | ROLL | 4 | 0
| 1020200000 | TAPE,ARMOR,AL 1x10 mm. | KG. | 0.5 | 0
| 1020300103 | CONNECTOR,PARALLEL GROOVE,TRIPLE BOLT,AL,AL-ALLOY AND ACSR 70-185 SQ.MM. | PCS. | 15 | 0
| 1020420106 | CABLE LUG,NEMA HOLE,COMPRESSION TYPE,AL 185 SQ.MM. | PCS. | 6 | 0
| 1030020000 | INSULATOR,SUSPENSION TYPE A (CLASS 52-1)TIS.354 | PCS. | 18 | 18
| 1030110004 | CLAMP,STRAIN,STRAIGHT TYPE,FOR AL 185 sq.mm. | SET | 6 | 0
| 1040000001 | LIGHTNING ARRESTER,20-21 KV.10 KA. | SET | 6 | 6
| 1040073015 | VT.1P.O/D 22,000/230 V.REC.500 VA. | EA | 1 | 1
| 1040080004 | RECLOSER, 3 PHASE 22 KV. 630 A. 12 KA. (SOLID) ( พร้อมประกอบอุปกรณ์รหัส 1040080302, 1040073015) | SET | 1 | 1
| 1040080302 | CONTROL UNIT,AUTOMATIC,FOR ELECTRONIC RECLOSER | SET | 1 | 1
| 1060100000 | CABLE PLATE, SIZE 2X20X20 CM. | PCS. | 2 | 0
| 1060100001 | METER PLATE, SIZE 2X20X60 CM. | PCS. | 1 | 0
| 1060100002 | METER PLATE, SIZE 2X20X120 CM. | PCS. | 1 | 0
| 1080040002 | CONDUIT,PVC,RIGID,DIA. 20x4000 mm.TIS.216 | EACH | 2 | 0
| 9090011007 | WELDING POWDER, ST. WIRE 50 SQ.MM. TO GD | EA | 1 | 0
set24201 | SINGLE STUB, STEEL PLATE EMBRACING, 12.00 M POLE (ASSEMBLY N0.8229)
| 1010030200 | ST. PLATE, SINGLE STUB FOR 12.00 M POLE | EA | 2 | 2
| 1010110500 | BOLT, MACHINE, HEXAGON, M.24X2S0 MM. | EA | 4 | 0
| 1010180102 | WASHER,PLAIN,SQUARE, 72X72X6 MM. | EA | 8 | 0
| 1010180303 | WASHER,LOCK,SPRING,SIZE 24 MM.,TIS.259 | EA | 4 | 0
set24202 | SINGLE STUB, STEEL PLATE EMBRACING, 12.20 M POLE (ASSEMBLY NO.8229)
| 1010030201 | ST. PLATE, SINGLE SlUB FOR 12.20 M POLE | EA | 2 | 2
| 1010110500 | BOLT, MACHINE, HEXAGON, M.24X2S0 MM. | EA | 4 | 0
| 1010180102 | WASHER,PLAIN,SQUARE, 72X72X6 MM. | EA | 8 | 0
| 1010180303 | WASHER,LOCK,SPRING,SIZE 24 MM.,TIS.259 | EA | 4 | 0
set24203 | SINGLE STUB,STEEL PLATE EMBRACING, 14.00 M POLE (ASSEMBLY NO.8229)
| 1010030202 | ST. PLATE, SINGLE STUB FOR 14.00 M POLE | EA | 2 | 2
| 1010110500 | BOLT, MACHINE, HEXAGON, M.24X2S0 MM. | EA | 4 | 0
| 1010180102 | WASHER,PLAIN,SQUARE, 72X72X6 MM. | EA | 8 | 0
| 1010180303 | WASHER,LOCK,SPRING,SIZE 24 MM.,TIS.259 | EA | 4 | 0
set24204 | SINGLE STUB,STEEL PLATE EMBRACING, 14.30 M POLE (ASSEMBLY NO.8229)
| 1010030203 | ST. PLATE, SINGLE STUB FOR 14.30 M POLE | EA | 2 | 2
| 1010110500 | BOLT, MACHINE, HEXAGON, M.24X2S0 MM. | EA | 4 | 0
| 1010180102 | WASHER,PLAIN,SQUARE, 72X72X6 MM. | EA | 8 | 0
| 1010180303 | WASHER,LOCK,SPRING,SIZE 24 MM.,TIS.259 | EA | 4 | 0
set24205 | SINGLE STUB, STEEL. PLATE EMBRACING, 16.00 M POLE (ASSEMBLY NO.8229)
| 1010030204 | ST. PLATE, SINGLE STUB FOR 16.00 M POLE | EA | 2 | 2
| 1010110500 | BOLT, MACHINE, HEXAGON, M.24X2S0 MM. | EA | 4 | 0
| 1010180102 | WASHER,PLAIN,SQUARE, 72X72X6 MM. | EA | 8 | 0
| 1010180303 | WASHER,LOCK,SPRING,SIZE 24 MM.,TIS.259 | EA | 4 | 0
set24206 | DOUBLE STUB,STEEL PLATE EMBRACING, 12.00 M POLE (ASSEMBLY NO.8229)
| 1010030300 | ST. PLATE, DOUBLE STUB FOR 12.00 M POLE | EA | 2 | 2
| 1010110500 | BOLT, MACHINE, HEXAGON, M.24X2S0 MM. | EA | 4 | 0
| 1010180102 | WASHER,PLAIN,SQUARE, 72X72X6 MM. | EA | 8 | 0
| 1010180303 | WASHER,LOCK,SPRING,SIZE 24 MM.,TIS.259 | EA | 4 | 0
set24207 | DOUBLE STUB, STEEL PLATE EMBRACING, 12.20 M POLE (ASSEMBLY NO.8229)
| 1010030301 | ST. PLATE, DOUBLE STUB FOR 12.20 M POLE | EA | 2 | 2
| 1010110500 | BOLT, MACHINE, HEXAGON, M.24X2S0 MM. | EA | 4 | 0
| 1010180102 | WASHER,PLAIN,SQUARE, 72X72X6 MM. | EA | 8 | 0
| 1010180303 | WASHER,LOCK,SPRING,SIZE 24 MM.,TIS.259 | EA | 4 | 0
set24208 | DOUBLE STUB, STEEL PLATE EMBRACING, 14.00 M POLE (ASSEMBLY No.8229)
| 1010030302 | ST. PLATE, DOUBLE STUB FOR 14.00 M POLE | EA | 2 | 2
| 1010110500 | BOLT, MACHINE, HEXAGON, M.24X2S0 MM. | EA | 4 | 0
| 1010180102 | WASHER,PLAIN,SQUARE, 72X72X6 MM. | EA | 8 | 0
| 1010180303 | WASHER,LOCK,SPRING,SIZE 24 MM.,TIS.259 | EA | 4 | 0
set24209 | DOUBLE STUB, STEEL PLATE EMBRACING, 14.30 M POLE (ASSEMBLY NO.8229)
| 1010030303 | ST. PLATE, DOUBLE STUB FOR 14.30 M POLE | EA | 2 | 2
| 1010110500 | BOLT, MACHINE, HEXAGON, M.24X2S0 MM. | EA | 4 | 0
| 1010180102 | WASHER,PLAIN,SQUARE, 72X72X6 MM. | EA | 8 | 0
| 1010180303 | WASHER,LOCK,SPRING,SIZE 24 MM.,TIS.259 | EA | 4 | 0
set24210 | DOUBLE STUB, STEEL PLATE EMBRACING, 16.00 M POLE (ASSEMBLY NO.8229)
| 1010030304 | ST. PLATE. DOUBLE S11JS FOR 16.00 M POLE | EA | 2 | 2
| 1010110500 | BOLT, MACHINE, HEXAGON, M.24X2S0 MM. | EA | 4 | 0
| 1010180102 | WASHER,PLAIN,SQUARE, 72X72X6 MM. | EA | 8 | 0
| 1010180303 | WASHER,LOCK,SPRING,SIZE 24 MM.,TIS.259 | EA | 4 | 0
set24211 | SINGLE STUB, COVERED CONCRETE (ASSEMBLY NO.8229)
| 9040020014 | STEEL 9 MM.,10 M.LONG | EACH | 7 | 0
| 9090010037 | CONCRETE 1/2/4 | CU.M. | 0.81 | 0
set24212 | DOUBLE STUB, COVERED CONCRETE (ASSEMBLY NO.8229)
| 9040020014 | STEEL 9 MM.,10 M.LONG | EACH | 9 | 0
| 9090010037 | CONCRETE 1/2/4 | CU.M. | 1.13 | 0
set25201 | X-ARM-C, 3-P, SP 0-5 OVERHEAD GROUND WIRE
| 1000110001 | CROSSARM,PRESTRESSED CONCRETE,SPUN,H.T. 100X100X2,500 MM. | PCS. | 1 | 1
| 1010010003 | STEEL ANGLE,OVERHEAD GROUND WIRE BAYONET 65x65x6 MM. 2,250 MM. LONG | PCS. | 1 | 1
| 1010100000 | WIRE,STEEL SOLID DIA. 4.0 mm.TIS.71 | KG. | 3.5 | 0
| 1010100002 | WIRE,STEEL STRANDED 25 sq.mm.TIS.404 | M. | 0.5 | 0
| 1010110200 | BOLT,MACHINE M.16x130 mm. | SET | 2 | 0
| 1010110202 | BOLT,MACHINE M.16x200 mm. | SET | 1 | 0
| 1010110203 | BOLT,MACHINE M.16x250 mm. | SET | 2 | 0
| 1010110204 | BOLT,MACHINE M.16x300 mm. | SET | 1 | 0
| 1010180100 | WASHER,PLAIN,SQUARE,LARGE 52x52x4.5 mm.HOLE DIA. 18 MM. TIS.258 | PCS. | 7 | 0
| 1010180201 | WASHER,SQUARE,CURVED 60x60x5 mm.HOLE DIA. 22 mm. | PCS. | 3 | 0
| 1010180301 | WASHER,LOCK,SPRING,SIZE 16 mm.,GENERAL PURPOSE,TIS.259 | PCS. | 1 | 0
| 1010200001 | BRACE,FLAT,FOR CROSSARM 30x6x760 mm. | PCS. | 2 | 2
| 1010230000 | CLAMP,SINGLE U-BOLT,M.8 (WIRE ROPE CLIP) | SET | 2 | 0
| 1010230205 | GROUND WIRE CLAMP,J.1152 | SET | 1 | 0
| 1030000001 | INSULATOR,PIN TYPE,TYPE B (CLASS 56-2) TIS.279 | EACH | 3 | 3
| 1030100000 | PIN,INSULATOR,22 KV.SHANK 140 MM.,LEAD HEAD 35 MM.(1 3/8") | EACH | 3 | 3
set25202 | X-ARM-C, 3-P, DP 5-30 OVERHEAD GROUND WIRE
| 1000110001 | CROSSARM,PRESTRESSED CONCRETE,SPUN,H.T. 100X100X2,500 MM. | PCS. | 2 | 2
| 1010010002 | STEEL ANGLE,OVERHEAD GROUND WIRE CORNER BAYONET 65X65X6 MM. 2,250 MM. AND 2,100 MM.LONG | EACH | 1 | 1
| 1010100000 | WIRE,STEEL SOLID DIA. 4.0 mm.TIS.71 | KG. | 6.5 | 0
| 1010100002 | WIRE,STEEL STRANDED 25 sq.mm.TIS.404 | M. | 0.5 | 0
| 1010110100 | BOLT,MATCHINE M.12X35 MM. | SET | 2 | 0
| 1010110200 | BOLT,MACHINE M.16x130 mm. | SET | 2 | 0
| 1010110202 | BOLT,MACHINE M.16x200 mm. | SET | 1 | 0
| 1010110203 | BOLT,MACHINE M.16x250 mm. | SET | 2 | 0
| 1010110206 | BOLT,MACHINE M.16x400 mm. | SET | 1 | 0
| 1010120001 | BOLT,DOUBLE ARMING,M.16x450 mm. | SET | 2 | 0
| 1010180100 | WASHER,PLAIN,SQUARE,LARGE 52x52x4.5 mm.HOLE DIA. 18 MM. TIS.258 | PCS. | 13 | 0
| 1010180201 | WASHER,SQUARE,CURVED 60x60x5 mm.HOLE DIA. 22 mm. | PCS. | 6 | 0
| 1010180301 | WASHER,LOCK,SPRING,SIZE 16 mm.,GENERAL PURPOSE,TIS.259 | PCS. | 1 | 0
| 1010200001 | BRACE,FLAT,FOR CROSSARM 30x6x760 mm. | PCS. | 2 | 2
| 1010230000 | CLAMP,SINGLE U-BOLT,M.8 (WIRE ROPE CLIP) | SET | 2 | 0
| 1010230205 | GROUND WIRE CLAMP,J.1152 | SET | 1 | 0
| 1030000001 | INSULATOR,PIN TYPE,TYPE B (CLASS 56-2) TIS.279 | EACH | 6 | 6
| 1030100000 | PIN,INSULATOR,22 KV.SHANK 140 MM.,LEAD HEAD 35 MM.(1 3/8") | EACH | 6 | 6
set25203 | X-ARM-C, 3-P, 30-60 OVERHEAD GROUND WIRE (12 M.)
| 1000110003 | CROSSARM,PRESTRESSED CONCRETE,SPUN(FOR DEAD-ENDING) 120X120X2,000 | PCS. | 2 | 2
| 1010010002 | STEEL ANGLE,OVERHEAD GROUND WIRE CORNER BAYONET 65X65X6 MM. 2,250 MM. AND 2,100 MM.LONG | EACH | 1 | 1
| 1010100002 | WIRE,STEEL STRANDED 25 sq.mm.TIS.404 | M. | 0.5 | 0
| 1010110100 | BOLT,MATCHINE M.12X35 MM. | SET | 2 | 0
| 1010110201 | BOLT,MACHINE M.16x170 mm. | SET | 2 | 0
| 1010110202 | BOLT,MACHINE M.16x200 mm. | SET | 1 | 0
| 1010110203 | BOLT,MACHINE M.16x250 mm. | SET | 2 | 0
| 1010130001 | BOLT,DOUBLE ARMING,ROUND EYE M.16x450 mm. | SET | 3 | 0
| 1010180001 | NUT,EYE M.16 DIN 582 | PCS | 3 | 0
| 1010180100 | WASHER,PLAIN,SQUARE,LARGE 52x52x4.5 mm.HOLE DIA. 18 MM. TIS.258 | PCS. | 13 | 0
| 1010180300 | WASHER LOCK SPRING SIZE 12 MM. GENERAL PURPOSE TIS 259 | PCS | 2 | 0
| 1010200001 | BRACE,FLAT,FOR CROSSARM 30x6x760 mm. | PCS. | 2 | 2
| 1010230000 | CLAMP,SINGLE U-BOLT,M.8 (WIRE ROPE CLIP) | SET | 2 | 0
| 1010230205 | GROUND WIRE CLAMP,J.1152 | SET | 1 | 0
| 1030000001 | INSULATOR,PIN TYPE,TYPE B (CLASS 56-2) TIS.279 | EACH | 3 | 3
| 1030020000 | INSULATOR,SUSPENSION TYPE A (CLASS 52-1)TIS.354 | PCS. | 18 | 18
| 1030100000 | PIN,INSULATOR,22 KV.SHANK 140 MM.,LEAD HEAD 35 MM.(1 3/8") | EACH | 3 | 3
set25204 | X-ARM-C, 3-P, 30-60 OVERHEAD GROUND WIRE (14 M.)
| 1000110003 | CROSSARM,PRESTRESSED CONCRETE,SPUN(FOR DEAD-ENDING) 120X120X2,000 | PCS. | 2 | 2
| 1010110201 | BOLT,MACHINE M.16x170 mm. | SET | 2 | 0
| 1010110203 | BOLT,MACHINE M.16x250 mm. | SET | 1 | 0
| 1010130002 | BOLT,DOUBLE ARMING,ROUND EYE M.16x500 mm. | SET | 3 | 0
| 1010180001 | NUT,EYE M.16 DIN 582 | PCS | 3 | 0
| 1010180100 | WASHER,PLAIN,SQUARE,LARGE 52x52x4.5 mm.HOLE DIA. 18 MM. TIS.258 | PCS. | 13 | 0
| 1010200001 | BRACE,FLAT,FOR CROSSARM 30x6x760 mm. | PCS. | 2 | 2
| 1010230000 | CLAMP,SINGLE U-BOLT,M.8 (WIRE ROPE CLIP) | SET | 3 | 0
| 1010230201 | GROUND WIRE SUPPORT AND CLAMP,FOR CONCRETE POLE | SET | 1 | 0
| 1030000001 | INSULATOR,PIN TYPE,TYPE B (CLASS 56-2) TIS.279 | EACH | 3 | 3
| 1030020000 | INSULATOR,SUSPENSION TYPE A (CLASS 52-1)TIS.354 | PCS. | 18 | 18
| 1030100000 | PIN,INSULATOR,22 KV.SHANK 140 MM.,LEAD HEAD 35 MM.(1 3/8") | EACH | 3 | 3
set25205 | X-ARM-C, 3-P, DE OVERHEAD GROUND WIRE (12 M.)
| 1000110003 | CROSSARM,PRESTRESSED CONCRETE,SPUN(FOR DEAD-ENDING) 120X120X2,000 | PCS. | 2 | 2
| 1010000100 | STEEL CHANNEL, 100x50x5 mm. 2,250 MM.LONG | PCS | 1 | 0
| 1010100002 | WIRE,STEEL STRANDED 25 sq.mm.TIS.404 | M. | 0.5 | 0
| 1010110201 | BOLT,MACHINE M.16x170 mm. | SET | 4 | 0
| 1010110202 | BOLT,MACHINE M.16x200 mm. | SET | 1 | 0
| 1010110203 | BOLT,MACHINE M.16x250 mm. | SET | 3 | 0
| 1010130001 | BOLT,DOUBLE ARMING,ROUND EYE M.16x450 mm. | SET | 3 | 0
| 1010140001 | BOLT, ROUNG EYE M 16X200 MM. | SET | 1 | 0
| 1010180100 | WASHER,PLAIN,SQUARE,LARGE 52x52x4.5 mm.HOLE DIA. 18 MM. TIS.258 | PCS. | 18 | 18
| 1010200001 | BRACE,FLAT,FOR CROSSARM 30x6x760 mm. | PCS. | 4 | 4
| 1010210304 | THIMBLE,GUY,FOR STEEL WIRE 50-95 sq.mm. | PCS. | 1 | 0
| 1010230000 | CLAMP,SINGLE U-BOLT,M.8 (WIRE ROPE CLIP) | SET | 4 | 0
| 1030020000 | INSULATOR,SUSPENSION TYPE A (CLASS 52-1)TIS.354 | PCS. | 9 | 9
set25206 | X-ARM-C, 3-P, DE OVERHEAD GROUND WIRE (14 M.)
| 1000110003 | CROSSARM,PRESTRESSED CONCRETE,SPUN(FOR DEAD-ENDING) 120X120X2,000 | PCS. | 2 | 2
| 1010110201 | BOLT,MACHINE M.16x170 mm. | SET | 4 | 0
| 1010110203 | BOLT,MACHINE M.16x250 mm. | SET | 1 | 0
| 1010130002 | BOLT,DOUBLE ARMING,ROUND EYE M.16x500 mm. | SET | 3 | 0
| 1010140001 | BOLT, ROUNG EYE M 16X200 MM. | SET | 1 | 0
| 1010180100 | WASHER,PLAIN,SQUARE,LARGE 52x52x4.5 mm.HOLE DIA. 18 MM. TIS.258 | PCS. | 15 | 0
| 1010200001 | BRACE,FLAT,FOR CROSSARM 30x6x760 mm. | PCS. | 4 | 4
| 1010210304 | THIMBLE,GUY,FOR STEEL WIRE 50-95 sq.mm. | PCS. | 1 | 0
| 1010230000 | CLAMP,SINGLE U-BOLT,M.8 (WIRE ROPE CLIP) | SET | 4 | 0
| 1030020000 | INSULATOR,SUSPENSION TYPE A (CLASS 52-1)TIS.354 | PCS. | 9 | 9
set25207 | X-ARM-C, 3-P, DDE OVERHEAD GROUND WIRE (12 M.)
| 1000110003 | CROSSARM,PRESTRESSED CONCRETE,SPUN(FOR DEAD-ENDING) 120X120X2,000 | PCS. | 2 | 2
| 1010000100 | STEEL CHANNEL, 100x50x5 mm. 2,250 MM.LONG | PCS | 1 | 1
| 1010100002 | WIRE,STEEL STRANDED 25 sq.mm.TIS.404 | M. | 0.5 | 0
| 1010110201 | BOLT,MACHINE M.16x170 mm. | SET | 2 | 0
| 1010110202 | BOLT,MACHINE M.16x200 mm. | SET | 1 | 0
| 1010110203 | BOLT,MACHINE M.16x250 mm. | SET | 4 | 0
| 1010130001 | BOLT,DOUBLE ARMING,ROUND EYE M.16x450 mm. | SET | 3 | 0
| 1010140001 | BOLT, ROUNG EYE M 16X200 MM. | SET | 1 | 0
| 1010180001 | NUT,EYE M.16 DIN 582 | PCS | 4 | 0
| 1010180100 | WASHER,PLAIN,SQUARE,LARGE 52x52x4.5 mm.HOLE DIA. 18 MM. TIS.258 | PCS. | 18 | 0
| 1010200001 | BRACE,FLAT,FOR CROSSARM 30x6x760 mm. | PCS. | 4 | 4
| 1010210304 | THIMBLE,GUY,FOR STEEL WIRE 50-95 sq.mm. | PCS. | 2 | 0
| 1010230000 | CLAMP,SINGLE U-BOLT,M.8 (WIRE ROPE CLIP) | SET | 8 | 0
| 1030000001 | INSULATOR,PIN TYPE,TYPE B (CLASS 56-2) TIS.279 | EACH | 3 | 3
| 1030020000 | INSULATOR,SUSPENSION TYPE A (CLASS 52-1)TIS.354 | PCS. | 18 | 18
| 1030100000 | PIN,INSULATOR,22 KV.SHANK 140 MM.,LEAD HEAD 35 MM.(1 3/8") | EACH | 3 | 3
set25208 | X-ARM-C, 3-P, DDE OVERHEAD GROUND WIRE (14 M.)
| 1000110003 | CROSSARM,PRESTRESSED CONCRETE,SPUN(FOR DEAD-ENDING) 120X120X2,000 | PCS. | 2 | 2
| 1010110201 | BOLT,MACHINE M.16x170 mm. | SET | 2 | 0
| 1010110203 | BOLT,MACHINE M.16x250 mm. | SET | 1 | 0
| 1010130002 | BOLT,DOUBLE ARMING,ROUND EYE M.16x500 mm. | SET | 3 | 0
| 1010140001 | BOLT, ROUNG EYE M 16X200 MM. | SET | 1 | 0
| 1010180001 | NUT,EYE M.16 DIN 582 | PCS | 4 | 0
| 1010180100 | WASHER,PLAIN,SQUARE,LARGE 52x52x4.5 mm.HOLE DIA. 18 MM. TIS.258 | PCS. | 15 | 0
| 1010200001 | BRACE,FLAT,FOR CROSSARM 30x6x760 mm. | PCS. | 4 | 4
| 1010210304 | THIMBLE,GUY,FOR STEEL WIRE 50-95 sq.mm. | PCS. | 2 | 0
| 1010230000 | CLAMP,SINGLE U-BOLT,M.8 (WIRE ROPE CLIP) | SET | 6 | 0
| 1030000001 | INSULATOR,PIN TYPE,TYPE B (CLASS 56-2) TIS.279 | EACH | 3 | 3
| 1030020000 | INSULATOR,SUSPENSION TYPE A (CLASS 52-1)TIS.354 | PCS. | 18 | 18
| 1030100000 | PIN,INSULATOR,22 KV.SHANK 140 MM.,LEAD HEAD 35 MM.(1 3/8") | EACH | 3 | 3
set25209 | X-ARM-C, DEAD END CONNECTION I (14,16 M.)
| 1010180001 | NUT,EYE M.16 DIN 582 | PCS | 4 | 0
| 1010210304 | THIMBLE,GUY,FOR STEEL WIRE 50-95 sq.mm. | PCS. | 1 | 0
| 1010230000 | CLAMP,SINGLE U-BOLT,M.8 (WIRE ROPE CLIP) | SET | 2 | 0
| 1030000001 | INSULATOR,PIN TYPE,TYPE B (CLASS 56-2) TIS.279 | EACH | 3 | 3
| 1030020000 | INSULATOR,SUSPENSION TYPE A (CLASS 52-1)TIS.354 | PCS. | 9 | 9
| 1030100000 | PIN,INSULATOR,22 KV.SHANK 140 MM.,LEAD HEAD 35 MM.(1 3/8") | EACH | 3 | 3
set25210 | X-ARM-C, DEAD END CONNECTION II (12,14,16 M.)
| 1010180001 | NUT,EYE M.16 DIN 582 | PCS | 4 | 0
| 1010210304 | THIMBLE,GUY,FOR STEEL WIRE 50-95 sq.mm. | PCS. | 1 | 0
| 1010230000 | CLAMP,SINGLE U-BOLT,M.8 (WIRE ROPE CLIP) | SET | 4 | 0
| 1030000001 | INSULATOR,PIN TYPE,TYPE B (CLASS 56-2) TIS.279 | EACH | 3 | 3
| 1030020000 | INSULATOR,SUSPENSION TYPE A (CLASS 52-1)TIS.354 | PCS. | 9 | 9
| 1030100000 | PIN,INSULATOR,22 KV.SHANK 140 MM.,LEAD HEAD 35 MM.(1 3/8") | EACH | 3 | 3
set25221 | X-ARM-STEEL, 3-P, SP 0-5 OVERHEAD GROUND WIRE
| 1010000106 | STEEL CHANNEL,100X50X5 MM.2,500 MM.LONG | PCS | 1 | 1
| 1010010003 | STEEL ANGLE,OVERHEAD GROUND WIRE BAYONET 65x65x6 MM. 2,250 MM. LONG | PCS. | 1 | 1
| 1010100002 | WIRE,STEEL STRANDED 25 sq.mm.TIS.404 | M. | 0.5 | 0
| 1010110202 | BOLT,MACHINE M.16x200 mm. | SET | 2 | 0
| 1010110203 | BOLT,MACHINE M.16x250 mm. | SET | 2 | 0
| 1010110400 | BOLT,MACHINE, HEXAGON, M.16X75 MM. | SET | 2 | 0
| 1010180100 | WASHER,PLAIN,SQUARE,LARGE 52x52x4.5 mm.HOLE DIA. 18 MM. TIS.258 | PCS. | 5 | 0
| 1010200001 | BRACE,FLAT,FOR CROSSARM 30x6x760 mm. | PCS. | 2 | 2
| 1010230000 | CLAMP,SINGLE U-BOLT,M.8 (WIRE ROPE CLIP) | SET | 2 | 0
| 1010230205 | GROUND WIRE CLAMP,J.1152 | SET | 1 | 0
| 1030000001 | INSULATOR,PIN TYPE,TYPE B (CLASS 56-2) TIS.279 | EACH | 3 | 3
| 1030100000 | PIN,INSULATOR,22 KV.SHANK 140 MM.,LEAD HEAD 35 MM.(1 3/8") | EACH | 3 | 3
set25222 | X-ARM-STEEL, 3-P, DP 5-30 OVERHEAD GROUND WIRE
| 1010000106 | STEEL CHANNEL,100X50X5 MM.2,500 MM.LONG | PCS | 1 | 1
| 1010010002 | STEEL ANGLE,OVERHEAD GROUND WIRE CORNER BAYONET 65X65X6 MM. 2,250 MM. AND 2,100 MM.LONG | EACH | 1 | 1
| 1010100002 | WIRE,STEEL STRANDED 25 sq.mm.TIS.404 | M. | 0.5 | 0
| 1010110100 | BOLT,MATCHINE M.12X35 MM. | SET | 2 | 0
| 1010110202 | BOLT,MACHINE M.16x200 mm. | SET | 2 | 0
| 1010110203 | BOLT,MACHINE M.16x250 mm. | SET | 2 | 0
| 1010110400 | BOLT,MACHINE, HEXAGON, M.16X75 MM. | SET | 2 | 0
| 1010180100 | WASHER,PLAIN,SQUARE,LARGE 52x52x4.5 mm.HOLE DIA. 18 MM. TIS.258 | PCS. | 3 | 0
| 1010180301 | WASHER,LOCK,SPRING,SIZE 16 mm.,GENERAL PURPOSE,TIS.259 | PCS. | 1 | 0
| 1010200001 | BRACE,FLAT,FOR CROSSARM 30x6x760 mm. | PCS. | 2 | 2
| 1010230000 | CLAMP,SINGLE U-BOLT,M.8 (WIRE ROPE CLIP) | SET | 2 | 0
| 1010230205 | GROUND WIRE CLAMP,J.1152 | SET | 1 | 0
| 1030000001 | INSULATOR,PIN TYPE,TYPE B (CLASS 56-2) TIS.279 | EACH | 3 | 0
| 1030100000 | PIN,INSULATOR,22 KV.SHANK 140 MM.,LEAD HEAD 35 MM.(1 3/8") | EACH | 3 | 0
set25223 | X-ARM-STEEL, 3-P, 30-60 OVERHEAD GROUND WIRE (12 M.)
| 1010000100 | STEEL CHANNEL, 100x50x5 mm. 2,250 MM.LONG | PCS | 1 | 1
| 1010000202 | STEEL CHANNEL,125X65X6 MM.2,500 MM.LONG | PCS. | 2 | 2
| 1010100002 | WIRE,STEEL STRANDED 25 sq.mm.TIS.404 | M. | 0.5 | 0
| 1010110203 | BOLT,MACHINE M.16x250 mm. | SET | 4 | 0
| 1010110400 | BOLT,MACHINE, HEXAGON, M.16X75 MM. | SET | 4 | 0
| 1010140001 | BOLT, ROUNG EYE M 16X200 MM. | SET | 1 | 0
| 1010180100 | WASHER,PLAIN,SQUARE,LARGE 52x52x4.5 mm.HOLE DIA. 18 MM. TIS.258 | PCS. | 14 | 0
| 1010200001 | BRACE,FLAT,FOR CROSSARM 30x6x760 mm. | PCS. | 4 | 4
| 1010210304 | THIMBLE,GUY,FOR STEEL WIRE 50-95 sq.mm. | PCS. | 1 | 0
| 1010230000 | CLAMP,SINGLE U-BOLT,M.8 (WIRE ROPE CLIP) | SET | 4 | 0
| 1030020000 | INSULATOR,SUSPENSION TYPE A (CLASS 52-1)TIS.354 | PCS. | 9 | 9
set25227 | X-ARM-STEEL, 3-P, DDE OVERHEAD GROUND WIRE (12 M.)
| 1010000100 | STEEL CHANNEL, 100x50x5 mm. 2,250 MM.LONG | PCS | 1 | 1
| 1010000202 | STEEL CHANNEL,125X65X6 MM.2,500 MM.LONG | PCS. | 2 | 2
| 1010100002 | WIRE,STEEL STRANDED 25 sq.mm.TIS.404 | M. | 0.5 | 0
| 1010110203 | BOLT,MACHINE M.16x250 mm. | SET | 4 | 0
| 1010110400 | BOLT,MACHINE, HEXAGON, M.16X75 MM. | SET | 2 | 0
| 1010140001 | BOLT, ROUNG EYE M 16X200 MM. | SET | 1 | 0
| 1010150050 | BOLT,OVAL FULL THREAD M.16X250 MM. | SET | 3 | 0
| 1010180001 | NUT,EYE M.16 DIN 582 | PCS | 4 | 0
| 1010180100 | WASHER,PLAIN,SQUARE,LARGE 52x52x4.5 mm.HOLE DIA. 18 MM. TIS.258 | PCS. | 18 | 0
| 1010200001 | BRACE,FLAT,FOR CROSSARM 30x6x760 mm. | PCS. | 4 | 4
| 1010210304 | THIMBLE,GUY,FOR STEEL WIRE 50-95 sq.mm. | PCS. | 2 | 0
| 1010230000 | CLAMP,SINGLE U-BOLT,M.8 (WIRE ROPE CLIP) | SET | 8 | 0
| 1030000001 | INSULATOR,PIN TYPE,TYPE B (CLASS 56-2) TIS.279 | EACH | 3 | 3
| 1030020000 | INSULATOR,SUSPENSION TYPE A (CLASS 52-1)TIS.354 | PCS. | 18 | 18
| 1030100000 | PIN,INSULATOR,22 KV.SHANK 140 MM.,LEAD HEAD 35 MM.(1 3/8") | EACH | 3 | 3
set25231 | A-ARM-C, 3-P, SP 0-5 OVERHEAD GROUND WIRE
| 1000110001 | CROSSARM,PRESTRESSED CONCRETE,SPUN,H.T. 100X100X2,500 MM. | PCS. | 1 | 1
| 1010010003 | STEEL ANGLE,OVERHEAD GROUND WIRE BAYONET 65x65x6 MM. 2,250 MM. LONG | PCS. | 1 | 1
| 1010100000 | WIRE,STEEL SOLID DIA. 4.0 mm.TIS.71 | KG. | 3.5 | 0
| 1010100002 | WIRE,STEEL STRANDED 25 sq.mm.TIS.404 | M. | 0.5 | 0
| 1010110200 | BOLT,MACHINE M.16x130 mm. | SET | 1 | 0
| 1010110203 | BOLT,MACHINE M.16x250 mm. | SET | 3 | 0
| 1010110204 | BOLT,MACHINE M.16x300 mm. | SET | 1 | 0
| 1010180100 | WASHER,PLAIN,SQUARE,LARGE 52x52x4.5 mm.HOLE DIA. 18 MM. TIS.258 | PCS. | 6 | 0
| 1010180201 | WASHER,SQUARE,CURVED 60x60x5 mm.HOLE DIA. 22 mm. | PCS. | 3 | 0
| 1010180301 | WASHER,LOCK,SPRING,SIZE 16 mm.,GENERAL PURPOSE,TIS.259 | PCS. | 1 | 0
| 1010200004 | BRACE,ALLEY ARM 40x40x5 mm. 2,120 mm.LONG | PCS. | 1 | 1
| 1010230000 | CLAMP,SINGLE U-BOLT,M.8 (WIRE ROPE CLIP) | SET | 2 | 0
| 1010230205 | GROUND WIRE CLAMP,J.1152 | SET | 1 | 0
| 1030000001 | INSULATOR,PIN TYPE,TYPE B (CLASS 56-2) TIS.279 | EACH | 3 | 3
| 1030100000 | PIN,INSULATOR,22 KV.SHANK 140 MM.,LEAD HEAD 35 MM.(1 3/8") | EACH | 3 | 3
set25232 | A-ARM-C, 3-P, DP 5-30 OVERHEAD GROUND WIRE
| 1000110001 | CROSSARM,PRESTRESSED CONCRETE,SPUN,H.T. 100X100X2,500 MM. | PCS. | 2 | 2
| 1010010002 | STEEL ANGLE,OVERHEAD GROUND WIRE CORNER BAYONET 65X65X6 MM. 2,250 MM. AND 2,100 MM.LONG | EACH | 1 | 0
| 1010100000 | WIRE,STEEL SOLID DIA. 4.0 mm.TIS.71 | KG. | 6.5 | 0
| 1010100002 | WIRE,STEEL STRANDED 25 sq.mm.TIS.404 | M. | 0.5 | 0
| 1010110100 | BOLT,MATCHINE M.12X35 MM. | SET | 2 | 0
| 1010110200 | BOLT,MACHINE M.16x130 mm. | SET | 1 | 0
| 1010110203 | BOLT,MACHINE M.16x250 mm. | SET | 3 | 0
| 1010110206 | BOLT,MACHINE M.16x400 mm. | SET | 1 | 0
| 1010120001 | BOLT,DOUBLE ARMING,M.16x450 mm. | SET | 2 | 0
| 1010180100 | WASHER,PLAIN,SQUARE,LARGE 52x52x4.5 mm.HOLE DIA. 18 MM. TIS.258 | PCS. | 14 | 0
| 1010180201 | WASHER,SQUARE,CURVED 60x60x5 mm.HOLE DIA. 22 mm. | PCS. | 6 | 0
| 1010180300 | WASHER LOCK SPRING SIZE 12 MM. GENERAL PURPOSE TIS 259 | PCS | 2 | 0
| 1010180301 | WASHER,LOCK,SPRING,SIZE 16 mm.,GENERAL PURPOSE,TIS.259 | PCS. | 1 | 0
| 1010200004 | BRACE,ALLEY ARM 40x40x5 mm. 2,120 mm.LONG | PCS. | 1 | 1
| 1010230000 | CLAMP,SINGLE U-BOLT,M.8 (WIRE ROPE CLIP) | SET | 2 | 0
| 1010230205 | GROUND WIRE CLAMP,J.1152 | SET | 1 | 0
| 1030000001 | INSULATOR,PIN TYPE,TYPE B (CLASS 56-2) TIS.279 | EACH | 6 | 6
| 1030100000 | PIN,INSULATOR,22 KV.SHANK 140 MM.,LEAD HEAD 35 MM.(1 3/8") | EACH | 6 | 6
set25241 | A-ARM-STEEL, 3-P, SP 0-5 OVERHEAD GROUND WIRE
| 1010000106 | STEEL CHANNEL,100X50X5 MM.2,500 MM.LONG | PCS | 1 | 1
| 1010010003 | STEEL ANGLE,OVERHEAD GROUND WIRE BAYONET 65x65x6 MM. 2,250 MM. LONG | PCS. | 1 | 1
| 1010100002 | WIRE,STEEL STRANDED 25 sq.mm.TIS.404 | M. | 0.5 | 0
| 1010110202 | BOLT,MACHINE M.16x200 mm. | SET | 1 | 0
| 1010110203 | BOLT,MACHINE M.16x250 mm. | SET | 2 | 0
| 1010110400 | BOLT,MACHINE, HEXAGON, M.16X75 MM. | SET | 1 | 0
| 1010180100 | WASHER,PLAIN,SQUARE,LARGE 52x52x4.5 mm.HOLE DIA. 18 MM. TIS.258 | PCS. | 5 | 0
| 1010200004 | BRACE,ALLEY ARM 40x40x5 mm. 2,120 mm.LONG | PCS. | 1 | 1
| 1010230000 | CLAMP,SINGLE U-BOLT,M.8 (WIRE ROPE CLIP) | SET | 2 | 0
| 1010230205 | GROUND WIRE CLAMP,J.1152 | SET | 1 | 0
| 1030000001 | INSULATOR,PIN TYPE,TYPE B (CLASS 56-2) TIS.279 | EACH | 3 | 3
| 1030100000 | PIN,INSULATOR,22 KV.SHANK 140 MM.,LEAD HEAD 35 MM.(1 3/8") | EACH | 3 | 3
set25242 | A-ARM-STEEL, 3-P, DP 5-30 OVERHEAD GROUND WIRE
| 1010000106 | STEEL CHANNEL,100X50X5 MM.2,500 MM.LONG | PCS | 1 | 1
| 1010010002 | STEEL ANGLE,OVERHEAD GROUND WIRE CORNER BAYONET 65X65X6 MM. 2,250 MM. AND 2,100 MM.LONG | EACH | 1 | 1
| 1010100002 | WIRE,STEEL STRANDED 25 sq.mm.TIS.404 | M. | 0.5 | 0
| 1010110100 | BOLT,MATCHINE M.12X35 MM. | SET | 2 | 0
| 1010110202 | BOLT,MACHINE M.16x200 mm. | SET | 1 | 0
| 1010110203 | BOLT,MACHINE M.16x250 mm. | SET | 2 | 0
| 1010110400 | BOLT,MACHINE, HEXAGON, M.16X75 MM. | SET | 1 | 0
| 1010180100 | WASHER,PLAIN,SQUARE,LARGE 52x52x4.5 mm.HOLE DIA. 18 MM. TIS.258 | PCS. | 3 | 0
| 1010180300 | WASHER LOCK SPRING SIZE 12 MM. GENERAL PURPOSE TIS 259 | PCS | 2 | 0
| 1010200004 | BRACE,ALLEY ARM 40x40x5 mm. 2,120 mm.LONG | PCS. | 1 | 1
| 1010230000 | CLAMP,SINGLE U-BOLT,M.8 (WIRE ROPE CLIP) | SET | 2 | 0
| 1010230205 | GROUND WIRE CLAMP,J.1152 | SET | 1 | 0
| 1030000001 | INSULATOR,PIN TYPE,TYPE B (CLASS 56-2) TIS.279 | EACH | 3 | 3
| 1030100000 | PIN,INSULATOR,22 KV.SHANK 140 MM.,LEAD HEAD 35 MM.(1 3/8") | EACH | 3 | 3
set25251 | OVERHEAD GROUND WIRE, 0-5 DEGREE, ON 12.20 M. AND 14 M. POLE (ASSEMBLY NO.2425)
| 1010010003 | STEEL ANGLE,OVERHEAD GROUND WIRE BAYONET 65x65x6 MM. 2,250 MM. LONG | PCS. | 1 | 1
| 1010100002 | WIRE,STEEL STRANDED 25 sq.mm.TIS.404 | M. | 2.4 | 0
| 1010110203 | BOLT,MACHINE M.16x250 mm. | SET | 2 | 0
| 1010180100 | WASHER,PLAIN,SQUARE,LARGE 52x52x4.5 mm.HOLE DIA. 18 MM. TIS.258 | PCS. | 2 | 0
| 1010230000 | CLAMP,SINGLE U-BOLT,M.8 (WIRE ROPE CLIP) | SET | 1 | 0
| 1010230012 | CLAMP, DOUBLE BOLTS, ST. WIRE 25 SQ.MM. | SET | 2 | 0
| 1010230205 | GROUND WIRE CLAMP,J.1152 | SET | 1 | 0
set25252 | OVERHEAD GROUND WIRE DP. 5-30 TYPE 1 (ASSEMBLY NO.2425)
| 1010010002 | STEEL ANGLE,OVERHEAD GROUND WIRE CORNER BAYONET 65X65X6 MM. 2,250 MM. AND 2,100 MM.LONG | EACH | 1 | 1
| 1010100002 | WIRE,STEEL STRANDED 25 sq.mm.TIS.404 | M. | 2.5 | 0
| 1010110100 | BOLT,MATCHINE M.12X35 MM. | SET | 2 | 0
| 1010110203 | BOLT,MACHINE M.16x250 mm. | SET | 2 | 0
| 1010180300 | WASHER LOCK SPRING SIZE 12 MM. GENERAL PURPOSE TIS 259 | PCS | 2 | 0
| 1010230000 | CLAMP,SINGLE U-BOLT,M.8 (WIRE ROPE CLIP) | SET | 5 | 0
| 1010230205 | GROUND WIRE CLAMP,J.1152 | SET | 1 | 0
set25253 | OVERHEAD GROUND WIRE 30-60 I (14,16 M.) (ASSEMBLY NO.2426)
| 1010100002 | WIRE,STEEL STRANDED 25 sq.mm.TIS.404 | M. | 2.5 | 0
| 1010230000 | CLAMP,SINGLE U-BOLT,M.8 (WIRE ROPE CLIP) | SET | 3 | 0
| 1010230201 | GROUND WIRE SUPPORT AND CLAMP,FOR CONCRETE POLE | SET | 1 | 0
set25254 | OVERHEAD GROUND WIRE 30-60 II (12,14,16 M.) (ASSEMBLY NO.2426)
| 1010010002 | STEEL ANGLE,OVERHEAD GROUND WIRE CORNER BAYONET 65X65X6 MM. 2,250 MM. AND 2,100 MM.LONG | EACH | 1 | 1
| 1010100002 | WIRE,STEEL STRANDED 25 sq.mm.TIS.404 | M. | 2.5 | 0
| 1010110100 | BOLT,MATCHINE M.12X35 MM. | SET | 2 | 0
| 1010110203 | BOLT,MACHINE M.16x250 mm. | SET | 2 | 0
| 1010180300 | WASHER LOCK SPRING SIZE 12 MM. GENERAL PURPOSE TIS 259 | PCS | 2 | 0
| 1010230000 | CLAMP,SINGLE U-BOLT,M.8 (WIRE ROPE CLIP) | SET | 5 | 0
| 1010230205 | GROUND WIRE CLAMP,J.1152 | SET | 1 | 0
set25255 | OVERHEAD GROUND WIRE DE. I (14,16 M.)(ASSEMBLY NO.2428)
| 1010140001 | BOLT, ROUNG EYE M 16X200 MM. | SET | 1 | 0
| 1010180100 | WASHER,PLAIN,SQUARE,LARGE 52x52x4.5 mm.HOLE DIA. 18 MM. TIS.258 | PCS. | 2 | 0
| 1010210304 | THIMBLE,GUY,FOR STEEL WIRE 50-95 sq.mm. | PCS. | 1 | 0
| 1010230000 | CLAMP,SINGLE U-BOLT,M.8 (WIRE ROPE CLIP) | SET | 4 | 0
set25256 | OVERHEAD GROUND WIRE DE. II (12,14,16 M.)(ASSEMBLY NO.2428)
| 1010000100 | STEEL CHANNEL, 100x50x5 mm. 2,250 MM.LONG | PCS | 1 | 1
| 1010100002 | WIRE,STEEL STRANDED 25 sq.mm.TIS.404 | M. | 2.5 | 0
| 1010110203 | BOLT,MACHINE M.16x250 mm. | SET | 3 | 0
| 1010140001 | BOLT, ROUNG EYE M 16X200 MM. | SET | 1 | 0
| 1010180100 | WASHER,PLAIN,SQUARE,LARGE 52x52x4.5 mm.HOLE DIA. 18 MM. TIS.258 | PCS. | 4 | 0
| 1010210304 | THIMBLE,GUY,FOR STEEL WIRE 50-95 sq.mm. | PCS. | 1 | 0
| 1010230000 | CLAMP,SINGLE U-BOLT,M.8 (WIRE ROPE CLIP) | SET | 1 | 0
| 1010230012 | CLAMP, DOUBLE BOLTS, ST. WIRE 25 SQ.MM. | SET | 2 | 0
set25257 | OVERHEAD GROUND WIRE DDE. I (14,16 M.)(ASSEMBLY NO.2427)
| 1010100002 | WIRE,STEEL STRANDED 25 sq.mm.TIS.404 | M. | 2.5 | 0
| 1010140001 | BOLT, ROUNG EYE M 16X200 MM. | SET | 1 | 0
| 1010180001 | NUT,EYE M.16 DIN 582 | PCS | 1 | 0
| 1010180100 | WASHER,PLAIN,SQUARE,LARGE 52x52x4.5 mm.HOLE DIA. 18 MM. TIS.258 | PCS. | 2 | 0
| 1010210304 | THIMBLE,GUY,FOR STEEL WIRE 50-95 sq.mm. | PCS. | 2 | 0
| 1010230000 | CLAMP,SINGLE U-BOLT,M.8 (WIRE ROPE CLIP) | SET | 8 | 0
set25258 | OVERHEAD GROUND WIRE DDE. II (12,14,16 M.)(ASSEMBLY NO.2427)
| 1010000100 | STEEL CHANNEL, 100x50x5 mm. 2,250 MM.LONG | PCS | 1 | 1
| 1010100002 | WIRE,STEEL STRANDED 25 sq.mm.TIS.404 | M. | 2.5 | 0
| 1010110203 | BOLT,MACHINE M.16x250 mm. | SET | 3 | 0
| 1010140001 | BOLT, ROUNG EYE M 16X200 MM. | SET | 1 | 0
| 1010180001 | NUT,EYE M.16 DIN 582 | PCS | 1 | 0
| 1010180100 | WASHER,PLAIN,SQUARE,LARGE 52x52x4.5 mm.HOLE DIA. 18 MM. TIS.258 | PCS. | 5 | 0
| 1010210304 | THIMBLE,GUY,FOR STEEL WIRE 50-95 sq.mm. | PCS. | 2 | 0
| 1010230000 | CLAMP,SINGLE U-BOLT,M.8 (WIRE ROPE CLIP) | SET | 1 | 0
| 1010230012 | CLAMP, DOUBLE BOLTS, ST. WIRE 25 SQ.MM. | SET | 4 | 0
set25259 | OVERHEAD GROUND WIRE BA. I (14,16 M.) (ASSEMBLY NO.2429)
| 1010140001 | BOLT, ROUNG EYE M 16X200 MM. | SET | 1 | 0
| 1010140002 | BOLT,ROUND EYE M.16x250 mm. | SET | 1 | 0
| 1010180100 | WASHER,PLAIN,SQUARE,LARGE 52x52x4.5 mm.HOLE DIA. 18 MM. TIS.258 | PCS. | 4 | 0
| 1010210304 | THIMBLE,GUY,FOR STEEL WIRE 50-95 sq.mm. | PCS. | 2 | 0
| 1010230000 | CLAMP,SINGLE U-BOLT,M.8 (WIRE ROPE CLIP) | SET | 8 | 0
set25260 | OVERHEAD GROUND WIRE BA. II (12 M.)(ASSEMBLY NO.2429)
| 1010000100 | STEEL CHANNEL, 100x50x5 mm. 2,250 MM.LONG | PCS | 2 | 2
| 1010050003 | PIPE,STEEL,SIZE 20,TYPE 2, 180 MM.LONG TIS.277 BUT WITHOUT THREADED END | EACH | 2 | 2
| 1010100002 | WIRE,STEEL STRANDED 25 sq.mm.TIS.404 | M. | 4 | 0
| 1010110203 | BOLT,MACHINE M.16x250 mm. | SET | 4 | 0
| 1010140001 | BOLT, ROUNG EYE M 16X200 MM. | SET | 1 | 0
| 1010140002 | BOLT,ROUND EYE M.16x250 mm. | SET | 1 | 0
| 1010180100 | WASHER,PLAIN,SQUARE,LARGE 52x52x4.5 mm.HOLE DIA. 18 MM. TIS.258 | PCS. | 2 | 0
| 1010210304 | THIMBLE,GUY,FOR STEEL WIRE 50-95 sq.mm. | PCS. | 2 | 0
| 1010230000 | CLAMP,SINGLE U-BOLT,M.8 (WIRE ROPE CLIP) | SET | 2 | 0
| 1010230012 | CLAMP, DOUBLE BOLTS, ST. WIRE 25 SQ.MM. | SET | 3 | 0
set25261 | OVERHEAD GROUND WIRE BA. II (14,16 M.)(ASSEMBLY NO.2429)
| 1010000100 | STEEL CHANNEL, 100x50x5 mm. 2,250 MM.LONG | PCS | 2 | 2
| 1010050004 | PIPE,STEEL,SIZE 20,TYPE 2,200 MM.LONG TIS.277 BUT WITHOUT THREADED END | EACH | 2 | 2
| 1010100002 | WIRE,STEEL STRANDED 25 sq.mm.TIS.404 | M. | 4 | 0
| 1010110203 | BOLT,MACHINE M.16x250 mm. | SET | 4 | 0
| 1010140001 | BOLT, ROUNG EYE M 16X200 MM. | SET | 1 | 0
| 1010140002 | BOLT,ROUND EYE M.16x250 mm. | SET | 1 | 0
| 1010180100 | WASHER,PLAIN,SQUARE,LARGE 52x52x4.5 mm.HOLE DIA. 18 MM. TIS.258 | PCS. | 2 | 0
| 1010210304 | THIMBLE,GUY,FOR STEEL WIRE 50-95 sq.mm. | PCS. | 2 | 0
| 1010230000 | CLAMP,SINGLE U-BOLT,M.8 (WIRE ROPE CLIP) | SET | 9 | 0
set25262 | OVERHEAD GROUND WIRE, 5-30 DEGREE, ON 12.20 M. AND 14 M. POLE (ASSEMBLY NO.2425)
| 1010000100 | STEEL CHANNEL, 100x50x5 mm. 2,250 MM.LONG | PCS | 1 | 1
| 1010100002 | WIRE,STEEL STRANDED 25 sq.mm.TIS.404 | M. | 2.4 | 0
| 1010110203 | BOLT,MACHINE M.16x250 mm. | SET | 2 | 0
| 1010180100 | WASHER,PLAIN,SQUARE,LARGE 52x52x4.5 mm.HOLE DIA. 18 MM. TIS.258 | PCS. | 2 | 0
| 1010230000 | CLAMP,SINGLE U-BOLT,M.8 (WIRE ROPE CLIP) | SET | 1 | 0
| 1010230012 | CLAMP, DOUBLE BOLTS, ST. WIRE 25 SQ.MM. | SET | 2 | 0
| 1010230205 | GROUND WIRE CLAMP,J.1152 | SET | 1 | 0
set25263 | OVERHEAD GROUND WIRE, 0-5 DEGREE, ON 12 M. POLE (ASSEMBLY NO.2425)
| 1010010003 | STEEL ANGLE,OVERHEAD GROUND WIRE BAYONET 65x65x6 MM. 2,250 MM. LONG | PCS. | 1 | 1
| 1010100002 | WIRE,STEEL STRANDED 25 sq.mm.TIS.404 | M. | 2.4 | 0
| 1010110202 | BOLT,MACHINE M.16x200 mm. | SET | 2 | 0
| 1010180100 | WASHER,PLAIN,SQUARE,LARGE 52x52x4.5 mm.HOLE DIA. 18 MM. TIS.258 | PCS. | 2 | 0
| 1010230000 | CLAMP,SINGLE U-BOLT,M.8 (WIRE ROPE CLIP) | SET | 1 | 0
| 1010230012 | CLAMP, DOUBLE BOLTS, ST. WIRE 25 SQ.MM. | SET | 2 | 0
| 1010230205 | GROUND WIRE CLAMP,J.1152 | SET | 1 | 0
set25264 | OVERHEAD GROUND WIRE, 0-5 DEGREE, ON 14.3 M. POLE (ASSEMBLY NO.2425)
| 1010010003 | STEEL ANGLE,OVERHEAD GROUND WIRE BAYONET 65x65x6 MM. 2,250 MM. LONG | PCS. | 1 | 1
| 1010100002 | WIRE,STEEL STRANDED 25 sq.mm.TIS.404 | M. | 2.4 | 0
| 1010110204 | BOLT,MACHINE M.16x300 mm. | SET | 2 | 0
| 1010180100 | WASHER,PLAIN,SQUARE,LARGE 52x52x4.5 mm.HOLE DIA. 18 MM. TIS.258 | PCS. | 2 | 0
| 1010230000 | CLAMP,SINGLE U-BOLT,M.8 (WIRE ROPE CLIP) | SET | 1 | 0
| 1010230012 | CLAMP, DOUBLE BOLTS, ST. WIRE 25 SQ.MM. | SET | 2 | 0
| 1010230205 | GROUND WIRE CLAMP,J.1152 | SET | 1 | 0
set25265 | OVERHEAD GROUND WIRE, 5-30 DEGREE, ON 12 M. POLE (ASSEMBLY NO.2425)
| 1010000100 | STEEL CHANNEL, 100x50x5 mm. 2,250 MM.LONG | PCS | 1 | 1
| 1010100002 | WIRE,STEEL STRANDED 25 sq.mm.TIS.404 | M. | 2.4 | 0
| 1010110202 | BOLT,MACHINE M.16x200 mm. | SET | 2 | 0
| 1010180100 | WASHER,PLAIN,SQUARE,LARGE 52x52x4.5 mm.HOLE DIA. 18 MM. TIS.258 | PCS. | 2 | 0
| 1010230000 | CLAMP,SINGLE U-BOLT,M.8 (WIRE ROPE CLIP) | SET | 1 | 0
| 1010230012 | CLAMP, DOUBLE BOLTS, ST. WIRE 25 SQ.MM. | SET | 2 | 0
| 1010230205 | GROUND WIRE CLAMP,J.1152 | SET | 1 | 0
set25266 | OVERHEAD GROUND WIRE, 5-30 DEGREE, ON 14.3 M. POLE (ASSEMBLY NO.2425)
| 1010000100 | STEEL CHANNEL, 100x50x5 mm. 2,250 MM.LONG | PCS | 1 | 1
| 1010100002 | WIRE,STEEL STRANDED 25 sq.mm.TIS.404 | M. | 2.4 | 0
| 1010110204 | BOLT,MACHINE M.16x300 mm. | SET | 2 | 0
| 1010180100 | WASHER,PLAIN,SQUARE,LARGE 52x52x4.5 mm.HOLE DIA. 18 MM. TIS.258 | PCS. | 2 | 0
| 1010230000 | CLAMP,SINGLE U-BOLT,M.8 (WIRE ROPE CLIP) | SET | 1 | 0
| 1010230012 | CLAMP, DOUBLE BOLTS, ST. WIRE 25 SQ.MM. | SET | 2 | 0
| 1010230205 | GROUND WIRE CLAMP,J.1152 | SET | 1 | 0
set26001 | #N/A
| 1000110001 | CROSSARM,PRESTRESSED CONCRETE,SPUN,H.T. 100X100X2,500 MM. | PCS. | 4 | 4
| 1000110004 | CROSSARM,PRESTRESSED CONCRETE,SPUN(FOR DEAD-ENDING) 120X120X2,50 | PCS. | 2 | 2
| 1010060015 | CONDUIT STEEL GUARD, 22 kV,33 kV, FOR CONCRETE POLE 12 m. ,14 m., DWG. NO. SA1-015/31028 (สำหรับท่อร้อยสายขึ้นเสาระบบ 22-33 kV.) | SET | 1 | 0
| 1010100004 | WIRE,STEEL STRANDED 50/7 sq.mm.TIS.404 | M. | 25 | 0
| 1010110200 | BOLT,MACHINE M.16x130 mm. | SET | 6 | 0
| 1010110201 | BOLT,MACHINE M.16x170 mm. | SET | 4 | 0
| 1010110203 | BOLT,MACHINE M.16x250 mm. | SET | 2 | 0
| 1010110204 | BOLT,MACHINE M.16x300 mm. | SET | 1 | 0
| 1010110205 | BOLT,MACHINE M.16x350 mm. | SET | 2 | 0
| 1010110207 | BOLT,MACHINE M.16x450 mm. | SET | 1 | 0
| 1010120001 | BOLT,DOUBLE ARMING,M.16x450 mm. | SET | 2 | 0
| 1010130001 | BOLT,DOUBLE ARMING,ROUND EYE M.16x450 mm. | SET | 3 | 0
| 1010180100 | WASHER,PLAIN,SQUARE,LARGE 52x52x4.5 mm.HOLE DIA. 18 MM. TIS.258 | PCS. | 34 | 0
| 1010200001 | BRACE,FLAT,FOR CROSSARM 30x6x760 mm. | PCS. | 8 | 8
| 1010220002 | ROD,GROUND,60x60x5 mm. 2 m.LONG | SET | 1 | 0
| 1010230000 | CLAMP,SINGLE U-BOLT,M.8 (WIRE ROPE CLIP) | SET | 7 | 0
| 1020050004 | CABLE,AERIAL,AL 22 kV. 1x185 sq.mm. | M. | 15 | 0
| 1020150007 | CABLE,TERMINATION KITS,FOR OUTDOOR 22 KV.1X240 SQ.MM | SET | 3 | 0
| 1020270009 | CABLE GRIP, CLOSED MESH, FOR SUPPORTING THREE(3) UNDERGROUND CABLE TOGETHER, ZISE 240 sq.mm. 22&33 kV | EACH | 1 | 0
| 1030020000 | INSULATOR,SUSPENSION TYPE A (CLASS 52-1)TIS.354 | PCS. | 9 | 9
| 1040000001 | LIGHTNING ARRESTER,20-21 KV.10 KA. | SET | 3 | 3
| 1040050001 | SWITCH,DISCONNECTING,SINGLE POLE,22 KV.600 A.40 KA.STATION CLASS | SET | 3 | 3
| 1080040001 | CONDUIT,PVC,RIGID,DIA. 20x2500 mm.TIS.216 | EACH | 1 | 0
| 1080050013 | CONDUIT,HDPE PN 6.3 SIZE 160 MM. TIS.982 | EACH | 1 | 0
set26002 | #N/A
| 1000110001 | CROSSARM,PRESTRESSED CONCRETE,SPUN,H.T. 100X100X2,500 MM. | PCS. | 5 | 5
| 1000110004 | CROSSARM,PRESTRESSED CONCRETE,SPUN(FOR DEAD-ENDING) 120X120X2,50 | PCS. | 2 | 2
| 1010060015 | CONDUIT STEEL GUARD, 22 kV,33 kV, FOR CONCRETE POLE 12 m. ,14 m., DWG. NO. SA1-015/31028 (สำหรับท่อร้อยสายขึ้นเสาระบบ 22-33 kV.) | SET | 1 | 0
| 1010100004 | WIRE,STEEL STRANDED 50/7 sq.mm.TIS.404 | M. | 25 | 0
| 1010110200 | BOLT,MACHINE M.16x130 mm. | SET | 8 | 0
| 1010110201 | BOLT,MACHINE M.16x170 mm. | SET | 7 | 0
| 1010110203 | BOLT,MACHINE M.16x250 mm. | SET | 2 | 0
| 1010110204 | BOLT,MACHINE M.16x300 mm. | SET | 2 | 0
| 1010110205 | BOLT,MACHINE M.16x350 mm. | SET | 2 | 0
| 1010110206 | BOLT,MACHINE M.16x400 mm. | SET | 1 | 0
| 1010110207 | BOLT,MACHINE M.16x450 mm. | SET | 1 | 0
| 1010120002 | BOLT,DOUBLE ARMING,M.16x500 mm. | SET | 2 | 0
| 1010130001 | BOLT,DOUBLE ARMING,ROUND EYE M.16x450 mm. | SET | 3 | 0
| 1010180100 | WASHER,PLAIN,SQUARE,LARGE 52x52x4.5 mm.HOLE DIA. 18 MM. TIS.258 | PCS. | 42 | 0
| 1010200001 | BRACE,FLAT,FOR CROSSARM 30x6x760 mm. | PCS. | 10 | 10
| 1010200002 | BRACE,FLAT,FOR CROSSARM 40x6x1,000 mm. | PCS. | 2 | 0
| 1010220002 | ROD,GROUND,60x60x5 mm. 2 m.LONG | SET | 1 | 0
| 1010230000 | CLAMP,SINGLE U-BOLT,M.8 (WIRE ROPE CLIP) | SET | 7 | 0
| 1020050004 | CABLE,AERIAL,AL 22 kV. 1x185 sq.mm. | M. | 21 | 0
| 1020150007 | CABLE,TERMINATION KITS,FOR OUTDOOR 22 KV.1X240 SQ.MM | SET | 3 | 0
| 1020270009 | CABLE GRIP, CLOSED MESH, FOR SUPPORTING THREE(3) UNDERGROUND CABLE TOGETHER, ZISE 240 sq.mm. 22&33 kV | EACH | 1 | 0
| 1030000001 | INSULATOR,PIN TYPE,TYPE B (CLASS 56-2) TIS.279 | EACH | 3 | 3
| 1030020000 | INSULATOR,SUSPENSION TYPE A (CLASS 52-1)TIS.354 | PCS. | 9 | 9
| 1030100000 | PIN,INSULATOR,22 KV.SHANK 140 MM.,LEAD HEAD 35 MM.(1 3/8") | EACH | 3 | 3
| 1040000001 | LIGHTNING ARRESTER,20-21 KV.10 KA. | SET | 3 | 3
| 1040050001 | SWITCH,DISCONNECTING,SINGLE POLE,22 KV.600 A.40 KA.STATION CLASS | SET | 3 | 3
| 1080040001 | CONDUIT,PVC,RIGID,DIA. 20x2500 mm.TIS.216 | EACH | 1 | 0
| 1080050013 | CONDUIT,HDPE PN 6.3 SIZE 160 MM. TIS.982 | EACH | 1 | 0
set26003 | #N/A
| 1000110001 | CROSSARM,PRESTRESSED CONCRETE,SPUN,H.T. 100X100X2,500 MM. | PCS. | 4 | 4
| 1000110004 | CROSSARM,PRESTRESSED CONCRETE,SPUN(FOR DEAD-ENDING) 120X120X2,50 | PCS. | 2 | 2
| 1010060015 | CONDUIT STEEL GUARD, 22 kV,33 kV, FOR CONCRETE POLE 12 m. ,14 m., DWG. NO. SA1-015/31028 (สำหรับท่อร้อยสายขึ้นเสาระบบ 22-33 kV.) | SET | 1 | 0
| 1010100004 | WIRE,STEEL STRANDED 50/7 sq.mm.TIS.404 | M. | 25 | 0
| 1010110200 | BOLT,MACHINE M.16x130 mm. | SET | 6 | 0
| 1010110201 | BOLT,MACHINE M.16x170 mm. | SET | 3 | 0
| 1010110203 | BOLT,MACHINE M.16x250 mm. | SET | 3 | 0
| 1010110204 | BOLT,MACHINE M.16x300 mm. | SET | 1 | 0
| 1010110205 | BOLT,MACHINE M.16x350 mm. | SET | 2 | 0
| 1010110206 | BOLT,MACHINE M.16x400 mm. | SET | 0 | 0
| 1010110207 | BOLT,MACHINE M.16x450 mm. | SET | 1 | 0
| 1010120001 | BOLT,DOUBLE ARMING,M.16x450 mm. | SET | 2 | 0
| 1010130001 | BOLT,DOUBLE ARMING,ROUND EYE M.16x450 mm. | SET | 1 | 0
| 1010180100 | WASHER,PLAIN,SQUARE,LARGE 52x52x4.5 mm.HOLE DIA. 18 MM. TIS.258 | PCS. | 35 | 0
| 1010200001 | BRACE,FLAT,FOR CROSSARM 30x6x760 mm. | PCS. | 8 | 8
| 1010220002 | ROD,GROUND,60x60x5 mm. 2 m.LONG | SET | 1 | 0
| 1010230000 | CLAMP,SINGLE U-BOLT,M.8 (WIRE ROPE CLIP) | SET | 7 | 0
| 1020050004 | CABLE,AERIAL,AL 22 kV. 1x185 sq.mm. | M. | 15 | 0
| 1020150007 | CABLE,TERMINATION KITS,FOR OUTDOOR 22 KV.1X240 SQ.MM | SET | 3 | 0
| 1020270009 | CABLE GRIP, CLOSED MESH, FOR SUPPORTING THREE(3) UNDERGROUND CABLE TOGETHER, ZISE 240 sq.mm. 22&33 kV | EACH | 1 | 0
| 1030020000 | INSULATOR,SUSPENSION TYPE A (CLASS 52-1)TIS.354 | PCS. | 9 | 9
| 1040000001 | LIGHTNING ARRESTER,20-21 KV.10 KA. | SET | 3 | 3
| 1040050001 | SWITCH,DISCONNECTING,SINGLE POLE,22 KV.600 A.40 KA.STATION CLASS | SET | 3 | 3
| 1080040001 | CONDUIT,PVC,RIGID,DIA. 20x2500 mm.TIS.216 | EACH | 1 | 0
| 1080050013 | CONDUIT,HDPE PN 6.3 SIZE 160 MM. TIS.982 | EACH | 1 | 0
set26004 | #N/A
| 1000110001 | CROSSARM,PRESTRESSED CONCRETE,SPUN,H.T. 100X100X2,500 MM. | PCS. | 4 | 4
| 1000110004 | CROSSARM,PRESTRESSED CONCRETE,SPUN(FOR DEAD-ENDING) 120X120X2,50 | PCS. | 2 | 2
| 1010060015 | CONDUIT STEEL GUARD, 22 kV,33 kV, FOR CONCRETE POLE 12 m. ,14 m., DWG. NO. SA1-015/31028 (สำหรับท่อร้อยสายขึ้นเสาระบบ 22-33 kV.) | SET | 1 | 0
| 1010100004 | WIRE,STEEL STRANDED 50/7 sq.mm.TIS.404 | M. | 25 | 0
| 1010110200 | BOLT,MACHINE M.16x130 mm. | SET | 4 | 0
| 1010110201 | BOLT,MACHINE M.16x170 mm. | SET | 4 | 0
| 1010110203 | BOLT,MACHINE M.16x250 mm. | SET | 3 | 0
| 1010110204 | BOLT,MACHINE M.16x300 mm. | SET | 2 | 0
| 1010110205 | BOLT,MACHINE M.16x350 mm. | SET | 1 | 0
| 1010110206 | BOLT,MACHINE M.16x400 mm. | SET | 1 | 0
| 1010110207 | BOLT,MACHINE M.16x450 mm. | SET | 1 | 0
| 1010120002 | BOLT,DOUBLE ARMING,M.16x500 mm. | SET | 2 | 0
| 1010130001 | BOLT,DOUBLE ARMING,ROUND EYE M.16x450 mm. | SET | 3 | 0
| 1010180100 | WASHER,PLAIN,SQUARE,LARGE 52x52x4.5 mm.HOLE DIA. 18 MM. TIS.258 | PCS. | 30 | 0
| 1010200001 | BRACE,FLAT,FOR CROSSARM 30x6x760 mm. | PCS. | 8 | 8
| 1010220002 | ROD,GROUND,60x60x5 mm. 2 m.LONG | SET | 1 | 0
| 1010230000 | CLAMP,SINGLE U-BOLT,M.8 (WIRE ROPE CLIP) | SET | 7 | 0
| 1020050004 | CABLE,AERIAL,AL 22 kV. 1x185 sq.mm. | M. | 15 | 0
| 1020150007 | CABLE,TERMINATION KITS,FOR OUTDOOR 22 KV.1X240 SQ.MM | SET | 3 | 0
| 1020270009 | CABLE GRIP, CLOSED MESH, FOR SUPPORTING THREE(3) UNDERGROUND CABLE TOGETHER, ZISE 240 sq.mm. 22&33 kV | EACH | 1 | 0
| 1030020000 | INSULATOR,SUSPENSION TYPE A (CLASS 52-1)TIS.354 | PCS. | 9 | 9
| 1040000001 | LIGHTNING ARRESTER,20-21 KV.10 KA. | SET | 3 | 3
| 1040050001 | SWITCH,DISCONNECTING,SINGLE POLE,22 KV.600 A.40 KA.STATION CLASS | SET | 3 | 3
| 1080040001 | CONDUIT,PVC,RIGID,DIA. 20x2500 mm.TIS.216 | EACH | 1 | 0
| 1080050013 | CONDUIT,HDPE PN 6.3 SIZE 160 MM. TIS.982 | EACH | 1 | 0
set30001 | X-ARM-C, 1-P, SP 0-5 (SPUN 1.5 M.)
| 1000110000 | CROSSARM,PRESTRESSED CONCRETE, 100X100X1,500 MM. | PCS. | 1 | 1
| 1010100000 | WIRE,STEEL SOLID DIA. 4.0 mm.TIS.71 | KG. | 0.1 | 0
| 1010100002 | WIRE,STEEL STRANDED 25 sq.mm.TIS.404 | M. | 1.5 | 0
| 1010110200 | BOLT,MACHINE M.16x130 mm. | SET | 2 | 0
| 1010110202 | BOLT,MACHINE M.16x200 mm. | SET | 1 | 0
| 1010110204 | BOLT,MACHINE M.16x300 mm. | SET | 1 | 0
| 1010180100 | WASHER,PLAIN,SQUARE,LARGE 52x52x4.5 mm.HOLE DIA. 18 MM. TIS.258 | PCS. | 5 | 0
| 1010180201 | WASHER,SQUARE,CURVED 60x60x5 mm.HOLE DIA. 22 mm. | PCS. | 1 | 0
| 1010180301 | WASHER,LOCK,SPRING,SIZE 16 mm.,GENERAL PURPOSE,TIS.259 | PCS. | 1 | 0
| 1010200001 | BRACE,FLAT,FOR CROSSARM 30x6x760 mm. | PCS. | 2 | 2
| 1010230000 | CLAMP,SINGLE U-BOLT,M.8 (WIRE ROPE CLIP) | SET | 3 | 0
| 1010230201 | GROUND WIRE SUPPORT AND CLAMP,FOR CONCRETE POLE | SET | 1 | 0
| 1030000002 | INSULATOR,PIN TYPE,TYPE C (CLASS 56-3)TIS.279 | EACH | 1 | 1
| 1030100001 | PIN,INSULATOR,33 KV.SHANK 165 MM.LEAD HEAD 35 MM.(1 3/8") | EACH | 1 | 1
set30002 | X-ARM-C, 1-P, DP 5-30 (SPUN 1.5 M.)
| 1000110000 | CROSSARM,PRESTRESSED CONCRETE, 100X100X1,500 MM. | PCS. | 2 | 2
| 1010100000 | WIRE,STEEL SOLID DIA. 4.0 mm.TIS.71 | KG. | 0.2 | 0
| 1010100002 | WIRE,STEEL STRANDED 25 sq.mm.TIS.404 | M. | 1.5 | 0
| 1010110200 | BOLT,MACHINE M.16x130 mm. | SET | 2 | 0
| 1010110202 | BOLT,MACHINE M.16x200 mm. | SET | 1 | 0
| 1010110207 | BOLT,MACHINE M.16x450 mm. | SET | 1 | 0
| 1010120001 | BOLT,DOUBLE ARMING,M.16x450 mm. | SET | 2 | 0
| 1010180100 | WASHER,PLAIN,SQUARE,LARGE 52x52x4.5 mm.HOLE DIA. 18 MM. TIS.258 | PCS. | 13 | 0
| 1010180201 | WASHER,SQUARE,CURVED 60x60x5 mm.HOLE DIA. 22 mm. | PCS. | 2 | 0
| 1010180301 | WASHER,LOCK,SPRING,SIZE 16 mm.,GENERAL PURPOSE,TIS.259 | PCS. | 1 | 0
| 1010200001 | BRACE,FLAT,FOR CROSSARM 30x6x760 mm. | PCS. | 2 | 2
| 1010230000 | CLAMP,SINGLE U-BOLT,M.8 (WIRE ROPE CLIP) | SET | 3 | 0
| 1010230201 | GROUND WIRE SUPPORT AND CLAMP,FOR CONCRETE POLE | SET | 1 | 0
| 1030000002 | INSULATOR,PIN TYPE,TYPE C (CLASS 56-3)TIS.279 | EACH | 2 | 2
| 1030100001 | PIN,INSULATOR,33 KV.SHANK 165 MM.LEAD HEAD 35 MM.(1 3/8") | EACH | 2 | 2
set30003 | X-ARM-C, 1-P, DDE 30-60 (SPUN 1.5 M.)
| 1000110000 | CROSSARM,PRESTRESSED CONCRETE, 100X100X1,500 MM. | PCS. | 1 | 1
| 1010100000 | WIRE,STEEL SOLID DIA. 4.0 mm.TIS.71 | KG. | 0.1 | 0
| 1010100002 | WIRE,STEEL STRANDED 25 sq.mm.TIS.404 | M. | 1.5 | 0
| 1010110200 | BOLT,MACHINE M.16x130 mm. | SET | 2 | 0
| 1010110202 | BOLT,MACHINE M.16x200 mm. | SET | 1 | 0
| 1010140001 | BOLT, ROUNG EYE M 16X200 MM. | SET | 1 | 0
| 1010140003 | BOLT,ROUND EYE M.16x300 mm. | SET | 1 | 0
| 1010180001 | NUT,EYE M.16 DIN 582 | PCS | 2 | 0
| 1010180100 | WASHER,PLAIN,SQUARE,LARGE 52x52x4.5 mm.HOLE DIA. 18 MM. TIS.258 | PCS. | 7 | 0
| 1010180201 | WASHER,SQUARE,CURVED 60x60x5 mm.HOLE DIA. 22 mm. | PCS. | 1 | 0
| 1010180301 | WASHER,LOCK,SPRING,SIZE 16 mm.,GENERAL PURPOSE,TIS.259 | PCS. | 1 | 0
| 1010200001 | BRACE,FLAT,FOR CROSSARM 30x6x760 mm. | PCS. | 2 | 2
| 1010210304 | THIMBLE,GUY,FOR STEEL WIRE 50-95 sq.mm. | PCS. | 2 | 0
| 1010230000 | CLAMP,SINGLE U-BOLT,M.8 (WIRE ROPE CLIP) | SET | 8 | 0
| 1030000002 | INSULATOR,PIN TYPE,TYPE C (CLASS 56-3)TIS.279 | EACH | 1 | 1
| 1030020002 | INSULATOR,SUSPENSION TYPE D (CLASS 52-4)TIS.354 | PCS. | 6 | 6
| 1030100001 | PIN,INSULATOR,33 KV.SHANK 165 MM.LEAD HEAD 35 MM.(1 3/8") | EACH | 1 | 1
set30004 | X-ARM-C, 1-P, DE (SPUN 1.5 M.)
| 1010140002 | BOLT,ROUND EYE M.16x250 mm. | SET | 2 | 0
| 1010180100 | WASHER,PLAIN,SQUARE,LARGE 52x52x4.5 mm.HOLE DIA. 18 MM. TIS.258 | PCS. | 4 | 0
| 1010210304 | THIMBLE,GUY,FOR STEEL WIRE 50-95 sq.mm. | PCS. | 1 | 0
| 1010230000 | CLAMP,SINGLE U-BOLT,M.8 (WIRE ROPE CLIP) | SET | 4 | 0
| 1030020002 | INSULATOR,SUSPENSION TYPE D (CLASS 52-4)TIS.354 | PCS. | 3 | 3
set30005 | X-ARM-C, 1-P, 1st-POLE LAT-SLK SPN.(SPUN 1.5 M.)
| 1000110000 | CROSSARM,PRESTRESSED CONCRETE, 100X100X1,500 MM. | PCS. | 1 | 1
| 1010100000 | WIRE,STEEL SOLID DIA. 4.0 mm.TIS.71 | KG. | 0.1 | 0
| 1010100002 | WIRE,STEEL STRANDED 25 sq.mm.TIS.404 | M. | 1.5 | 0
| 1010110200 | BOLT,MACHINE M.16x130 mm. | SET | 2 | 0
| 1010110203 | BOLT,MACHINE M.16x250 mm. | SET | 1 | 0
| 1010140001 | BOLT, ROUNG EYE M 16X200 MM. | SET | 1 | 0
| 1010140003 | BOLT,ROUND EYE M.16x300 mm. | SET | 1 | 0
| 1010180001 | NUT,EYE M.16 DIN 582 | PCS | 1 | 0
| 1010180100 | WASHER,PLAIN,SQUARE,LARGE 52x52x4.5 mm.HOLE DIA. 18 MM. TIS.258 | PCS. | 7 | 0
| 1010180201 | WASHER,SQUARE,CURVED 60x60x5 mm.HOLE DIA. 22 mm. | PCS. | 1 | 0
| 1010180301 | WASHER,LOCK,SPRING,SIZE 16 mm.,GENERAL PURPOSE,TIS.259 | PCS. | 1 | 0
| 1010200001 | BRACE,FLAT,FOR CROSSARM 30x6x760 mm. | PCS. | 2 | 2
| 1010210304 | THIMBLE,GUY,FOR STEEL WIRE 50-95 sq.mm. | PCS. | 2 | 0
| 1010230000 | CLAMP,SINGLE U-BOLT,M.8 (WIRE ROPE CLIP) | SET | 8 | 0
| 1030000002 | INSULATOR,PIN TYPE,TYPE C (CLASS 56-3)TIS.279 | EACH | 1 | 1
| 1030020002 | INSULATOR,SUSPENSION TYPE D (CLASS 52-4)TIS.354 | PCS. | 3 | 3
| 1030100001 | PIN,INSULATOR,33 KV.SHANK 165 MM.LEAD HEAD 35 MM.(1 3/8") | EACH | 1 | 1
set30006 | X-ARM-C, 1-P, BA SLK (SPUN 1.5 M.)
| 1000110000 | CROSSARM,PRESTRESSED CONCRETE, 100X100X1,500 MM. | PCS. | 1 | 1
| 1010100000 | WIRE,STEEL SOLID DIA. 4.0 mm.TIS.71 | KG. | 0.2 | 0
| 1010110200 | BOLT,MACHINE M.16x130 mm. | SET | 2 | 0
| 1010110203 | BOLT,MACHINE M.16x250 mm. | SET | 1 | 0
| 1010110205 | BOLT,MACHINE M.16x350 mm. | SET | 1 | 0
| 1010180100 | WASHER,PLAIN,SQUARE,LARGE 52x52x4.5 mm.HOLE DIA. 18 MM. TIS.258 | PCS. | 5 | 0
| 1010180201 | WASHER,SQUARE,CURVED 60x60x5 mm.HOLE DIA. 22 mm. | PCS. | 1 | 0
| 1010180301 | WASHER,LOCK,SPRING,SIZE 16 mm.,GENERAL PURPOSE,TIS.259 | PCS. | 1 | 0
| 1010200001 | BRACE,FLAT,FOR CROSSARM 30x6x760 mm. | PCS. | 2 | 2
| 1010230000 | CLAMP,SINGLE U-BOLT,M.8 (WIRE ROPE CLIP) | SET | 6 | 0
| 1010230201 | GROUND WIRE SUPPORT AND CLAMP,FOR CONCRETE POLE | SET | 1 | 0
| 1020310001 | CONNECTOR,DEAD END,AL 50-70 sq.mm. | PCS. | 1 | 0
| 1030000002 | INSULATOR,PIN TYPE,TYPE C (CLASS 56-3)TIS.279 | EACH | 1 | 1
| 1030100001 | PIN,INSULATOR,33 KV.SHANK 165 MM.LEAD HEAD 35 MM.(1 3/8") | EACH | 1 | 1
set30007 | X-ARM-C, 1-P, BA FOR DROPOUT (SPUN 1.5 M.)
| 1000110000 | CROSSARM,PRESTRESSED CONCRETE, 100X100X1,500 MM. | PCS. | 2 | 2
| 1010100000 | WIRE,STEEL SOLID DIA. 4.0 mm.TIS.71 | KG. | 0.25 | 0
| 1010110200 | BOLT,MACHINE M.16x130 mm. | SET | 2 | 0
| 1010110203 | BOLT,MACHINE M.16x250 mm. | SET | 1 | 0
| 1010110207 | BOLT,MACHINE M.16x450 mm. | SET | 1 | 0
| 1010120001 | BOLT,DOUBLE ARMING,M.16x450 mm. | SET | 2 | 0
| 1010180100 | WASHER,PLAIN,SQUARE,LARGE 52x52x4.5 mm.HOLE DIA. 18 MM. TIS.258 | PCS. | 11 | 0
| 1010180201 | WASHER,SQUARE,CURVED 60x60x5 mm.HOLE DIA. 22 mm. | PCS. | 1 | 0
| 1010180301 | WASHER,LOCK,SPRING,SIZE 16 mm.,GENERAL PURPOSE,TIS.259 | PCS. | 1 | 0
| 1010200001 | BRACE,FLAT,FOR CROSSARM 30x6x760 mm. | PCS. | 2 | 2
| 1010230000 | CLAMP,SINGLE U-BOLT,M.8 (WIRE ROPE CLIP) | SET | 6 | 0
| 1010230201 | GROUND WIRE SUPPORT AND CLAMP,FOR CONCRETE POLE | SET | 1 | 0
| 1020310001 | CONNECTOR,DEAD END,AL 50-70 sq.mm. | PCS. | 1 | 0
| 1030000002 | INSULATOR,PIN TYPE,TYPE C (CLASS 56-3)TIS.279 | EACH | 1 | 1
| 1030100001 | PIN,INSULATOR,33 KV.SHANK 165 MM.LEAD HEAD 35 MM.(1 3/8") | EACH | 1 | 1
set30008 | A-ARM-C, 1-P, SP (SPUN 1.5 M.)
| 1000110000 | CROSSARM,PRESTRESSED CONCRETE, 100X100X1,500 MM. | PCS. | 1 | 1
| 1010100000 | WIRE,STEEL SOLID DIA. 4.0 mm.TIS.71 | KG. | 0.13 | 0
| 1010100002 | WIRE,STEEL STRANDED 25 sq.mm.TIS.404 | M. | 1.5 | 0
| 1010110201 | BOLT,MACHINE M.16x170 mm. | SET | 1 | 0
| 1010110202 | BOLT,MACHINE M.16x200 mm. | SET | 1 | 0
| 1010110204 | BOLT,MACHINE M.16x300 mm. | SET | 1 | 0
| 1010180100 | WASHER,PLAIN,SQUARE,LARGE 52x52x4.5 mm.HOLE DIA. 18 MM. TIS.258 | PCS. | 4 | 0
| 1010180201 | WASHER,SQUARE,CURVED 60x60x5 mm.HOLE DIA. 22 mm. | PCS. | 1 | 0
| 1010180301 | WASHER,LOCK,SPRING,SIZE 16 mm.,GENERAL PURPOSE,TIS.259 | PCS. | 1 | 0
| 1010200001 | BRACE,FLAT,FOR CROSSARM 30x6x760 mm. | PCS. | 2 | 2
| 1010230000 | CLAMP,SINGLE U-BOLT,M.8 (WIRE ROPE CLIP) | SET | 3 | 0
| 1010230201 | GROUND WIRE SUPPORT AND CLAMP,FOR CONCRETE POLE | SET | 1 | 0
| 1030000002 | INSULATOR,PIN TYPE,TYPE C (CLASS 56-3)TIS.279 | EACH | 1 | 1
| 1030100001 | PIN,INSULATOR,33 KV.SHANK 165 MM.LEAD HEAD 35 MM.(1 3/8") | EACH | 1 | 1
set30009 | A-ARM-C, 1-P, DP (SPUN 1.5 M.)
| 1000110000 | CROSSARM,PRESTRESSED CONCRETE, 100X100X1,500 MM. | PCS. | 2 | 2
| 1010100000 | WIRE,STEEL SOLID DIA. 4.0 mm.TIS.71 | KG. | 1.15 | 0
| 1010100002 | WIRE,STEEL STRANDED 25 sq.mm.TIS.404 | M. | 1.5 | 0
| 1010110200 | BOLT,MACHINE M.16x130 mm. | SET | 2 | 0
| 1010110202 | BOLT,MACHINE M.16x200 mm. | SET | 1 | 0
| 1010110207 | BOLT,MACHINE M.16x450 mm. | SET | 1 | 0
| 1010120001 | BOLT,DOUBLE ARMING,M.16x450 mm. | SET | 1 | 0
| 1010180100 | WASHER,PLAIN,SQUARE,LARGE 52x52x4.5 mm.HOLE DIA. 18 MM. TIS.258 | PCS. | 12 | 0
| 1010180201 | WASHER,SQUARE,CURVED 60x60x5 mm.HOLE DIA. 22 mm. | PCS. | 2 | 0
| 1010180301 | WASHER,LOCK,SPRING,SIZE 16 mm.,GENERAL PURPOSE,TIS.259 | PCS. | 1 | 0
| 1010200001 | BRACE,FLAT,FOR CROSSARM 30x6x760 mm. | PCS. | 2 | 2
| 1010230000 | CLAMP,SINGLE U-BOLT,M.8 (WIRE ROPE CLIP) | SET | 3 | 0
| 1010230201 | GROUND WIRE SUPPORT AND CLAMP,FOR CONCRETE POLE | SET | 1 | 0
| 1030000002 | INSULATOR,PIN TYPE,TYPE C (CLASS 56-3)TIS.279 | EACH | 2 | 2
| 1030100001 | PIN,INSULATOR,33 KV.SHANK 165 MM.LEAD HEAD 35 MM.(1 3/8") | EACH | 2 | 2
set30010 | A-ARM-C, 1-P, DE (SPUN 1.5 M.)
| 1000110000 | CROSSARM,PRESTRESSED CONCRETE, 100X100X1,500 MM. | PCS. | 2 | 2
| 1010110201 | BOLT,MACHINE M.16x170 mm. | SET | 1 | 0
| 1010110202 | BOLT,MACHINE M.16x200 mm. | SET | 1 | 0
| 1010110207 | BOLT,MACHINE M.16x450 mm. | SET | 1 | 0
| 1010130001 | BOLT,DOUBLE ARMING,ROUND EYE M.16x450 mm. | SET | 1 | 0
| 1010140001 | BOLT, ROUNG EYE M 16X200 MM. | SET | 1 | 0
| 1010180100 | WASHER,PLAIN,SQUARE,LARGE 52x52x4.5 mm.HOLE DIA. 18 MM. TIS.258 | PCS. | 10 | 0
| 1010180301 | WASHER,LOCK,SPRING,SIZE 16 mm.,GENERAL PURPOSE,TIS.259 | PCS. | 1 | 0
| 1010200001 | BRACE,FLAT,FOR CROSSARM 30x6x760 mm. | PCS. | 2 | 2
| 1010210304 | THIMBLE,GUY,FOR STEEL WIRE 50-95 sq.mm. | PCS. | 1 | 0
| 1010230000 | CLAMP,SINGLE U-BOLT,M.8 (WIRE ROPE CLIP) | SET | 4 | 0
| 1030020002 | INSULATOR,SUSPENSION TYPE D (CLASS 52-4)TIS.354 | PCS. | 3 | 3
set30101 | X-ARM-C, 1-P, SP 0-5 (STL-BAYONET)
| 1000110002 | CROSSARM,PRESTRESSED CONCRETE,SPUN,H.T. 120X120X3,000 MM. | PCS. | 1 | 1
| 1010010003 | STEEL ANGLE,OVERHEAD GROUND WIRE BAYONET 65x65x6 MM. 2,250 MM. LONG | PCS. | 1 | 1
| 1010100000 | WIRE,STEEL SOLID DIA. 4.0 mm.TIS.71 | KG. | 0.1 | 0
| 1010110201 | BOLT,MACHINE M.16x170 mm. | SET | 2 | 0
| 1010110202 | BOLT,MACHINE M.16x200 mm. | SET | 1 | 0
| 1010110203 | BOLT,MACHINE M.16x250 mm. | SET | 2 | 0
| 1010110205 | BOLT,MACHINE M.16x350 mm. | SET | 1 | 0
| 1010180100 | WASHER,PLAIN,SQUARE,LARGE 52x52x4.5 mm.HOLE DIA. 18 MM. TIS.258 | PCS. | 7 | 0
| 1010180201 | WASHER,SQUARE,CURVED 60x60x5 mm.HOLE DIA. 22 mm. | PCS. | 1 | 0
| 1010180301 | WASHER,LOCK,SPRING,SIZE 16 mm.,GENERAL PURPOSE,TIS.259 | PCS. | 1 | 0
| 1010200002 | BRACE,FLAT,FOR CROSSARM 40x6x1,000 mm. | PCS. | 2 | 2
| 1010230000 | CLAMP,SINGLE U-BOLT,M.8 (WIRE ROPE CLIP) | SET | 2 | 0
| 1010230205 | GROUND WIRE CLAMP,J.1152 | SET | 1 | 0
| 1030000002 | INSULATOR,PIN TYPE,TYPE C (CLASS 56-3)TIS.279 | EACH | 1 | 1
| 1030100001 | PIN,INSULATOR,33 KV.SHANK 165 MM.LEAD HEAD 35 MM.(1 3/8") | EACH | 1 | 1
set30102 | X-APM-C, 1-P, SP 5-30 (STL-BAYONET)
| 1000110002 | CROSSARM,PRESTRESSED CONCRETE,SPUN,H.T. 120X120X3,000 MM. | PCS. | 1 | 1
| 1010000100 | STEEL CHANNEL, 100x50x5 mm. 2,250 MM.LONG | PCS | 1 | 1
| 1010100000 | WIRE,STEEL SOLID DIA. 4.0 mm.TIS.71 | KG. | 0.1 | 0
| 1010110201 | BOLT,MACHINE M.16x170 mm. | SET | 2 | 0
| 1010110202 | BOLT,MACHINE M.16x200 mm. | SET | 1 | 0
| 1010110205 | BOLT,MACHINE M.16x350 mm. | SET | 3 | 0
| 1010180100 | WASHER,PLAIN,SQUARE,LARGE 52x52x4.5 mm.HOLE DIA. 18 MM. TIS.258 | PCS. | 7 | 0
| 1010180201 | WASHER,SQUARE,CURVED 60x60x5 mm.HOLE DIA. 22 mm. | PCS. | 1 | 0
| 1010180301 | WASHER,LOCK,SPRING,SIZE 16 mm.,GENERAL PURPOSE,TIS.259 | PCS. | 1 | 0
| 1010200002 | BRACE,FLAT,FOR CROSSARM 40x6x1,000 mm. | PCS. | 2 | 2
| 1010230000 | CLAMP,SINGLE U-BOLT,M.8 (WIRE ROPE CLIP) | SET | 2 | 0
| 1010230205 | GROUND WIRE CLAMP,J.1152 | SET | 1 | 0
| 1030000002 | INSULATOR,PIN TYPE,TYPE C (CLASS 56-3)TIS.279 | EACH | 1 | 1
| 1030100001 | PIN,INSULATOR,33 KV.SHANK 165 MM.LEAD HEAD 35 MM.(1 3/8") | EACH | 1 | 1
set30103 | X-ARM-C, 1-P, DP 5-30 (STL-BAYONET)
| 1000110002 | CROSSARM,PRESTRESSED CONCRETE,SPUN,H.T. 120X120X3,000 MM. | PCS. | 2 | 2
| 1010000100 | STEEL CHANNEL, 100x50x5 mm. 2,250 MM.LONG | PCS | 1 | 1
| 1010100000 | WIRE,STEEL SOLID DIA. 4.0 mm.TIS.71 | KG. | 0.15 | 0
| 1010110201 | BOLT,MACHINE M.16x170 mm. | SET | 2 | 0
| 1010110202 | BOLT,MACHINE M.16x200 mm. | SET | 1 | 0
| 1010110205 | BOLT,MACHINE M.16x350 mm. | SET | 2 | 0
| 1010110207 | BOLT,MACHINE M.16x450 mm. | SET | 1 | 0
| 1010120001 | BOLT,DOUBLE ARMING,M.16x450 mm. | SET | 2 | 0
| 1010180100 | WASHER,PLAIN,SQUARE,LARGE 52x52x4.5 mm.HOLE DIA. 18 MM. TIS.258 | PCS. | 15 | 0
| 1010180201 | WASHER,SQUARE,CURVED 60x60x5 mm.HOLE DIA. 22 mm. | PCS. | 2 | 0
| 1010180301 | WASHER,LOCK,SPRING,SIZE 16 mm.,GENERAL PURPOSE,TIS.259 | PCS. | 1 | 0
| 1010200002 | BRACE,FLAT,FOR CROSSARM 40x6x1,000 mm. | PCS. | 2 | 2
| 1010230000 | CLAMP,SINGLE U-BOLT,M.8 (WIRE ROPE CLIP) | SET | 2 | 0
| 1010230205 | GROUND WIRE CLAMP,J.1152 | SET | 1 | 0
| 1030000002 | INSULATOR,PIN TYPE,TYPE C (CLASS 56-3)TIS.279 | EACH | 2 | 2
| 1030100001 | PIN,INSULATOR,33 KV.SHANK 165 MM.LEAD HEAD 35 MM.(1 3/8") | EACH | 2 | 2
set30104 | X-ARM-C, 1-P, DDE (STL-BAYONET)
| 1000110004 | CROSSARM,PRESTRESSED CONCRETE,SPUN(FOR DEAD-ENDING) 120X120X2,50 | PCS. | 2 | 2
| 1010000100 | STEEL CHANNEL, 100x50x5 mm. 2,250 MM.LONG | PCS | 1 | 1
| 1010100000 | WIRE,STEEL SOLID DIA. 4.0 mm.TIS.71 | KG. | 0.1 | 0
| 1010110201 | BOLT,MACHINE M.16x170 mm. | SET | 2 | 0
| 1010110202 | BOLT,MACHINE M.16x200 mm. | SET | 1 | 0
| 1010110203 | BOLT,MACHINE M.16x250 mm. | SET | 2 | 0
| 1010130001 | BOLT,DOUBLE ARMING,ROUND EYE M.16x450 mm. | SET | 3 | 0
| 1010140001 | BOLT, ROUNG EYE M 16X200 MM. | SET | 1 | 0
| 1010180001 | NUT,EYE M.16 DIN 582 | PCS | 2 | 0
| 1010180100 | WASHER,PLAIN,SQUARE,LARGE 52x52x4.5 mm.HOLE DIA. 18 MM. TIS.258 | PCS. | 17 | 0
| 1010180201 | WASHER,SQUARE,CURVED 60x60x5 mm.HOLE DIA. 22 mm. | PCS. | 1 | 0
| 1010200002 | BRACE,FLAT,FOR CROSSARM 40x6x1,000 mm. | PCS. | 4 | 4
| 1010210304 | THIMBLE,GUY,FOR STEEL WIRE 50-95 sq.mm. | PCS. | 2 | 0
| 1010230000 | CLAMP,SINGLE U-BOLT,M.8 (WIRE ROPE CLIP) | SET | 8 | 0
| 1030000002 | INSULATOR,PIN TYPE,TYPE C (CLASS 56-3)TIS.279 | EACH | 1 | 1
| 1030020002 | INSULATOR,SUSPENSION TYPE D (CLASS 52-4)TIS.354 | PCS. | 6 | 6
| 1030100001 | PIN,INSULATOR,33 KV.SHANK 165 MM.LEAD HEAD 35 MM.(1 3/8") | EACH | 1 | 1
set30105 | X-ARM-C, 1-P, BREAK LINE (STL-BAYONET)
| 1000110004 | CROSSARM,PRESTRESSED CONCRETE,SPUN(FOR DEAD-ENDING) 120X120X2,50 | PCS. | 2 | 2
| 1010010003 | STEEL ANGLE,OVERHEAD GROUND WIRE BAYONET 65x65x6 MM. 2,250 MM. LONG | PCS. | 1 | 1
| 1010110201 | BOLT,MACHINE M.16x170 mm. | SET | 2 | 0
| 1010110202 | BOLT,MACHINE M.16x200 mm. | SET | 1 | 0
| 1010110203 | BOLT,MACHINE M.16x250 mm. | SET | 2 | 0
| 1010130001 | BOLT,DOUBLE ARMING,ROUND EYE M.16x450 mm. | SET | 3 | 0
| 1010180001 | NUT,EYE M.16 DIN 582 | PCS | 1 | 0
| 1010180100 | WASHER,PLAIN,SQUARE,LARGE 52x52x4.5 mm.HOLE DIA. 18 MM. TIS.258 | PCS. | 15 | 0
| 1010200002 | BRACE,FLAT,FOR CROSSARM 40x6x1,000 mm. | PCS. | 2 | 2
| 1010230000 | CLAMP,SINGLE U-BOLT,M.8 (WIRE ROPE CLIP) | SET | 2 | 0
| 1010230205 | GROUND WIRE CLAMP,J.1152 | SET | 1 | 0
| 1030020002 | INSULATOR,SUSPENSION TYPE D (CLASS 52-4)TIS.354 | PCS. | 6 | 6
set30106 | X-ARM-C, 1-P, DE (12 M.)
| 1000110004 | CROSSARM,PRESTRESSED CONCRETE,SPUN(FOR DEAD-ENDING) 120X120X2,50 | PCS. | 2 | 2
| 1010000100 | STEEL CHANNEL, 100x50x5 mm. 2,250 MM.LONG | PCS | 1 | 1
| 1010110201 | BOLT,MACHINE M.16x170 mm. | SET | 4 | 0
| 1010110202 | BOLT,MACHINE M.16x200 mm. | SET | 1 | 0
| 1010110203 | BOLT,MACHINE M.16x250 mm. | SET | 2 | 0
| 1010130001 | BOLT,DOUBLE ARMING,ROUND EYE M.16x450 mm. | SET | 3 | 0
| 1010140001 | BOLT, ROUNG EYE M 16X200 MM. | SET | 1 | 0
| 1010180100 | WASHER,PLAIN,SQUARE,LARGE 52x52x4.5 mm.HOLE DIA. 18 MM. TIS.258 | PCS. | 16 | 0
| 1010200002 | BRACE,FLAT,FOR CROSSARM 40x6x1,000 mm. | PCS. | 4 | 4
| 1010210304 | THIMBLE,GUY,FOR STEEL WIRE 50-95 sq.mm. | PCS. | 1 | 0
| 1010230000 | CLAMP,SINGLE U-BOLT,M.8 (WIRE ROPE CLIP) | SET | 4 | 0
| 1030020002 | INSULATOR,SUSPENSION TYPE D (CLASS 52-4)TIS.354 | PCS. | 3 | 3
set30107 | X-ARM-C, 1-P, SP (TAP LINE POLE)
| 1000110002 | CROSSARM,PRESTRESSED CONCRETE,SPUN,H.T. 120X120X3,000 MM. | PCS. | 1 | 1
| 1010100000 | WIRE,STEEL SOLID DIA. 4.0 mm.TIS.71 | KG. | 0.3 | 0
| 1010110201 | BOLT,MACHINE M.16x170 mm. | SET | 2 | 0
| 1010110203 | BOLT,MACHINE M.16x250 mm. | SET | 1 | 0
| 1010110205 | BOLT,MACHINE M.16x350 mm. | SET | 1 | 0
| 1010180100 | WASHER,PLAIN,SQUARE,LARGE 52x52x4.5 mm.HOLE DIA. 18 MM. TIS.258 | PCS. | 5 | 0
| 1010180201 | WASHER,SQUARE,CURVED 60x60x5 mm.HOLE DIA. 22 mm. | PCS. | 1 | 0
| 1010180301 | WASHER,LOCK,SPRING,SIZE 16 mm.,GENERAL PURPOSE,TIS.259 | PCS. | 1 | 0
| 1010200002 | BRACE,FLAT,FOR CROSSARM 40x6x1,000 mm. | PCS. | 2 | 2
| 1010230000 | CLAMP,SINGLE U-BOLT,M.8 (WIRE ROPE CLIP) | SET | 4 | 0
| 1010230201 | GROUND WIRE SUPPORT AND CLAMP,FOR CONCRETE POLE | SET | 1 | 0
| 1030000002 | INSULATOR,PIN TYPE,TYPE C (CLASS 56-3)TIS.279 | EACH | 1 | 1
| 1030100001 | PIN,INSULATOR,33 KV.SHANK 165 MM.LEAD HEAD 35 MM.(1 3/8") | EACH | 1 | 1
set30108 | X-ARM-C, 1-P, DP (TAP LINE POLE)
| 1000110002 | CROSSARM,PRESTRESSED CONCRETE,SPUN,H.T. 120X120X3,000 MM. | PCS. | 2 | 2
| 1010100000 | WIRE,STEEL SOLID DIA. 4.0 mm.TIS.71 | KG. | 0.35 | 0
| 1010110201 | BOLT,MACHINE M.16x170 mm. | SET | 2 | 0
| 1010110203 | BOLT,MACHINE M.16x250 mm. | SET | 1 | 0
| 1010110208 | BOLT,MACHINE M.16x500 mm. | SET | 1 | 0
| 1010120002 | BOLT,DOUBLE ARMING,M.16x500 mm. | SET | 2 | 0
| 1010180100 | WASHER,PLAIN,SQUARE,LARGE 52x52x4.5 mm.HOLE DIA. 18 MM. TIS.258 | PCS. | 13 | 0
| 1010180201 | WASHER,SQUARE,CURVED 60x60x5 mm.HOLE DIA. 22 mm. | PCS. | 2 | 0
| 1010180301 | WASHER,LOCK,SPRING,SIZE 16 mm.,GENERAL PURPOSE,TIS.259 | PCS. | 1 | 0
| 1010200002 | BRACE,FLAT,FOR CROSSARM 40x6x1,000 mm. | PCS. | 2 | 2
| 1010230000 | CLAMP,SINGLE U-BOLT,M.8 (WIRE ROPE CLIP) | SET | 4 | 0
| 1010230201 | GROUND WIRE SUPPORT AND CLAMP,FOR CONCRETE POLE | SET | 1 | 0
| 1030000002 | INSULATOR,PIN TYPE,TYPE C (CLASS 56-3)TIS.279 | EACH | 2 | 2
| 1030100001 | PIN,INSULATOR,33 KV.SHANK 165 MM.LEAD HEAD 35 MM.(1 3/8") | EACH | 2 | 2
set30109 | X-ARM-C, 1-P, DDE (14 M.)
| 1000110004 | CROSSARM,PRESTRESSED CONCRETE,SPUN(FOR DEAD-ENDING) 120X120X2,50 | PCS. | 2 | 2
| 1010100000 | WIRE,STEEL SOLID DIA. 4.0 mm.TIS.71 | KG. | 0.3 | 0
| 1010110201 | BOLT,MACHINE M.16x170 mm. | SET | 2 | 0
| 1010110203 | BOLT,MACHINE M.16x250 mm. | SET | 1 | 0
| 1010130002 | BOLT,DOUBLE ARMING,ROUND EYE M.16x500 mm. | SET | 3 | 0
| 1010140001 | BOLT, ROUNG EYE M 16X200 MM. | SET | 1 | 0
| 1010180001 | NUT,EYE M.16 DIN 582 | PCS | 2 | 0
| 1010180100 | WASHER,PLAIN,SQUARE,LARGE 52x52x4.5 mm.HOLE DIA. 18 MM. TIS.258 | PCS. | 15 | 0
| 1010180201 | WASHER,SQUARE,CURVED 60x60x5 mm.HOLE DIA. 22 mm. | PCS. | 1 | 0
| 1010200002 | BRACE,FLAT,FOR CROSSARM 40x6x1,000 mm. | PCS. | 4 | 4
| 1010210304 | THIMBLE,GUY,FOR STEEL WIRE 50-95 sq.mm. | PCS. | 2 | 0
| 1010230000 | CLAMP,SINGLE U-BOLT,M.8 (WIRE ROPE CLIP) | SET | 6 | 0
| 1030000002 | INSULATOR,PIN TYPE,TYPE C (CLASS 56-3)TIS.279 | EACH | 1 | 1
| 1030020002 | INSULATOR,SUSPENSION TYPE D (CLASS 52-4)TIS.354 | PCS. | 6 | 6
| 1030100001 | PIN,INSULATOR,33 KV.SHANK 165 MM.LEAD HEAD 35 MM.(1 3/8") | EACH | 1 | 1
set30110 | X-ARM-C, 1-P, BREAK LINE (14 M.)
| 1000110004 | CROSSARM,PRESTRESSED CONCRETE,SPUN(FOR DEAD-ENDING) 120X120X2,50 | PCS. | 2 | 2
| 1010110201 | BOLT,MACHINE M.16x170 mm. | SET | 4 | 0
| 1010110203 | BOLT,MACHINE M.16x250 mm. | SET | 1 | 0
| 1010130002 | BOLT,DOUBLE ARMING,ROUND EYE M.16x500 mm. | SET | 3 | 0
| 1010140001 | BOLT, ROUNG EYE M 16X200 MM. | SET | 1 | 0
| 1010180001 | NUT,EYE M.16 DIN 582 | PCS | 2 | 0
| 1010180100 | WASHER,PLAIN,SQUARE,LARGE 52x52x4.5 mm.HOLE DIA. 18 MM. TIS.258 | PCS. | 20 | 0
| 1010180301 | WASHER,LOCK,SPRING,SIZE 16 mm.,GENERAL PURPOSE,TIS.259 | PCS. | 1 | 0
| 1010200002 | BRACE,FLAT,FOR CROSSARM 40x6x1,000 mm. | PCS. | 2 | 2
| 1010210304 | THIMBLE,GUY,FOR STEEL WIRE 50-95 sq.mm. | PCS. | 2 | 0
| 1010230000 | CLAMP,SINGLE U-BOLT,M.8 (WIRE ROPE CLIP) | SET | 6 | 0
| 1030020002 | INSULATOR,SUSPENSION TYPE D (CLASS 52-4)TIS.354 | PCS. | 6 | 6
set30111 | X-ARM-C, 1-P, 1 ST-POLE LAT-SLK SPN
| 1000110004 | CROSSARM,PRESTRESSED CONCRETE,SPUN(FOR DEAD-ENDING) 120X120X2,50 | PCS. | 2 | 2
| 1010100000 | WIRE,STEEL SOLID DIA. 4.0 mm.TIS.71 | KG. | 0.3 | 0
| 1010110201 | BOLT,MACHINE M.16x170 mm. | SET | 4 | 0
| 1010110203 | BOLT,MACHINE M.16x250 mm. | SET | 1 | 0
| 1010130002 | BOLT,DOUBLE ARMING,ROUND EYE M.16x500 mm. | SET | 3 | 0
| 1010140001 | BOLT, ROUNG EYE M 16X200 MM. | SET | 1 | 0
| 1010180001 | NUT,EYE M.16 DIN 582 | PCS | 1 | 0
| 1010180100 | WASHER,PLAIN,SQUARE,LARGE 52x52x4.5 mm.HOLE DIA. 18 MM. TIS.258 | PCS. | 16 | 0
| 1010180201 | WASHER,SQUARE,CURVED 60x60x5 mm.HOLE DIA. 22 mm. | PCS. | 1 | 0
| 1010200002 | BRACE,FLAT,FOR CROSSARM 40x6x1,000 mm. | PCS. | 4 | 4
| 1010210304 | THIMBLE,GUY,FOR STEEL WIRE 50-95 sq.mm. | PCS. | 2 | 0
| 1010230000 | CLAMP,SINGLE U-BOLT,M.8 (WIRE ROPE CLIP) | SET | 6 | 0
| 1030000002 | INSULATOR,PIN TYPE,TYPE C (CLASS 56-3)TIS.279 | EACH | 1 | 1
| 1030020002 | INSULATOR,SUSPENSION TYPE D (CLASS 52-4)TIS.354 | PCS. | 3 | 3
| 1030100001 | PIN,INSULATOR,33 KV.SHANK 165 MM.LEAD HEAD 35 MM.(1 3/8") | EACH | 1 | 1
set30112 | X-ARM-C, 1-P, DE (14 M.)
| 1000110004 | CROSSARM,PRESTRESSED CONCRETE,SPUN(FOR DEAD-ENDING) 120X120X2,50 | PCS. | 2 | 2
| 1010110201 | BOLT,MACHINE M.16x170 mm. | SET | 4 | 0
| 1010110203 | BOLT,MACHINE M.16x250 mm. | SET | 1 | 0
| 1010130002 | BOLT,DOUBLE ARMING,ROUND EYE M.16x500 mm. | SET | 3 | 0
| 1010140001 | BOLT, ROUNG EYE M 16X200 MM. | SET | 1 | 0
| 1010180100 | WASHER,PLAIN,SQUARE,LARGE 52x52x4.5 mm.HOLE DIA. 18 MM. TIS.258 | PCS. | 15 | 0
| 1010200002 | BRACE,FLAT,FOR CROSSARM 40x6x1,000 mm. | PCS. | 4 | 4
| 1010210304 | THIMBLE,GUY,FOR STEEL WIRE 50-95 sq.mm. | PCS. | 1 | 0
| 1010230000 | CLAMP,SINGLE U-BOLT,M.8 (WIRE ROPE CLIP) | SET | 4 | 0
| 1030020002 | INSULATOR,SUSPENSION TYPE D (CLASS 52-4)TIS.354 | PCS. | 3 | 3
set30113 | X-ARM-C, 1-P, BA
| 1000110004 | CROSSARM,PRESTRESSED CONCRETE,SPUN(FOR DEAD-ENDING) 120X120X2,50 | PCS. | 2 | 2
| 1010100000 | WIRE,STEEL SOLID DIA. 4.0 mm.TIS.71 | KG. | 0.2 | 0
| 1010110201 | BOLT,MACHINE M.16x170 mm. | SET | 4 | 0
| 1010110203 | BOLT,MACHINE M.16x250 mm. | SET | 1 | 0
| 1010130002 | BOLT,DOUBLE ARMING,ROUND EYE M.16x500 mm. | SET | 3 | 0
| 1010140001 | BOLT, ROUNG EYE M 16X200 MM. | SET | 1 | 0
| 1010180100 | WASHER,PLAIN,SQUARE,LARGE 52x52x4.5 mm.HOLE DIA. 18 MM. TIS.258 | PCS. | 16 | 0
| 1010180201 | WASHER,SQUARE,CURVED 60x60x5 mm.HOLE DIA. 22 mm. | PCS. | 1 | 0
| 1010200002 | BRACE,FLAT,FOR CROSSARM 40x6x1,000 mm. | PCS. | 4 | 4
| 1010210304 | THIMBLE,GUY,FOR STEEL WIRE 50-95 sq.mm. | PCS. | 1 | 0
| 1010230000 | CLAMP,SINGLE U-BOLT,M.8 (WIRE ROPE CLIP) | SET | 6 | 0
| 1030000002 | INSULATOR,PIN TYPE,TYPE C (CLASS 56-3)TIS.279 | EACH | 1 | 1
| 1030020002 | INSULATOR,SUSPENSION TYPE D (CLASS 52-4)TIS.354 | PCS. | 3 | 3
| 1030100001 | PIN,INSULATOR,33 KV.SHANK 165 MM.LEAD HEAD 35 MM.(1 3/8") | EACH | 1 | 1
set30114 | X-ARM-C, 1-P, BA (TAPLINE POLE)
| 1000110004 | CROSSARM,PRESTRESSED CONCRETE,SPUN(FOR DEAD-ENDING) 120X120X2,50 | PCS. | 2 | 2
| 1010100000 | WIRE,STEEL SOLID DIA. 4.0 mm.TIS.71 | KG. | 0.2 | 0
| 1010110201 | BOLT,MACHINE M.16x170 mm. | SET | 4 | 0
| 1010110204 | BOLT,MACHINE M.16x300 mm. | SET | 1 | 0
| 1010130002 | BOLT,DOUBLE ARMING,ROUND EYE M.16x500 mm. | SET | 3 | 0
| 1010140002 | BOLT,ROUND EYE M.16x250 mm. | SET | 1 | 0
| 1010180100 | WASHER,PLAIN,SQUARE,LARGE 52x52x4.5 mm.HOLE DIA. 18 MM. TIS.258 | PCS. | 16 | 0
| 1010180201 | WASHER,SQUARE,CURVED 60x60x5 mm.HOLE DIA. 22 mm. | PCS. | 1 | 0
| 1010200002 | BRACE,FLAT,FOR CROSSARM 40x6x1,000 mm. | PCS. | 4 | 4
| 1010210304 | THIMBLE,GUY,FOR STEEL WIRE 50-95 sq.mm. | PCS. | 1 | 0
| 1010230000 | CLAMP,SINGLE U-BOLT,M.8 (WIRE ROPE CLIP) | SET | 4 | 0
| 1030000002 | INSULATOR,PIN TYPE,TYPE C (CLASS 56-3)TIS.279 | EACH | 1 | 1
| 1030020002 | INSULATOR,SUSPENSION TYPE D (CLASS 52-4)TIS.354 | PCS. | 3 | 3
| 1030100001 | PIN,INSULATOR,33 KV.SHANK 165 MM.LEAD HEAD 35 MM.(1 3/8") | EACH | 1 | 1
set30115 | X-ARM-C, 1-P, BA (SLK SPN)
| 1000110002 | CROSSARM,PRESTRESSED CONCRETE,SPUN,H.T. 120X120X3,000 MM. | PCS. | 1 | 1
| 1010100000 | WIRE,STEEL SOLID DIA. 4.0 mm.TIS.71 | KG. | 0.2 | 0
| 1010110201 | BOLT,MACHINE M.16x170 mm. | SET | 2 | 0
| 1010110203 | BOLT,MACHINE M.16x250 mm. | SET | 1 | 0
| 1010110205 | BOLT,MACHINE M.16x350 mm. | SET | 1 | 0
| 1010140001 | BOLT, ROUNG EYE M 16X200 MM. | SET | 1 | 0
| 1010180100 | WASHER,PLAIN,SQUARE,LARGE 52x52x4.5 mm.HOLE DIA. 18 MM. TIS.258 | PCS. | 7 | 0
| 1010180201 | WASHER,SQUARE,CURVED 60x60x5 mm.HOLE DIA. 22 mm. | PCS. | 1 | 0
| 1010200002 | BRACE,FLAT,FOR CROSSARM 40x6x1,000 mm. | PCS. | 2 | 2
| 1010210304 | THIMBLE,GUY,FOR STEEL WIRE 50-95 sq.mm. | PCS. | 1 | 0
| 1010230000 | CLAMP,SINGLE U-BOLT,M.8 (WIRE ROPE CLIP) | SET | 6 | 0
| 1030000002 | INSULATOR,PIN TYPE,TYPE C (CLASS 56-3)TIS.279 | EACH | 1 | 1
| 1030100001 | PIN,INSULATOR,33 KV.SHANK 165 MM.LEAD HEAD 35 MM.(1 3/8") | EACH | 1 | 1
set30116 | X-ARM-C, 1-P, DEAD END CONNECTION
| 1010100000 | WIRE,STEEL SOLID DIA. 4.0 mm.TIS.71 | KG. | 0.1 | 0
| 1010180001 | NUT,EYE M.16 DIN 582 | PCS | 2 | 0
| 1010180201 | WASHER,SQUARE,CURVED 60x60x5 mm.HOLE DIA. 22 mm. | PCS. | 1 | 0
| 1010210304 | THIMBLE,GUY,FOR STEEL WIRE 50-95 sq.mm. | PCS. | 1 | 0
| 1010230000 | CLAMP,SINGLE U-BOLT,M.8 (WIRE ROPE CLIP) | SET | 4 | 0
| 1030000002 | INSULATOR,PIN TYPE,TYPE C (CLASS 56-3)TIS.279 | EACH | 1 | 1
| 1030020002 | INSULATOR,SUSPENSION TYPE D (CLASS 52-4)TIS.354 | PCS. | 3 | 3
| 1030100001 | PIN,INSULATOR,33 KV.SHANK 165 MM.LEAD HEAD 35 MM.(1 3/8") | EACH | 1 | 1
set30117 | X-ARM-C, 1-P, DEAD END CONNECTION (SLK SPN)
| 1010100000 | WIRE,STEEL SOLID DIA. 4.0 mm.TIS.71 | KG. | 0.1 | 0
| 1010180001 | NUT,EYE M.16 DIN 582 | PCS | 1 | 0
| 1010180201 | WASHER,SQUARE,CURVED 60x60x5 mm.HOLE DIA. 22 mm. | PCS. | 1 | 0
| 1010210304 | THIMBLE,GUY,FOR STEEL WIRE 50-95 sq.mm. | PCS. | 1 | 0
| 1010230000 | CLAMP,SINGLE U-BOLT,M.8 (WIRE ROPE CLIP) | SET | 4 | 0
| 1030000002 | INSULATOR,PIN TYPE,TYPE C (CLASS 56-3)TIS.279 | EACH | 1 | 1
| 1030100001 | PIN,INSULATOR,33 KV.SHANK 165 MM.LEAD HEAD 35 MM.(1 3/8") | EACH | 1 | 1
set30131 | A-ARM-C, 1-P, SP 0-5 (STL-BAYONET)
| 1000110002 | CROSSARM,PRESTRESSED CONCRETE,SPUN,H.T. 120X120X3,000 MM. | PCS. | 1 | 1
| 1010010003 | STEEL ANGLE,OVERHEAD GROUND WIRE BAYONET 65x65x6 MM. 2,250 MM. LONG | PCS. | 1 | 1
| 1010100000 | WIRE,STEEL SOLID DIA. 4.0 mm.TIS.71 | KG. | 0.15 | 0
| 1010110201 | BOLT,MACHINE M.16x170 mm. | SET | 1 | 0
| 1010110203 | BOLT,MACHINE M.16x250 mm. | SET | 3 | 0
| 1010110205 | BOLT,MACHINE M.16x350 mm. | SET | 1 | 0
| 1010180100 | WASHER,PLAIN,SQUARE,LARGE 52x52x4.5 mm.HOLE DIA. 18 MM. TIS.258 | PCS. | 6 | 0
| 1010180201 | WASHER,SQUARE,CURVED 60x60x5 mm.HOLE DIA. 22 mm. | PCS. | 1 | 0
| 1010180301 | WASHER,LOCK,SPRING,SIZE 16 mm.,GENERAL PURPOSE,TIS.259 | PCS. | 1 | 0
| 1010200005 | BRACE,ALLEY ARM 50x50x6 mm. 2,350 mm.LONG | PCS. | 1 | 1
| 1010230000 | CLAMP,SINGLE U-BOLT,M.8 (WIRE ROPE CLIP) | SET | 2 | 0
| 1010230205 | GROUND WIRE CLAMP,J.1152 | SET | 1 | 0
| 1030000002 | INSULATOR,PIN TYPE,TYPE C (CLASS 56-3)TIS.279 | EACH | 1 | 1
| 1030100001 | PIN,INSULATOR,33 KV.SHANK 165 MM.LEAD HEAD 35 MM.(1 3/8") | EACH | 1 | 1
set30132 | A-ARM-C, 1-P, SP 5-30 (STL-BAYONET)
| 1000110002 | CROSSARM,PRESTRESSED CONCRETE,SPUN,H.T. 120X120X3,000 MM. | PCS. | 1 | 1
| 1010000100 | STEEL CHANNEL, 100x50x5 mm. 2,250 MM.LONG | PCS | 1 | 1
| 1010100000 | WIRE,STEEL SOLID DIA. 4.0 mm.TIS.71 | KG. | 0.15 | 0
| 1010110201 | BOLT,MACHINE M.16x170 mm. | SET | 1 | 0
| 1010110203 | BOLT,MACHINE M.16x250 mm. | SET | 1 | 0
| 1010110205 | BOLT,MACHINE M.16x350 mm. | SET | 3 | 0
| 1010180100 | WASHER,PLAIN,SQUARE,LARGE 52x52x4.5 mm.HOLE DIA. 18 MM. TIS.258 | PCS. | 6 | 0
| 1010180201 | WASHER,SQUARE,CURVED 60x60x5 mm.HOLE DIA. 22 mm. | PCS. | 1 | 0
| 1010180301 | WASHER,LOCK,SPRING,SIZE 16 mm.,GENERAL PURPOSE,TIS.259 | PCS. | 1 | 0
| 1010200005 | BRACE,ALLEY ARM 50x50x6 mm. 2,350 mm.LONG | PCS. | 1 | 1
| 1010230000 | CLAMP,SINGLE U-BOLT,M.8 (WIRE ROPE CLIP) | SET | 2 | 0
| 1010230205 | GROUND WIRE CLAMP,J.1152 | SET | 1 | 0
| 1030000002 | INSULATOR,PIN TYPE,TYPE C (CLASS 56-3)TIS.279 | EACH | 1 | 1
| 1030100001 | PIN,INSULATOR,33 KV.SHANK 165 MM.LEAD HEAD 35 MM.(1 3/8") | EACH | 1 | 1
set30133 | A-ARM-C, 1-P, DP 5-30 (STL-BAYONET)
| 1000110002 | CROSSARM,PRESTRESSED CONCRETE,SPUN,H.T. 120X120X3,000 MM. | PCS. | 2 | 2
| 1010000100 | STEEL CHANNEL, 100x50x5 mm. 2,250 MM.LONG | PCS | 1 | 1
| 1010100000 | WIRE,STEEL SOLID DIA. 4.0 mm.TIS.71 | KG. | 0.2 | 0
| 1010110201 | BOLT,MACHINE M.16x170 mm. | SET | 1 | 0
| 1010110203 | BOLT,MACHINE M.16x250 mm. | SET | 1 | 0
| 1010110205 | BOLT,MACHINE M.16x350 mm. | SET | 2 | 0
| 1010110207 | BOLT,MACHINE M.16x450 mm. | SET | 1 | 0
| 1010120001 | BOLT,DOUBLE ARMING,M.16x450 mm. | SET | 2 | 0
| 1010180100 | WASHER,PLAIN,SQUARE,LARGE 52x52x4.5 mm.HOLE DIA. 18 MM. TIS.258 | PCS. | 14 | 0
| 1010180201 | WASHER,SQUARE,CURVED 60x60x5 mm.HOLE DIA. 22 mm. | PCS. | 2 | 0
| 1010180301 | WASHER,LOCK,SPRING,SIZE 16 mm.,GENERAL PURPOSE,TIS.259 | PCS. | 1 | 0
| 1010200005 | BRACE,ALLEY ARM 50x50x6 mm. 2,350 mm.LONG | PCS. | 1 | 1
| 1010230000 | CLAMP,SINGLE U-BOLT,M.8 (WIRE ROPE CLIP) | SET | 2 | 0
| 1010230205 | GROUND WIRE CLAMP,J.1152 | SET | 1 | 0
| 1030000002 | INSULATOR,PIN TYPE,TYPE C (CLASS 56-3)TIS.279 | EACH | 2 | 2
| 1030100001 | PIN,INSULATOR,33 KV.SHANK 165 MM.LEAD HEAD 35 MM.(1 3/8") | EACH | 2 | 2
set30134 | A-ARM-C, 1-P, SP (TAP LINE POLE)
| 1000110002 | CROSSARM,PRESTRESSED CONCRETE,SPUN,H.T. 120X120X3,000 MM. | PCS. | 1 | 1
| 1010100000 | WIRE,STEEL SOLID DIA. 4.0 mm.TIS.71 | KG. | 0.35 | 0
| 1010110201 | BOLT,MACHINE M.16x170 mm. | SET | 1 | 0
| 1010110204 | BOLT,MACHINE M.16x300 mm. | SET | 1 | 0
| 1010110205 | BOLT,MACHINE M.16x350 mm. | SET | 1 | 0
| 1010180100 | WASHER,PLAIN,SQUARE,LARGE 52x52x4.5 mm.HOLE DIA. 18 MM. TIS.258 | PCS. | 4 | 0
| 1010180201 | WASHER,SQUARE,CURVED 60x60x5 mm.HOLE DIA. 22 mm. | PCS. | 1 | 0
| 1010180301 | WASHER,LOCK,SPRING,SIZE 16 mm.,GENERAL PURPOSE,TIS.259 | PCS. | 1 | 0
| 1010200005 | BRACE,ALLEY ARM 50x50x6 mm. 2,350 mm.LONG | PCS. | 1 | 1
| 1010230000 | CLAMP,SINGLE U-BOLT,M.8 (WIRE ROPE CLIP) | SET | 4 | 0
| 1010230201 | GROUND WIRE SUPPORT AND CLAMP,FOR CONCRETE POLE | SET | 1 | 0
| 1030000002 | INSULATOR,PIN TYPE,TYPE C (CLASS 56-3)TIS.279 | EACH | 1 | 1
| 1030100001 | PIN,INSULATOR,33 KV.SHANK 165 MM.LEAD HEAD 35 MM.(1 3/8") | EACH | 1 | 1
set30135 | A-ARM-C, 1-P, DP (TAP LINE POLE)
| 1000110002 | CROSSARM,PRESTRESSED CONCRETE,SPUN,H.T. 120X120X3,000 MM. | PCS. | 2 | 2
| 1010100000 | WIRE,STEEL SOLID DIA. 4.0 mm.TIS.71 | KG. | 0.4 | 0
| 1010110201 | BOLT,MACHINE M.16x170 mm. | SET | 1 | 0
| 1010110204 | BOLT,MACHINE M.16x300 mm. | SET | 1 | 0
| 1010110208 | BOLT,MACHINE M.16x500 mm. | SET | 1 | 0
| 1010120002 | BOLT,DOUBLE ARMING,M.16x500 mm. | SET | 2 | 0
| 1010180100 | WASHER,PLAIN,SQUARE,LARGE 52x52x4.5 mm.HOLE DIA. 18 MM. TIS.258 | PCS. | 12 | 0
| 1010180201 | WASHER,SQUARE,CURVED 60x60x5 mm.HOLE DIA. 22 mm. | PCS. | 2 | 0
| 1010180301 | WASHER,LOCK,SPRING,SIZE 16 mm.,GENERAL PURPOSE,TIS.259 | PCS. | 1 | 0
| 1010200005 | BRACE,ALLEY ARM 50x50x6 mm. 2,350 mm.LONG | PCS. | 1 | 1
| 1010230000 | CLAMP,SINGLE U-BOLT,M.8 (WIRE ROPE CLIP) | SET | 4 | 0
| 1010230201 | GROUND WIRE SUPPORT AND CLAMP,FOR CONCRETE POLE | SET | 1 | 0
| 1030000002 | INSULATOR,PIN TYPE,TYPE C (CLASS 56-3)TIS.279 | EACH | 2 | 2
| 1030100001 | PIN,INSULATOR,33 KV.SHANK 165 MM.LEAD HEAD 35 MM.(1 3/8") | EACH | 2 | 2
set30169 | X-ARM-W, 1-P, DDE (14 M.)
| 1000100003 | CROSSARM WOOD,H.T. 3,000X100X120 MM. | EACH | 2 | 2
| 1010110200 | BOLT,MACHINE M.16x130 mm. | SET | 4 | 0
| 1010110203 | BOLT,MACHINE M.16x250 mm. | SET | 1 | 0
| 1010110207 | BOLT,MACHINE M.16x450 mm. | SET | 1 | 0
| 1010130001 | BOLT,DOUBLE ARMING,ROUND EYE M.16x450 mm. | SET | 3 | 0
| 1010140001 | BOLT, ROUNG EYE M 16X200 MM. | SET | 1 | 0
| 1010180001 | NUT,EYE M.16 DIN 582 | PCS | 2 | 0
| 1010180100 | WASHER,PLAIN,SQUARE,LARGE 52x52x4.5 mm.HOLE DIA. 18 MM. TIS.258 | PCS. | 19 | 0
| 1010200002 | BRACE,FLAT,FOR CROSSARM 40x6x1,000 mm. | PCS. | 2 | 2
| 1010210304 | THIMBLE,GUY,FOR STEEL WIRE 50-95 sq.mm. | PCS. | 2 | 0
| 1010230000 | CLAMP,SINGLE U-BOLT,M.8 (WIRE ROPE CLIP) | SET | 6 | 0
| 1030000002 | INSULATOR,PIN TYPE,TYPE C (CLASS 56-3)TIS.279 | EACH | 1 | 1
| 1030020002 | INSULATOR,SUSPENSION TYPE D (CLASS 52-4)TIS.354 | PCS. | 6 | 6
| 1030100001 | PIN,INSULATOR,33 KV.SHANK 165 MM.LEAD HEAD 35 MM.(1 3/8") | EACH | 1 | 1
set30183 | A-ARM-C, 1-P, 1ST-POLE LAT-SLK SPN
| 1000110004 | CROSSARM,PRESTRESSED CONCRETE,SPUN(FOR DEAD-ENDING) 120X120X2,50 | PCS. | 2 | 2
| 1010100000 | WIRE,STEEL SOLID DIA. 4.0 mm.TIS.71 | KG. | 0.35 | 0
| 1010110201 | BOLT,MACHINE M.16x170 mm. | SET | 1 | 0
| 1010110204 | BOLT,MACHINE M.16x300 mm. | SET | 1 | 0
| 1010110208 | BOLT,MACHINE M.16x500 mm. | SET | 1 | 0
| 1010130002 | BOLT,DOUBLE ARMING,ROUND EYE M.16x500 mm. | SET | 3 | 0
| 1010140001 | BOLT, ROUNG EYE M 16X200 MM. | SET | 1 | 0
| 1010180001 | NUT,EYE M.16 DIN 582 | PCS | 1 | 0
| 1010180100 | WASHER,PLAIN,SQUARE,LARGE 52x52x4.5 mm.HOLE DIA. 18 MM. TIS.258 | PCS. | 18 | 0
| 1010180201 | WASHER,SQUARE,CURVED 60x60x5 mm.HOLE DIA. 22 mm. | PCS. | 1 | 0
| 1010200005 | BRACE,ALLEY ARM 50x50x6 mm. 2,350 mm.LONG | PCS. | 1 | 1
| 1010210304 | THIMBLE,GUY,FOR STEEL WIRE 50-95 sq.mm. | PCS. | 2 | 0
| 1010230000 | CLAMP,SINGLE U-BOLT,M.8 (WIRE ROPE CLIP) | SET | 6 | 0
| 1030000002 | INSULATOR,PIN TYPE,TYPE C (CLASS 56-3)TIS.279 | EACH | 1 | 1
| 1030020002 | INSULATOR,SUSPENSION TYPE D (CLASS 52-4)TIS.354 | PCS. | 3 | 3
| 1030100001 | PIN,INSULATOR,33 KV.SHANK 165 MM.LEAD HEAD 35 MM.(1 3/8") | EACH | 1 | 1
set30184 | A-ARM-C, 1-P, DE (14 M.)
| 1000110004 | CROSSARM,PRESTRESSED CONCRETE,SPUN(FOR DEAD-ENDING) 120X120X2,50 | PCS. | 2 | 2
| 1010110201 | BOLT,MACHINE M.16x170 mm. | SET | 1 | 0
| 1010110204 | BOLT,MACHINE M.16x300 mm. | SET | 1 | 0
| 1010110208 | BOLT,MACHINE M.16x500 mm. | SET | 1 | 0
| 1010130002 | BOLT,DOUBLE ARMING,ROUND EYE M.16x500 mm. | SET | 3 | 0
| 1010140001 | BOLT, ROUNG EYE M 16X200 MM. | SET | 1 | 0
| 1010180100 | WASHER,PLAIN,SQUARE,LARGE 52x52x4.5 mm.HOLE DIA. 18 MM. TIS.258 | PCS. | 17 | 0
| 1010200005 | BRACE,ALLEY ARM 50x50x6 mm. 2,350 mm.LONG | PCS. | 1 | 1
| 1010210304 | THIMBLE,GUY,FOR STEEL WIRE 50-95 sq.mm. | PCS. | 1 | 0
| 1010230000 | CLAMP,SINGLE U-BOLT,M.8 (WIRE ROPE CLIP) | SET | 4 | 0
| 1030020002 | INSULATOR,SUSPENSION TYPE D (CLASS 52-4)TIS.354 | PCS. | 3 | 3
set30185 | A-ARM-C, 1-P, BA
| 1000110002 | CROSSARM,PRESTRESSED CONCRETE,SPUN,H.T. 120X120X3,000 MM. | PCS. | 2 | 2
| 1010100000 | WIRE,STEEL SOLID DIA. 4.0 mm.TIS.71 | KG. | 0.2 | 0
| 1010110203 | BOLT,MACHINE M.16x250 mm. | SET | 1 | 0
| 1010110208 | BOLT,MACHINE M.16x500 mm. | SET | 1 | 0
| 1010130003 | BOLT,DOUBLE ARMING,ROUND EYE M.16x600 mm. | SET | 3 | 0
| 1010140001 | BOLT, ROUNG EYE M 16X200 MM. | SET | 1 | 0
| 1010180100 | WASHER,PLAIN,SQUARE,LARGE 52x52x4.5 mm.HOLE DIA. 18 MM. TIS.258 | PCS. | 16 | 0
| 1010180201 | WASHER,SQUARE,CURVED 60x60x5 mm.HOLE DIA. 22 mm. | PCS. | 1 | 0
| 1010200005 | BRACE,ALLEY ARM 50x50x6 mm. 2,350 mm.LONG | PCS. | 1 | 1
| 1010210304 | THIMBLE,GUY,FOR STEEL WIRE 50-95 sq.mm. | PCS. | 1 | 0
| 1010230000 | CLAMP,SINGLE U-BOLT,M.8 (WIRE ROPE CLIP) | SET | 6 | 0
| 1030000002 | INSULATOR,PIN TYPE,TYPE C (CLASS 56-3)TIS.279 | EACH | 1 | 1
| 1030020002 | INSULATOR,SUSPENSION TYPE D (CLASS 52-4)TIS.354 | PCS. | 3 | 3
| 1030100001 | PIN,INSULATOR,33 KV.SHANK 165 MM.LEAD HEAD 35 MM.(1 3/8") | EACH | 1 | 1
set30186 | A-ARM-C, 1-P, BA (TAPLINE POLE)
| 1000110002 | CROSSARM,PRESTRESSED CONCRETE,SPUN,H.T. 120X120X3,000 MM. | PCS. | 2 | 2
| 1010100000 | WIRE,STEEL SOLID DIA. 4.0 mm.TIS.71 | KG. | 0.2 | 0
| 1010110203 | BOLT,MACHINE M.16x250 mm. | SET | 1 | 0
| 1010110209 | BOLT MACHINE M.16X600 MM. | SET | 1 | 0
| 1010130003 | BOLT,DOUBLE ARMING,ROUND EYE M.16x600 mm. | SET | 3 | 0
| 1010140002 | BOLT,ROUND EYE M.16x250 mm. | SET | 1 | 0
| 1010180100 | WASHER,PLAIN,SQUARE,LARGE 52x52x4.5 mm.HOLE DIA. 18 MM. TIS.258 | PCS. | 16 | 0
| 1010180201 | WASHER,SQUARE,CURVED 60x60x5 mm.HOLE DIA. 22 mm. | PCS. | 1 | 0
| 1010200005 | BRACE,ALLEY ARM 50x50x6 mm. 2,350 mm.LONG | PCS. | 1 | 1
| 1010210304 | THIMBLE,GUY,FOR STEEL WIRE 50-95 sq.mm. | PCS. | 1 | 0
| 1010230000 | CLAMP,SINGLE U-BOLT,M.8 (WIRE ROPE CLIP) | SET | 4 | 0
| 1030000002 | INSULATOR,PIN TYPE,TYPE C (CLASS 56-3)TIS.279 | EACH | 1 | 1
| 1030020002 | INSULATOR,SUSPENSION TYPE D (CLASS 52-4)TIS.354 | PCS. | 3 | 3
| 1030100001 | PIN,INSULATOR,33 KV.SHANK 165 MM.LEAD HEAD 35 MM.(1 3/8") | EACH | 1 | 1
set30201 | X-ARM-C, 3-P, SP 0-5 (STL-BAYCNET)
| 1000110002 | CROSSARM,PRESTRESSED CONCRETE,SPUN,H.T. 120X120X3,000 MM. | PCS. | 1 | 1
| 1010010003 | STEEL ANGLE,OVERHEAD GROUND WIRE BAYONET 65x65x6 MM. 2,250 MM. LONG | PCS. | 1 | 1
| 1010100000 | WIRE,STEEL SOLID DIA. 4.0 mm.TIS.71 | KG. | 0.4 | 0
| 1010110201 | BOLT,MACHINE M.16x170 mm. | SET | 2 | 0
| 1010110202 | BOLT,MACHINE M.16x200 mm. | SET | 1 | 0
| 1010110203 | BOLT,MACHINE M.16x250 mm. | SET | 2 | 0
| 1010110205 | BOLT,MACHINE M.16x350 mm. | SET | 1 | 0
| 1010180100 | WASHER,PLAIN,SQUARE,LARGE 52x52x4.5 mm.HOLE DIA. 18 MM. TIS.258 | PCS. | 7 | 0
| 1010180201 | WASHER,SQUARE,CURVED 60x60x5 mm.HOLE DIA. 22 mm. | PCS. | 3 | 0
| 1010180301 | WASHER,LOCK,SPRING,SIZE 16 mm.,GENERAL PURPOSE,TIS.259 | PCS. | 1 | 0
| 1010200002 | BRACE,FLAT,FOR CROSSARM 40x6x1,000 mm. | PCS. | 2 | 2
| 1010230000 | CLAMP,SINGLE U-BOLT,M.8 (WIRE ROPE CLIP) | SET | 2 | 0
| 1010230205 | GROUND WIRE CLAMP,J.1152 | SET | 1 | 0
| 1030000002 | INSULATOR,PIN TYPE,TYPE C (CLASS 56-3)TIS.279 | EACH | 3 | 3
| 1030100001 | PIN,INSULATOR,33 KV.SHANK 165 MM.LEAD HEAD 35 MM.(1 3/8") | EACH | 3 | 3
set30202 | X-ARM-C, 3-P, SP 5-30 (STL-BAYONET)
| 1000110002 | CROSSARM,PRESTRESSED CONCRETE,SPUN,H.T. 120X120X3,000 MM. | PCS. | 1 | 1
| 1010000100 | STEEL CHANNEL, 100x50x5 mm. 2,250 MM.LONG | PCS | 1 | 1
| 1010100000 | WIRE,STEEL SOLID DIA. 4.0 mm.TIS.71 | KG. | 0.4 | 0
| 1010110201 | BOLT,MACHINE M.16x170 mm. | SET | 2 | 0
| 1010110202 | BOLT,MACHINE M.16x200 mm. | SET | 1 | 0
| 1010110205 | BOLT,MACHINE M.16x350 mm. | SET | 3 | 0
| 1010180100 | WASHER,PLAIN,SQUARE,LARGE 52x52x4.5 mm.HOLE DIA. 18 MM. TIS.258 | PCS. | 7 | 0
| 1010180201 | WASHER,SQUARE,CURVED 60x60x5 mm.HOLE DIA. 22 mm. | PCS. | 3 | 0
| 1010180301 | WASHER,LOCK,SPRING,SIZE 16 mm.,GENERAL PURPOSE,TIS.259 | PCS. | 1 | 0
| 1010200002 | BRACE,FLAT,FOR CROSSARM 40x6x1,000 mm. | PCS. | 2 | 2
| 1010230000 | CLAMP,SINGLE U-BOLT,M.8 (WIRE ROPE CLIP) | SET | 2 | 0
| 1010230205 | GROUND WIRE CLAMP,J.1152 | SET | 1 | 0
| 1030000002 | INSULATOR,PIN TYPE,TYPE C (CLASS 56-3)TIS.279 | EACH | 3 | 3
| 1030100001 | PIN,INSULATOR,33 KV.SHANK 165 MM.LEAD HEAD 35 MM.(1 3/8") | EACH | 3 | 3
set30203 | X-ARM-C, 3-P, DP 5-30 (STL-BAYONET)
| 1000110002 | CROSSARM,PRESTRESSED CONCRETE,SPUN,H.T. 120X120X3,000 MM. | PCS. | 2 | 2
| 1010000100 | STEEL CHANNEL, 100x50x5 mm. 2,250 MM.LONG | PCS | 1 | 1
| 1010100000 | WIRE,STEEL SOLID DIA. 4.0 mm.TIS.71 | KG. | 0.7 | 0
| 1010110201 | BOLT,MACHINE M.16x170 mm. | SET | 2 | 0
| 1010110202 | BOLT,MACHINE M.16x200 mm. | SET | 1 | 0
| 1010110205 | BOLT,MACHINE M.16x350 mm. | SET | 2 | 0
| 1010110207 | BOLT,MACHINE M.16x450 mm. | SET | 1 | 0
| 1010120001 | BOLT,DOUBLE ARMING,M.16x450 mm. | SET | 2 | 0
| 1010180100 | WASHER,PLAIN,SQUARE,LARGE 52x52x4.5 mm.HOLE DIA. 18 MM. TIS.258 | PCS. | 15 | 0
| 1010180201 | WASHER,SQUARE,CURVED 60x60x5 mm.HOLE DIA. 22 mm. | PCS. | 6 | 0
| 1010180301 | WASHER,LOCK,SPRING,SIZE 16 mm.,GENERAL PURPOSE,TIS.259 | PCS. | 1 | 0
| 1010200002 | BRACE,FLAT,FOR CROSSARM 40x6x1,000 mm. | PCS. | 2 | 2
| 1010230000 | CLAMP,SINGLE U-BOLT,M.8 (WIRE ROPE CLIP) | SET | 2 | 0
| 1010230205 | GROUND WIRE CLAMP,J.1152 | SET | 1 | 0
| 1030000002 | INSULATOR,PIN TYPE,TYPE C (CLASS 56-3)TIS.279 | EACH | 6 | 6
| 1030100001 | PIN,INSULATOR,33 KV.SHANK 165 MM.LEAD HEAD 35 MM.(1 3/8") | EACH | 6 | 6
set30204 | X-ARM-C, 3-P, DDE (STL-BAYONET)
| 1000110004 | CROSSARM,PRESTRESSED CONCRETE,SPUN(FOR DEAD-ENDING) 120X120X2,50 | PCS. | 2 | 2
| 1010000100 | STEEL CHANNEL, 100x50x5 mm. 2,250 MM.LONG | PCS | 1 | 1
| 1010100000 | WIRE,STEEL SOLID DIA. 4.0 mm.TIS.71 | KG. | 0.4 | 0
| 1010110201 | BOLT,MACHINE M.16x170 mm. | SET | 2 | 0
| 1010110202 | BOLT,MACHINE M.16x200 mm. | SET | 1 | 0
| 1010110203 | BOLT,MACHINE M.16x250 mm. | SET | 2 | 0
| 1010130001 | BOLT,DOUBLE ARMING,ROUND EYE M.16x450 mm. | SET | 3 | 0
| 1010140001 | BOLT, ROUNG EYE M 16X200 MM. | SET | 1 | 0
| 1010180001 | NUT,EYE M.16 DIN 582 | PCS | 4 | 0
| 1010180100 | WASHER,PLAIN,SQUARE,LARGE 52x52x4.5 mm.HOLE DIA. 18 MM. TIS.258 | PCS. | 17 | 0
| 1010180201 | WASHER,SQUARE,CURVED 60x60x5 mm.HOLE DIA. 22 mm. | PCS. | 3 | 0
| 1010200002 | BRACE,FLAT,FOR CROSSARM 40x6x1,000 mm. | PCS. | 2 | 2
| 1010210304 | THIMBLE,GUY,FOR STEEL WIRE 50-95 sq.mm. | PCS. | 2 | 0
| 1010230000 | CLAMP,SINGLE U-BOLT,M.8 (WIRE ROPE CLIP) | SET | 8 | 0
| 1030000002 | INSULATOR,PIN TYPE,TYPE C (CLASS 56-3)TIS.279 | EACH | 3 | 3
| 1030020002 | INSULATOR,SUSPENSION TYPE D (CLASS 52-4)TIS.354 | PCS. | 18 | 18
| 1030100001 | PIN,INSULATOR,33 KV.SHANK 165 MM.LEAD HEAD 35 MM.(1 3/8") | EACH | 3 | 3
set30206 | X-ARM-C, 3-P, DE (12 M.)
| 1000110004 | CROSSARM,PRESTRESSED CONCRETE,SPUN(FOR DEAD-ENDING) 120X120X2,50 | PCS. | 2 | 2
| 1010000100 | STEEL CHANNEL, 100x50x5 mm. 2,250 MM.LONG | PCS | 1 | 1
| 1010110201 | BOLT,MACHINE M.16x170 mm. | SET | 4 | 0
| 1010110202 | BOLT,MACHINE M.16x200 mm. | SET | 1 | 0
| 1010110203 | BOLT,MACHINE M.16x250 mm. | SET | 3 | 0
| 1010130001 | BOLT,DOUBLE ARMING,ROUND EYE M.16x450 mm. | SET | 3 | 0
| 1010140001 | BOLT, ROUNG EYE M 16X200 MM. | SET | 1 | 0
| 1010180100 | WASHER,PLAIN,SQUARE,LARGE 52x52x4.5 mm.HOLE DIA. 18 MM. TIS.258 | PCS. | 16 | 0
| 1010200002 | BRACE,FLAT,FOR CROSSARM 40x6x1,000 mm. | PCS. | 4 | 4
| 1010210304 | THIMBLE,GUY,FOR STEEL WIRE 50-95 sq.mm. | PCS. | 1 | 0
| 1010230000 | CLAMP,SINGLE U-BOLT,M.8 (WIRE ROPE CLIP) | SET | 4 | 0
| 1030020002 | INSULATOR,SUSPENSION TYPE D (CLASS 52-4)TIS.354 | PCS. | 9 | 9
set30207 | X-ARM-C, 3-P, SP (TAP LINE POLE)
| 1000110002 | CROSSARM,PRESTRESSED CONCRETE,SPUN,H.T. 120X120X3,000 MM. | PCS. | 1 | 1
| 1010100000 | WIRE,STEEL SOLID DIA. 4.0 mm.TIS.71 | KG. | 0.6 | 0
| 1010110201 | BOLT,MACHINE M.16x170 mm. | SET | 2 | 0
| 1010110203 | BOLT,MACHINE M.16x250 mm. | SET | 1 | 0
| 1010110205 | BOLT,MACHINE M.16x350 mm. | SET | 1 | 0
| 1010180100 | WASHER,PLAIN,SQUARE,LARGE 52x52x4.5 mm.HOLE DIA. 18 MM. TIS.258 | PCS. | 5 | 0
| 1010180201 | WASHER,SQUARE,CURVED 60x60x5 mm.HOLE DIA. 22 mm. | PCS. | 3 | 0
| 1010180301 | WASHER,LOCK,SPRING,SIZE 16 mm.,GENERAL PURPOSE,TIS.259 | PCS. | 1 | 0
| 1010200002 | BRACE,FLAT,FOR CROSSARM 40x6x1,000 mm. | PCS. | 2 | 2
| 1010230000 | CLAMP,SINGLE U-BOLT,M.8 (WIRE ROPE CLIP) | SET | 4 | 0
| 1010230201 | GROUND WIRE SUPPORT AND CLAMP,FOR CONCRETE POLE | SET | 1 | 0
| 1030000002 | INSULATOR,PIN TYPE,TYPE C (CLASS 56-3)TIS.279 | EACH | 3 | 3
| 1030100001 | PIN,INSULATOR,33 KV.SHANK 165 MM.LEAD HEAD 35 MM.(1 3/8") | EACH | 3 | 3
set30208 | X-ARM-C, 3-P, DP (TAP LINE POLE)
| 1000110002 | CROSSARM,PRESTRESSED CONCRETE,SPUN,H.T. 120X120X3,000 MM. | PCS. | 2 | 2
| 1010100000 | WIRE,STEEL SOLID DIA. 4.0 mm.TIS.71 | KG. | 0.9 | 0
| 1010110201 | BOLT,MACHINE M.16x170 mm. | SET | 2 | 0
| 1010110203 | BOLT,MACHINE M.16x250 mm. | SET | 1 | 0
| 1010110208 | BOLT,MACHINE M.16x500 mm. | SET | 1 | 0
| 1010120002 | BOLT,DOUBLE ARMING,M.16x500 mm. | SET | 2 | 0
| 1010180100 | WASHER,PLAIN,SQUARE,LARGE 52x52x4.5 mm.HOLE DIA. 18 MM. TIS.258 | PCS. | 13 | 0
| 1010180201 | WASHER,SQUARE,CURVED 60x60x5 mm.HOLE DIA. 22 mm. | PCS. | 6 | 0
| 1010180301 | WASHER,LOCK,SPRING,SIZE 16 mm.,GENERAL PURPOSE,TIS.259 | PCS. | 1 | 0
| 1010200002 | BRACE,FLAT,FOR CROSSARM 40x6x1,000 mm. | PCS. | 2 | 2
| 1010230000 | CLAMP,SINGLE U-BOLT,M.8 (WIRE ROPE CLIP) | SET | 4 | 0
| 1010230201 | GROUND WIRE SUPPORT AND CLAMP,FOR CONCRETE POLE | SET | 1 | 0
| 1030000002 | INSULATOR,PIN TYPE,TYPE C (CLASS 56-3)TIS.279 | EACH | 6 | 6
| 1030100001 | PIN,INSULATOR,33 KV.SHANK 165 MM.LEAD HEAD 35 MM.(1 3/8") | EACH | 6 | 6
set30209 | X-ARM-C, 3-P, DDE (14 M.)
| 1000110004 | CROSSARM,PRESTRESSED CONCRETE,SPUN(FOR DEAD-ENDING) 120X120X2,50 | PCS. | 2 | 2
| 1010100000 | WIRE,STEEL SOLID DIA. 4.0 mm.TIS.71 | KG. | 0.6 | 0
| 1010110201 | BOLT,MACHINE M.16x170 mm. | SET | 2 | 0
| 1010110203 | BOLT,MACHINE M.16x250 mm. | SET | 1 | 0
| 1010130002 | BOLT,DOUBLE ARMING,ROUND EYE M.16x500 mm. | SET | 3 | 0
| 1010140001 | BOLT, ROUNG EYE M 16X200 MM. | SET | 1 | 0
| 1010180001 | NUT,EYE M.16 DIN 582 | PCS | 4 | 0
| 1010180100 | WASHER,PLAIN,SQUARE,LARGE 52x52x4.5 mm.HOLE DIA. 18 MM. TIS.258 | PCS. | 15 | 0
| 1010180201 | WASHER,SQUARE,CURVED 60x60x5 mm.HOLE DIA. 22 mm. | PCS. | 3 | 0
| 1010200002 | BRACE,FLAT,FOR CROSSARM 40x6x1,000 mm. | PCS. | 2 | 2
| 1010210304 | THIMBLE,GUY,FOR STEEL WIRE 50-95 sq.mm. | PCS. | 2 | 0
| 1010230000 | CLAMP,SINGLE U-BOLT,M.8 (WIRE ROPE CLIP) | SET | 6 | 0
| 1030000002 | INSULATOR,PIN TYPE,TYPE C (CLASS 56-3)TIS.279 | EACH | 3 | 3
| 1030020002 | INSULATOR,SUSPENSION TYPE D (CLASS 52-4)TIS.354 | PCS. | 18 | 18
| 1030100001 | PIN,INSULATOR,33 KV.SHANK 165 MM.LEAD HEAD 35 MM.(1 3/8") | EACH | 3 | 3
set30210 | X-ARM-C, 3-P, BREAK LINE (14 M.)
| 1000110004 | CROSSARM,PRESTRESSED CONCRETE,SPUN(FOR DEAD-ENDING) 120X120X2,50 | PCS. | 2 | 2
| 1010110201 | BOLT,MACHINE M.16x170 mm. | SET | 4 | 0
| 1010110203 | BOLT,MACHINE M.16x250 mm. | SET | 1 | 0
| 1010130002 | BOLT,DOUBLE ARMING,ROUND EYE M.16x500 mm. | SET | 3 | 0
| 1010140001 | BOLT, ROUNG EYE M 16X200 MM. | SET | 3 | 0
| 1010180001 | NUT,EYE M.16 DIN 582 | PCS | 4 | 0
| 1010180100 | WASHER,PLAIN,SQUARE,LARGE 52x52x4.5 mm.HOLE DIA. 18 MM. TIS.258 | PCS. | 20 | 0
| 1010180301 | WASHER,LOCK,SPRING,SIZE 16 mm.,GENERAL PURPOSE,TIS.259 | PCS. | 1 | 0
| 1010200002 | BRACE,FLAT,FOR CROSSARM 40x6x1,000 mm. | PCS. | 2 | 2
| 1010210304 | THIMBLE,GUY,FOR STEEL WIRE 50-95 sq.mm. | PCS. | 2 | 0
| 1010230000 | CLAMP,SINGLE U-BOLT,M.8 (WIRE ROPE CLIP) | SET | 6 | 0
| 1030020002 | INSULATOR,SUSPENSION TYPE D (CLASS 52-4)TIS.354 | PCS. | 18 | 18
set30211 | X-ARM-C, 3-P, 1ST-POLE LAT-SLK SPN
| 1000110004 | CROSSARM,PRESTRESSED CONCRETE,SPUN(FOR DEAD-ENDING) 120X120X2,50 | PCS. | 2 | 2
| 1010100000 | WIRE,STEEL SOLID DIA. 4.0 mm.TIS.71 | KG. | 0.6 | 0
| 1010110201 | BOLT,MACHINE M.16x170 mm. | SET | 4 | 0
| 1010110203 | BOLT,MACHINE M.16x250 mm. | SET | 1 | 0
| 1010130002 | BOLT,DOUBLE ARMING,ROUND EYE M.16x500 mm. | SET | 3 | 0
| 1010140001 | BOLT, ROUNG EYE M 16X200 MM. | SET | 1 | 0
| 1010180001 | NUT,EYE M.16 DIN 582 | PCS | 1 | 0
| 1010180100 | WASHER,PLAIN,SQUARE,LARGE 52x52x4.5 mm.HOLE DIA. 18 MM. TIS.258 | PCS. | 16 | 0
| 1010180201 | WASHER,SQUARE,CURVED 60x60x5 mm.HOLE DIA. 22 mm. | PCS. | 3 | 0
| 1010200002 | BRACE,FLAT,FOR CROSSARM 40x6x1,000 mm. | PCS. | 4 | 4
| 1010210304 | THIMBLE,GUY,FOR STEEL WIRE 50-95 sq.mm. | PCS. | 2 | 0
| 1010230000 | CLAMP,SINGLE U-BOLT,M.8 (WIRE ROPE CLIP) | SET | 6 | 0
| 1030000002 | INSULATOR,PIN TYPE,TYPE C (CLASS 56-3)TIS.279 | EACH | 3 | 3
| 1030020002 | INSULATOR,SUSPENSION TYPE D (CLASS 52-4)TIS.354 | PCS. | 9 | 9
| 1030100001 | PIN,INSULATOR,33 KV.SHANK 165 MM.LEAD HEAD 35 MM.(1 3/8") | EACH | 3 | 3
set30212 | X-ARM-C, 3-P, DE (14 M.)
| 1000110004 | CROSSARM,PRESTRESSED CONCRETE,SPUN(FOR DEAD-ENDING) 120X120X2,50 | PCS. | 2 | 2
| 1010110201 | BOLT,MACHINE M.16x170 mm. | SET | 4 | 0
| 1010110203 | BOLT,MACHINE M.16x250 mm. | SET | 1 | 0
| 1010130002 | BOLT,DOUBLE ARMING,ROUND EYE M.16x500 mm. | SET | 3 | 0
| 1010140001 | BOLT, ROUNG EYE M 16X200 MM. | SET | 1 | 0
| 1010180100 | WASHER,PLAIN,SQUARE,LARGE 52x52x4.5 mm.HOLE DIA. 18 MM. TIS.258 | PCS. | 15 | 0
| 1010200002 | BRACE,FLAT,FOR CROSSARM 40x6x1,000 mm. | PCS. | 4 | 4
| 1010210304 | THIMBLE,GUY,FOR STEEL WIRE 50-95 sq.mm. | PCS. | 1 | 0
| 1010230000 | CLAMP,SINGLE U-BOLT,M.8 (WIRE ROPE CLIP) | SET | 4 | 0
| 1030020002 | INSULATOR,SUSPENSION TYPE D (CLASS 52-4)TIS.354 | PCS. | 9 | 9
set30213 | X-ARM-C, 3-P, BA
| 1000110004 | CROSSARM,PRESTRESSED CONCRETE,SPUN(FOR DEAD-ENDING) 120X120X2,50 | PCS. | 2 | 2
| 1010100000 | WIRE,STEEL SOLID DIA. 4.0 mm.TIS.71 | KG. | 0.2 | 0
| 1010110201 | BOLT,MACHINE M.16x170 mm. | SET | 4 | 0
| 1010110203 | BOLT,MACHINE M.16x250 mm. | SET | 1 | 0
| 1010130002 | BOLT,DOUBLE ARMING,ROUND EYE M.16x500 mm. | SET | 3 | 0
| 1010140001 | BOLT, ROUNG EYE M 16X200 MM. | SET | 1 | 0
| 1010180100 | WASHER,PLAIN,SQUARE,LARGE 52x52x4.5 mm.HOLE DIA. 18 MM. TIS.258 | PCS. | 16 | 0
| 1010180201 | WASHER,SQUARE,CURVED 60x60x5 mm.HOLE DIA. 22 mm. | PCS. | 1 | 0
| 1010200002 | BRACE,FLAT,FOR CROSSARM 40x6x1,000 mm. | PCS. | 4 | 4
| 1010210304 | THIMBLE,GUY,FOR STEEL WIRE 50-95 sq.mm. | PCS. | 1 | 0
| 1010230000 | CLAMP,SINGLE U-BOLT,M.8 (WIRE ROPE CLIP) | SET | 6 | 0
| 1030000002 | INSULATOR,PIN TYPE,TYPE C (CLASS 56-3)TIS.279 | EACH | 1 | 1
| 1030020002 | INSULATOR,SUSPENSION TYPE D (CLASS 52-4)TIS.354 | PCS. | 9 | 9
| 1030100001 | PIN,INSULATOR,33 KV.SHANK 165 MM.LEAD HEAD 35 MM.(1 3/8") | EACH | 1 | 1
set30214 | X-ARM-C, 3-P, BA (TAP LINE POLE)
| 1000110004 | CROSSARM,PRESTRESSED CONCRETE,SPUN(FOR DEAD-ENDING) 120X120X2,50 | PCS. | 2 | 2
| 1010100000 | WIRE,STEEL SOLID DIA. 4.0 mm.TIS.71 | KG. | 0.3 | 0
| 1010110201 | BOLT,MACHINE M.16x170 mm. | SET | 4 | 0
| 1010110204 | BOLT,MACHINE M.16x300 mm. | SET | 1 | 0
| 1010130002 | BOLT,DOUBLE ARMING,ROUND EYE M.16x500 mm. | SET | 3 | 0
| 1010140002 | BOLT,ROUND EYE M.16x250 mm. | SET | 1 | 0
| 1010180100 | WASHER,PLAIN,SQUARE,LARGE 52x52x4.5 mm.HOLE DIA. 18 MM. TIS.258 | PCS. | 16 | 0
| 1010180201 | WASHER,SQUARE,CURVED 60x60x5 mm.HOLE DIA. 22 mm. | PCS. | 2 | 0
| 1010200002 | BRACE,FLAT,FOR CROSSARM 40x6x1,000 mm. | PCS. | 4 | 4
| 1010210304 | THIMBLE,GUY,FOR STEEL WIRE 50-95 sq.mm. | PCS. | 1 | 0
| 1010230000 | CLAMP,SINGLE U-BOLT,M.8 (WIRE ROPE CLIP) | SET | 4 | 0
| 1030000002 | INSULATOR,PIN TYPE,TYPE C (CLASS 56-3)TIS.279 | EACH | 2 | 2
| 1030020002 | INSULATOR,SUSPENSION TYPE D (CLASS 52-4)TIS.354 | PCS. | 9 | 9
| 1030100001 | PIN,INSULATOR,33 KV.SHANK 165 MM.LEAD HEAD 35 MM.(1 3/8") | EACH | 2 | 2
set30215 | X-ARM-C, 3-P, BA (SLK SPN)
| 1000110002 | CROSSARM,PRESTRESSED CONCRETE,SPUN,H.T. 120X120X3,000 MM. | PCS. | 1 | 1
| 1010100000 | WIRE,STEEL SOLID DIA. 4.0 mm.TIS.71 | KG. | 0.5 | 0
| 1010110201 | BOLT,MACHINE M.16x170 mm. | SET | 2 | 0
| 1010110203 | BOLT,MACHINE M.16x250 mm. | SET | 1 | 0
| 1010110205 | BOLT,MACHINE M.16x350 mm. | SET | 1 | 0
| 1010140001 | BOLT, ROUNG EYE M 16X200 MM. | SET | 1 | 0
| 1010180100 | WASHER,PLAIN,SQUARE,LARGE 52x52x4.5 mm.HOLE DIA. 18 MM. TIS.258 | PCS. | 7 | 0
| 1010180201 | WASHER,SQUARE,CURVED 60x60x5 mm.HOLE DIA. 22 mm. | PCS. | 3 | 0
| 1010200002 | BRACE,FLAT,FOR CROSSARM 40x6x1,000 mm. | PCS. | 2 | 2
| 1010210304 | THIMBLE,GUY,FOR STEEL WIRE 50-95 sq.mm. | PCS. | 1 | 0
| 1010230000 | CLAMP,SINGLE U-BOLT,M.8 (WIRE ROPE CLIP) | SET | 6 | 0
| 1030000002 | INSULATOR,PIN TYPE,TYPE C (CLASS 56-3)TIS.279 | EACH | 3 | 3
| 1030100001 | PIN,INSULATOR,33 KV.SHANK 165 MM.LEAD HEAD 35 MM.(1 3/8") | EACH | 3 | 3
set30216 | X-ARM-C, 3-P, 1 CIRCUIT, DEAD END CONNECTION OF SAC (ASSEMBLY NO.3213)
| 1010100000 | WIRE,STEEL SOLID DIA. 4.0 mm.TIS.71 | KG. | 0.4 | 0
| 1010180001 | NUT,EYE M.16 DIN 582 | PCS | 4 | 0
| 1010180201 | WASHER,SQUARE,CURVED 60x60x5 mm.HOLE DIA. 22 mm. | PCS. | 6 | 0
| 1010210304 | THIMBLE,GUY,FOR STEEL WIRE 50-95 sq.mm. | PCS. | 1 | 0
| 1010230000 | CLAMP,SINGLE U-BOLT,M.8 (WIRE ROPE CLIP) | SET | 4 | 0
| 1030000002 | INSULATOR,PIN TYPE,TYPE C (CLASS 56-3)TIS.279 | EACH | 6 | 6
| 1030020002 | INSULATOR,SUSPENSION TYPE D (CLASS 52-4)TIS.354 | PCS. | 9 | 9
| 1030100001 | PIN,INSULATOR,33 KV.SHANK 165 MM.LEAD HEAD 35 MM.(1 3/8") | EACH | 6 | 6
set30217 | X-ARM-C, 3-P, DEAD END CONNECTION (SLK SPN) (ASSEMBLY NO.3812)
| 1010100000 | WIRE,STEEL SOLID DIA. 4.0 mm.TIS.71 | KG. | 0.4 | 0
| 1010180001 | NUT,EYE M.16 DIN 582 | PCS | 1 | 0
| 1010180201 | WASHER,SQUARE,CURVED 60x60x5 mm.HOLE DIA. 22 mm. | PCS. | 6 | 0
| 1010210304 | THIMBLE,GUY,FOR STEEL WIRE 50-95 sq.mm. | PCS. | 1 | 0
| 1010230000 | CLAMP,SINGLE U-BOLT,M.8 (WIRE ROPE CLIP) | SET | 4 | 0
| 1030000002 | INSULATOR,PIN TYPE,TYPE C (CLASS 56-3)TIS.279 | EACH | 6 | 6
| 1030100001 | PIN,INSULATOR,33 KV.SHANK 165 MM.LEAD HEAD 35 MM.(1 3/8") | EACH | 6 | 6
set30231 | A-ARM-C, 3-P, SP 0-5 (STL-BAYONET)
| 1000110002 | CROSSARM,PRESTRESSED CONCRETE,SPUN,H.T. 120X120X3,000 MM. | PCS. | 1 | 1
| 1010010003 | STEEL ANGLE,OVERHEAD GROUND WIRE BAYONET 65x65x6 MM. 2,250 MM. LONG | PCS. | 1 | 1
| 1010100000 | WIRE,STEEL SOLID DIA. 4.0 mm.TIS.71 | KG. | 0.35 | 0
| 1010110201 | BOLT,MACHINE M.16x170 mm. | SET | 1 | 0
| 1010110203 | BOLT,MACHINE M.16x250 mm. | SET | 3 | 0
| 1010110205 | BOLT,MACHINE M.16x350 mm. | SET | 1 | 0
| 1010180100 | WASHER,PLAIN,SQUARE,LARGE 52x52x4.5 mm.HOLE DIA. 18 MM. TIS.258 | PCS. | 6 | 0
| 1010180201 | WASHER,SQUARE,CURVED 60x60x5 mm.HOLE DIA. 22 mm. | PCS. | 3 | 0
| 1010180301 | WASHER,LOCK,SPRING,SIZE 16 mm.,GENERAL PURPOSE,TIS.259 | PCS. | 1 | 0
| 1010200005 | BRACE,ALLEY ARM 50x50x6 mm. 2,350 mm.LONG | PCS. | 1 | 1
| 1010230000 | CLAMP,SINGLE U-BOLT,M.8 (WIRE ROPE CLIP) | SET | 2 | 0
| 1010230205 | GROUND WIRE CLAMP,J.1152 | SET | 1 | 0
| 1030000002 | INSULATOR,PIN TYPE,TYPE C (CLASS 56-3)TIS.279 | EACH | 3 | 3
| 1030100001 | PIN,INSULATOR,33 KV.SHANK 165 MM.LEAD HEAD 35 MM.(1 3/8") | EACH | 3 | 3
set30232 | A-ARM-C, 3-P, SP 5-30 (STL-BAYONET)
| 1000110002 | CROSSARM,PRESTRESSED CONCRETE,SPUN,H.T. 120X120X3,000 MM. | PCS. | 1 | 1
| 1010000100 | STEEL CHANNEL, 100x50x5 mm. 2,250 MM.LONG | PCS | 1 | 1
| 1010100000 | WIRE,STEEL SOLID DIA. 4.0 mm.TIS.71 | KG. | 0.35 | 0
| 1010110201 | BOLT,MACHINE M.16x170 mm. | SET | 1 | 0
| 1010110203 | BOLT,MACHINE M.16x250 mm. | SET | 1 | 0
| 1010110205 | BOLT,MACHINE M.16x350 mm. | SET | 3 | 0
| 1010180100 | WASHER,PLAIN,SQUARE,LARGE 52x52x4.5 mm.HOLE DIA. 18 MM. TIS.258 | PCS. | 6 | 0
| 1010180201 | WASHER,SQUARE,CURVED 60x60x5 mm.HOLE DIA. 22 mm. | PCS. | 3 | 0
| 1010180301 | WASHER,LOCK,SPRING,SIZE 16 mm.,GENERAL PURPOSE,TIS.259 | PCS. | 1 | 0
| 1010200005 | BRACE,ALLEY ARM 50x50x6 mm. 2,350 mm.LONG | PCS. | 1 | 1
| 1010230000 | CLAMP,SINGLE U-BOLT,M.8 (WIRE ROPE CLIP) | SET | 2 | 0
| 1010230205 | GROUND WIRE CLAMP,J.1152 | SET | 1 | 0
| 1030000002 | INSULATOR,PIN TYPE,TYPE C (CLASS 56-3)TIS.279 | EACH | 3 | 3
| 1030100001 | PIN,INSULATOR,33 KV.SHANK 165 MM.LEAD HEAD 35 MM.(1 3/8") | EACH | 3 | 3
set30233 | A-ARM-C, 3-P, DP 5-30 (STL-BAYONET)
| 1000110002 | CROSSARM,PRESTRESSED CONCRETE,SPUN,H.T. 120X120X3,000 MM. | PCS. | 2 | 2
| 1010000100 | STEEL CHANNEL, 100x50x5 mm. 2,250 MM.LONG | PCS | 1 | 1
| 1010100000 | WIRE,STEEL SOLID DIA. 4.0 mm.TIS.71 | KG. | 0.55 | 0
| 1010110201 | BOLT,MACHINE M.16x170 mm. | SET | 1 | 0
| 1010110203 | BOLT,MACHINE M.16x250 mm. | SET | 1 | 0
| 1010110205 | BOLT,MACHINE M.16x350 mm. | SET | 2 | 0
| 1010110207 | BOLT,MACHINE M.16x450 mm. | SET | 1 | 0
| 1010120001 | BOLT,DOUBLE ARMING,M.16x450 mm. | SET | 2 | 0
| 1010180100 | WASHER,PLAIN,SQUARE,LARGE 52x52x4.5 mm.HOLE DIA. 18 MM. TIS.258 | PCS. | 14 | 0
| 1010180201 | WASHER,SQUARE,CURVED 60x60x5 mm.HOLE DIA. 22 mm. | PCS. | 6 | 0
| 1010180301 | WASHER,LOCK,SPRING,SIZE 16 mm.,GENERAL PURPOSE,TIS.259 | PCS. | 1 | 0
| 1010200005 | BRACE,ALLEY ARM 50x50x6 mm. 2,350 mm.LONG | PCS. | 1 | 1
| 1010230000 | CLAMP,SINGLE U-BOLT,M.8 (WIRE ROPE CLIP) | SET | 2 | 0
| 1010230205 | GROUND WIRE CLAMP,J.1152 | SET | 1 | 0
| 1030000002 | INSULATOR,PIN TYPE,TYPE C (CLASS 56-3)TIS.279 | EACH | 6 | 6
| 1030100001 | PIN,INSULATOR,33 KV.SHANK 165 MM.LEAD HEAD 35 MM.(1 3/8") | EACH | 6 | 6
set30234 | A-ARM-C, 3-P, SP (TAP LINE POLE)
| 1000110002 | CROSSARM,PRESTRESSED CONCRETE,SPUN,H.T. 120X120X3,000 MM. | PCS. | 1 | 1
| 1010100000 | WIRE,STEEL SOLID DIA. 4.0 mm.TIS.71 | KG. | 0.55 | 0
| 1010110201 | BOLT,MACHINE M.16x170 mm. | SET | 1 | 0
| 1010110204 | BOLT,MACHINE M.16x300 mm. | SET | 1 | 0
| 1010110205 | BOLT,MACHINE M.16x350 mm. | SET | 1 | 0
| 1010180100 | WASHER,PLAIN,SQUARE,LARGE 52x52x4.5 mm.HOLE DIA. 18 MM. TIS.258 | PCS. | 4 | 0
| 1010180201 | WASHER,SQUARE,CURVED 60x60x5 mm.HOLE DIA. 22 mm. | PCS. | 3 | 0
| 1010180301 | WASHER,LOCK,SPRING,SIZE 16 mm.,GENERAL PURPOSE,TIS.259 | PCS. | 1 | 0
| 1010200005 | BRACE,ALLEY ARM 50x50x6 mm. 2,350 mm.LONG | PCS. | 1 | 1
| 1010230000 | CLAMP,SINGLE U-BOLT,M.8 (WIRE ROPE CLIP) | SET | 4 | 0
| 1010230201 | GROUND WIRE SUPPORT AND CLAMP,FOR CONCRETE POLE | SET | 1 | 0
| 1030000002 | INSULATOR,PIN TYPE,TYPE C (CLASS 56-3)TIS.279 | EACH | 3 | 3
| 1030100001 | PIN,INSULATOR,33 KV.SHANK 165 MM.LEAD HEAD 35 MM.(1 3/8") | EACH | 3 | 3
set30235 | A-ARM-C, 3-P, DP (TAP LINE POLE)
| 1000110002 | CROSSARM,PRESTRESSED CONCRETE,SPUN,H.T. 120X120X3,000 MM. | PCS. | 2 | 2
| 1010100000 | WIRE,STEEL SOLID DIA. 4.0 mm.TIS.71 | KG. | 0.75 | 0
| 1010110201 | BOLT,MACHINE M.16x170 mm. | SET | 1 | 0
| 1010110204 | BOLT,MACHINE M.16x300 mm. | SET | 1 | 0
| 1010110208 | BOLT,MACHINE M.16x500 mm. | SET | 1 | 0
| 1010120002 | BOLT,DOUBLE ARMING,M.16x500 mm. | SET | 2 | 0
| 1010180100 | WASHER,PLAIN,SQUARE,LARGE 52x52x4.5 mm.HOLE DIA. 18 MM. TIS.258 | PCS. | 12 | 0
| 1010180201 | WASHER,SQUARE,CURVED 60x60x5 mm.HOLE DIA. 22 mm. | PCS. | 6 | 0
| 1010180301 | WASHER,LOCK,SPRING,SIZE 16 mm.,GENERAL PURPOSE,TIS.259 | PCS. | 1 | 0
| 1010200005 | BRACE,ALLEY ARM 50x50x6 mm. 2,350 mm.LONG | PCS. | 1 | 1
| 1010230000 | CLAMP,SINGLE U-BOLT,M.8 (WIRE ROPE CLIP) | SET | 4 | 0
| 1010230201 | GROUND WIRE SUPPORT AND CLAMP,FOR CONCRETE POLE | SET | 1 | 0
| 1030000002 | INSULATOR,PIN TYPE,TYPE C (CLASS 56-3)TIS.279 | EACH | 6 | 6
| 1030100001 | PIN,INSULATOR,33 KV.SHANK 165 MM.LEAD HEAD 35 MM.(1 3/8") | EACH | 6 | 6
set30269 | X-ARM-W, 3-P, DDE (14 M.)
| 1000100003 | CROSSARM WOOD,H.T. 3,000X100X120 MM. | EACH | 2 | 2
| 1010100000 | WIRE,STEEL SOLID DIA. 4.0 mm.TIS.71 | KG. | 0.35 | 0
| 1010110200 | BOLT,MACHINE M.16x130 mm. | SET | 2 | 0
| 1010110203 | BOLT,MACHINE M.16x250 mm. | SET | 1 | 0
| 1010110207 | BOLT,MACHINE M.16x450 mm. | SET | 1 | 0
| 1010130001 | BOLT,DOUBLE ARMING,ROUND EYE M.16x450 mm. | SET | 3 | 0
| 1010140001 | BOLT, ROUNG EYE M 16X200 MM. | SET | 1 | 0
| 1010180001 | NUT,EYE M.16 DIN 582 | PCS | 4 | 0
| 1010180100 | WASHER,PLAIN,SQUARE,LARGE 52x52x4.5 mm.HOLE DIA. 18 MM. TIS.258 | PCS. | 19 | 0
| 1010200002 | BRACE,FLAT,FOR CROSSARM 40x6x1,000 mm. | PCS. | 4 | 4
| 1010210304 | THIMBLE,GUY,FOR STEEL WIRE 50-95 sq.mm. | PCS. | 2 | 0
| 1010230000 | CLAMP,SINGLE U-BOLT,M.8 (WIRE ROPE CLIP) | SET | 8 | 0
| 1030000002 | INSULATOR,PIN TYPE,TYPE C (CLASS 56-3)TIS.279 | EACH | 3 | 3
| 1030020002 | INSULATOR,SUSPENSION TYPE D (CLASS 52-4)TIS.354 | PCS. | 18 | 18
| 1030100001 | PIN,INSULATOR,33 KV.SHANK 165 MM.LEAD HEAD 35 MM.(1 3/8") | EACH | 3 | 3
set30283 | A-ARM-C, 3-P, 1ST-POLE LAT-SLK SPN
| 1000110004 | CROSSARM,PRESTRESSED CONCRETE,SPUN(FOR DEAD-ENDING) 120X120X2,50 | PCS. | 2 | 2
| 1010100000 | WIRE,STEEL SOLID DIA. 4.0 mm.TIS.71 | KG. | 0.55 | 0
| 1010110201 | BOLT,MACHINE M.16x170 mm. | SET | 1 | 0
| 1010110204 | BOLT,MACHINE M.16x300 mm. | SET | 1 | 0
| 1010110208 | BOLT,MACHINE M.16x500 mm. | SET | 1 | 0
| 1010130002 | BOLT,DOUBLE ARMING,ROUND EYE M.16x500 mm. | SET | 3 | 0
| 1010140001 | BOLT, ROUNG EYE M 16X200 MM. | SET | 1 | 0
| 1010180001 | NUT,EYE M.16 DIN 582 | PCS | 1 | 0
| 1010180100 | WASHER,PLAIN,SQUARE,LARGE 52x52x4.5 mm.HOLE DIA. 18 MM. TIS.258 | PCS. | 18 | 0
| 1010180201 | WASHER,SQUARE,CURVED 60x60x5 mm.HOLE DIA. 22 mm. | PCS. | 3 | 0
| 1010200005 | BRACE,ALLEY ARM 50x50x6 mm. 2,350 mm.LONG | PCS. | 1 | 1
| 1010210304 | THIMBLE,GUY,FOR STEEL WIRE 50-95 sq.mm. | PCS. | 2 | 0
| 1010230000 | CLAMP,SINGLE U-BOLT,M.8 (WIRE ROPE CLIP) | SET | 6 | 0
| 1030000002 | INSULATOR,PIN TYPE,TYPE C (CLASS 56-3)TIS.279 | EACH | 3 | 3
| 1030020002 | INSULATOR,SUSPENSION TYPE D (CLASS 52-4)TIS.354 | PCS. | 9 | 9
| 1030100001 | PIN,INSULATOR,33 KV.SHANK 165 MM.LEAD HEAD 35 MM.(1 3/8") | EACH | 3 | 3
set30284 | A-ARM-C, 3-P, DE (14 M.)
| 1000110004 | CROSSARM,PRESTRESSED CONCRETE,SPUN(FOR DEAD-ENDING) 120X120X2,50 | PCS. | 2 | 2
| 1010110201 | BOLT,MACHINE M.16x170 mm. | SET | 1 | 0
| 1010110204 | BOLT,MACHINE M.16x300 mm. | SET | 1 | 0
| 1010110208 | BOLT,MACHINE M.16x500 mm. | SET | 1 | 0
| 1010130002 | BOLT,DOUBLE ARMING,ROUND EYE M.16x500 mm. | SET | 3 | 0
| 1010140001 | BOLT, ROUNG EYE M 16X200 MM. | SET | 1 | 0
| 1010180100 | WASHER,PLAIN,SQUARE,LARGE 52x52x4.5 mm.HOLE DIA. 18 MM. TIS.258 | PCS. | 17 | 0
| 1010200005 | BRACE,ALLEY ARM 50x50x6 mm. 2,350 mm.LONG | PCS. | 1 | 1
| 1010210304 | THIMBLE,GUY,FOR STEEL WIRE 50-95 sq.mm. | PCS. | 1 | 0
| 1010230000 | CLAMP,SINGLE U-BOLT,M.8 (WIRE ROPE CLIP) | SET | 4 | 0
| 1030020002 | INSULATOR,SUSPENSION TYPE D (CLASS 52-4)TIS.354 | PCS. | 9 | 9
set30285 | A-ARM-C, 3-P, BA
| 1000110002 | CROSSARM,PRESTRESSED CONCRETE,SPUN,H.T. 120X120X3,000 MM. | PCS. | 2 | 2
| 1010100000 | WIRE,STEEL SOLID DIA. 4.0 mm.TIS.71 | KG. | 0.2 | 0
| 1010110203 | BOLT,MACHINE M.16x250 mm. | SET | 1 | 0
| 1010110208 | BOLT,MACHINE M.16x500 mm. | SET | 1 | 0
| 1010130002 | BOLT,DOUBLE ARMING,ROUND EYE M.16x500 mm. | SET | 3 | 0
| 1010140001 | BOLT, ROUNG EYE M 16X200 MM. | SET | 1 | 0
| 1010180100 | WASHER,PLAIN,SQUARE,LARGE 52x52x4.5 mm.HOLE DIA. 18 MM. TIS.258 | PCS. | 16 | 0
| 1010180201 | WASHER,SQUARE,CURVED 60x60x5 mm.HOLE DIA. 22 mm. | PCS. | 1 | 0
| 1010200005 | BRACE,ALLEY ARM 50x50x6 mm. 2,350 mm.LONG | PCS. | 1 | 1
| 1010210304 | THIMBLE,GUY,FOR STEEL WIRE 50-95 sq.mm. | PCS. | 1 | 0
| 1010230000 | CLAMP,SINGLE U-BOLT,M.8 (WIRE ROPE CLIP) | SET | 6 | 0
| 1030000002 | INSULATOR,PIN TYPE,TYPE C (CLASS 56-3)TIS.279 | EACH | 1 | 1
| 1030020002 | INSULATOR,SUSPENSION TYPE D (CLASS 52-4)TIS.354 | PCS. | 9 | 9
| 1030100001 | PIN,INSULATOR,33 KV.SHANK 165 MM.LEAD HEAD 35 MM.(1 3/8") | EACH | 1 | 1
set30286 | A-ARM-C, 3-P, BA (TAP LINE POLE)
| 1000110002 | CROSSARM,PRESTRESSED CONCRETE,SPUN,H.T. 120X120X3,000 MM. | PCS. | 2 | 2
| 1010100000 | WIRE,STEEL SOLID DIA. 4.0 mm.TIS.71 | KG. | 0.25 | 0
| 1010110203 | BOLT,MACHINE M.16x250 mm. | SET | 1 | 0
| 1010110209 | BOLT MACHINE M.16X600 MM. | SET | 1 | 0
| 1010130003 | BOLT,DOUBLE ARMING,ROUND EYE M.16x600 mm. | SET | 3 | 0
| 1010140002 | BOLT,ROUND EYE M.16x250 mm. | SET | 1 | 0
| 1010180100 | WASHER,PLAIN,SQUARE,LARGE 52x52x4.5 mm.HOLE DIA. 18 MM. TIS.258 | PCS. | 16 | 0
| 1010180201 | WASHER,SQUARE,CURVED 60x60x5 mm.HOLE DIA. 22 mm. | PCS. | 2 | 0
| 1010200005 | BRACE,ALLEY ARM 50x50x6 mm. 2,350 mm.LONG | PCS. | 1 | 1
| 1010210304 | THIMBLE,GUY,FOR STEEL WIRE 50-95 sq.mm. | PCS. | 1 | 0
| 1010230000 | CLAMP,SINGLE U-BOLT,M.8 (WIRE ROPE CLIP) | SET | 4 | 0
| 1030000002 | INSULATOR,PIN TYPE,TYPE C (CLASS 56-3)TIS.279 | EACH | 2 | 2
| 1030020002 | INSULATOR,SUSPENSION TYPE D (CLASS 52-4)TIS.354 | PCS. | 9 | 9
| 1030100001 | PIN,INSULATOR,33 KV.SHANK 165 MM.LEAD HEAD 35 MM.(1 3/8") | EACH | 2 | 2
set30301 | X-ARM-S, 1-P, SP 0-5 (STL-BAYONET)
| 1010000201 | STEEL CHANNEL,125X65X6 MM. 3,000 MM.LONG | PCS. | 1 | 1
| 1010010003 | STEEL ANGLE,OVERHEAD GROUND WIRE BAYONET 65x65x6 MM. 2,250 MM. LONG | PCS. | 1 | 1
| 1010100002 | WIRE,STEEL STRANDED 25 sq.mm.TIS.404 | M. | 1 | 0
| 1010110202 | BOLT,MACHINE M.16x200 mm. | SET | 2 | 0
| 1010110203 | BOLT,MACHINE M.16x250 mm. | SET | 2 | 0
| 1010110404 | BOLT,MACHINE,HEXAGON, M.16X50 MM. | SET | 2 | 0
| 1010180100 | WASHER,PLAIN,SQUARE,LARGE 52x52x4.5 mm.HOLE DIA. 18 MM. TIS.258 | PCS. | 5 | 0
| 1010200002 | BRACE,FLAT,FOR CROSSARM 40x6x1,000 mm. | PCS. | 2 | 2
| 1010230000 | CLAMP,SINGLE U-BOLT,M.8 (WIRE ROPE CLIP) | SET | 3 | 0
| 1010230205 | GROUND WIRE CLAMP,J.1152 | SET | 1 | 0
| 1030000002 | INSULATOR,PIN TYPE,TYPE C (CLASS 56-3)TIS.279 | EACH | 1 | 1
| 1030100001 | PIN,INSULATOR,33 KV.SHANK 165 MM.LEAD HEAD 35 MM.(1 3/8") | EACH | 1 | 1
set30302 | X-APM-S, 1-P, SP 5-30 (STL-BAYONET)
| 1010000100 | STEEL CHANNEL, 100x50x5 mm. 2,250 MM.LONG | PCS | 1 | 1
| 1010000201 | STEEL CHANNEL,125X65X6 MM. 3,000 MM.LONG | PCS. | 1 | 1
| 1010100002 | WIRE,STEEL STRANDED 25 sq.mm.TIS.404 | M. | 1 | 0
| 1010110202 | BOLT,MACHINE M.16x200 mm. | SET | 2 | 0
| 1010110203 | BOLT,MACHINE M.16x250 mm. | SET | 2 | 0
| 1010110205 | BOLT,MACHINE M.16x350 mm. | SET | 2 | 0
| 1010110404 | BOLT,MACHINE,HEXAGON, M.16X50 MM. | SET | 2 | 0
| 1010180100 | WASHER,PLAIN,SQUARE,LARGE 52x52x4.5 mm.HOLE DIA. 18 MM. TIS.258 | PCS. | 5 | 0
| 1010200002 | BRACE,FLAT,FOR CROSSARM 40x6x1,000 mm. | PCS. | 2 | 2
| 1010230000 | CLAMP,SINGLE U-BOLT,M.8 (WIRE ROPE CLIP) | SET | 3 | 0
| 1010230205 | GROUND WIRE CLAMP,J.1152 | SET | 1 | 0
| 1030000002 | INSULATOR,PIN TYPE,TYPE C (CLASS 56-3)TIS.279 | EACH | 1 | 1
| 1030100001 | PIN,INSULATOR,33 KV.SHANK 165 MM.LEAD HEAD 35 MM.(1 3/8") | EACH | 1 | 1
set30304 | X-ARM-S, 1-P, DDE (STL-BAYONET)
| 1010000100 | STEEL CHANNEL, 100x50x5 mm. 2,250 MM.LONG | PCS | 1 | 1
| 1010000201 | STEEL CHANNEL,125X65X6 MM. 3,000 MM.LONG | PCS. | 2 | 2
| 1010100002 | WIRE,STEEL STRANDED 25 sq.mm.TIS.404 | M. | 0.7 | 0
| 1010110202 | BOLT,MACHINE M.16x200 mm. | SET | 1 | 0
| 1010110203 | BOLT,MACHINE M.16x250 mm. | SET | 2 | 0
| 1010110404 | BOLT,MACHINE,HEXAGON, M.16X50 MM. | SET | 2 | 0
| 1010140001 | BOLT, ROUNG EYE M 16X200 MM. | SET | 1 | 0
| 1010150050 | BOLT,OVAL FULL THREAD M.16X250 MM. | SET | 3 | 0
| 1010180001 | NUT,EYE M.16 DIN 582 | PCS | 2 | 0
| 1010180100 | WASHER,PLAIN,SQUARE,LARGE 52x52x4.5 mm.HOLE DIA. 18 MM. TIS.258 | PCS. | 13 | 0
| 1010200002 | BRACE,FLAT,FOR CROSSARM 40x6x1,000 mm. | PCS. | 2 | 2
| 1010210304 | THIMBLE,GUY,FOR STEEL WIRE 50-95 sq.mm. | PCS. | 2 | 0
| 1010230000 | CLAMP,SINGLE U-BOLT,M.8 (WIRE ROPE CLIP) | SET | 10 | 0
| 1030000002 | INSULATOR,PIN TYPE,TYPE C (CLASS 56-3)TIS.279 | EACH | 1 | 1
| 1030020002 | INSULATOR,SUSPENSION TYPE D (CLASS 52-4)TIS.354 | PCS. | 6 | 6
| 1030100001 | PIN,INSULATOR,33 KV.SHANK 165 MM.LEAD HEAD 35 MM.(1 3/8") | EACH | 1 | 1
set30305 | X-ARM-S, 1-P, BREAK LINE (STL-BAYONET)
| 1010000100 | STEEL CHANNEL, 100x50x5 mm. 2,250 MM.LONG | PCS | 1 | 1
| 1010000201 | STEEL CHANNEL,125X65X6 MM. 3,000 MM.LONG | PCS. | 2 | 2
| 1010100002 | WIRE,STEEL STRANDED 25 sq.mm.TIS.404 | M. | 0.7 | 0
| 1010110202 | BOLT,MACHINE M.16x200 mm. | SET | 1 | 0
| 1010110203 | BOLT,MACHINE M.16x250 mm. | SET | 2 | 0
| 1010110404 | BOLT,MACHINE,HEXAGON, M.16X50 MM. | SET | 2 | 0
| 1010140001 | BOLT, ROUNG EYE M 16X200 MM. | SET | 1 | 0
| 1010150050 | BOLT,OVAL FULL THREAD M.16X250 MM. | SET | 3 | 0
| 1010180001 | NUT,EYE M.16 DIN 582 | PCS | 2 | 0
| 1010180100 | WASHER,PLAIN,SQUARE,LARGE 52x52x4.5 mm.HOLE DIA. 18 MM. TIS.258 | PCS. | 13 | 0
| 1010200002 | BRACE,FLAT,FOR CROSSARM 40x6x1,000 mm. | PCS. | 2 | 2
| 1010210304 | THIMBLE,GUY,FOR STEEL WIRE 50-95 sq.mm. | PCS. | 2 | 0
| 1010230000 | CLAMP,SINGLE U-BOLT,M.8 (WIRE ROPE CLIP) | SET | 10 | 0
| 1010230205 | GROUND WIRE CLAMP,J.1152 | SET | 1 | 0
| 1030020002 | INSULATOR,SUSPENSION TYPE D (CLASS 52-4)TIS.354 | PCS. | 6 | 6
set30306 | X-ARM-S, 1-P, DE (12 M.)
| 1010000100 | STEEL CHANNEL, 100x50x5 mm. 2,250 MM.LONG | PCS | 1 | 1
| 1010000201 | STEEL CHANNEL,125X65X6 MM. 3,000 MM.LONG | PCS. | 2 | 2
| 1010100002 | WIRE,STEEL STRANDED 25 sq.mm.TIS.404 | M. | 0.7 | 0
| 1010110203 | BOLT,MACHINE M.16x250 mm. | SET | 3 | 0
| 1010110404 | BOLT,MACHINE,HEXAGON, M.16X50 MM. | SET | 4 | 0
| 1010140001 | BOLT, ROUNG EYE M 16X200 MM. | SET | 1 | 0
| 1010150050 | BOLT,OVAL FULL THREAD M.16X250 MM. | SET | 3 | 0
| 1010180100 | WASHER,PLAIN,SQUARE,LARGE 52x52x4.5 mm.HOLE DIA. 18 MM. TIS.258 | PCS. | 13 | 0
| 1010200002 | BRACE,FLAT,FOR CROSSARM 40x6x1,000 mm. | PCS. | 4 | 4
| 1010210304 | THIMBLE,GUY,FOR STEEL WIRE 50-95 sq.mm. | PCS. | 1 | 0
| 1010230000 | CLAMP,SINGLE U-BOLT,M.8 (WIRE ROPE CLIP) | SET | 7 | 0
| 1030020002 | INSULATOR,SUSPENSION TYPE D (CLASS 52-4)TIS.354 | PCS. | 3 | 3
set30309 | X-ARM-S, 1-P, DDE (14 M.)
| 1010000201 | STEEL CHANNEL,125X65X6 MM. 3,000 MM.LONG | PCS. | 2 | 2
| 1010100002 | WIRE,STEEL STRANDED 25 sq.mm.TIS.404 | M. | 3 | 0
| 1010110203 | BOLT,MACHINE M.16x250 mm. | SET | 1 | 0
| 1010110404 | BOLT,MACHINE,HEXAGON, M.16X50 MM. | SET | 2 | 0
| 1010140001 | BOLT, ROUNG EYE M 16X200 MM. | SET | 1 | 0
| 1010150050 | BOLT,OVAL FULL THREAD M.16X250 MM. | SET | 3 | 0
| 1010180001 | NUT,EYE M.16 DIN 582 | PCS | 2 | 0
| 1010180100 | WASHER,PLAIN,SQUARE,LARGE 52x52x4.5 mm.HOLE DIA. 18 MM. TIS.258 | PCS. | 11 | 0
| 1010200002 | BRACE,FLAT,FOR CROSSARM 40x6x1,000 mm. | PCS. | 2 | 2
| 1010210304 | THIMBLE,GUY,FOR STEEL WIRE 50-95 sq.mm. | PCS. | 2 | 0
| 1010230000 | CLAMP,SINGLE U-BOLT,M.8 (WIRE ROPE CLIP) | SET | 10 | 0
| 1030000002 | INSULATOR,PIN TYPE,TYPE C (CLASS 56-3)TIS.279 | EACH | 1 | 1
| 1030020002 | INSULATOR,SUSPENSION TYPE D (CLASS 52-4)TIS.354 | PCS. | 6 | 6
| 1030100001 | PIN,INSULATOR,33 KV.SHANK 165 MM.LEAD HEAD 35 MM.(1 3/8") | EACH | 1 | 1
set30310 | X-ARM-S, 1-P, BREAK LINE (14 M.)
| 1010000201 | STEEL CHANNEL,125X65X6 MM. 3,000 MM.LONG | PCS. | 2 | 2
| 1010100002 | WIRE,STEEL STRANDED 25 sq.mm.TIS.404 | M. | 3 | 0
| 1010110404 | BOLT,MACHINE,HEXAGON, M.16X50 MM. | SET | 2 | 0
| 1010140001 | BOLT, ROUNG EYE M 16X200 MM. | SET | 1 | 0
| 1010140002 | BOLT,ROUND EYE M.16x250 mm. | SET | 1 | 0
| 1010150050 | BOLT,OVAL FULL THREAD M.16X250 MM. | SET | 3 | 0
| 1010180001 | NUT,EYE M.16 DIN 582 | PCS | 2 | 0
| 1010180100 | WASHER,PLAIN,SQUARE,LARGE 52x52x4.5 mm.HOLE DIA. 18 MM. TIS.258 | PCS. | 11 | 0
| 1010200002 | BRACE,FLAT,FOR CROSSARM 40x6x1,000 mm. | PCS. | 2 | 2
| 1010210304 | THIMBLE,GUY,FOR STEEL WIRE 50-95 sq.mm. | PCS. | 2 | 0
| 1010230000 | CLAMP,SINGLE U-BOLT,M.8 (WIRE ROPE CLIP) | SET | 10 | 0
| 1030020002 | INSULATOR,SUSPENSION TYPE D (CLASS 52-4)TIS.354 | PCS. | 6 | 6
set30311 | X-ARM-S, 1-P, 1 ST-POLE LAT-SLK SPN
| 1010000201 | STEEL CHANNEL,125X65X6 MM. 3,000 MM.LONG | PCS. | 2 | 2
| 1010100002 | WIRE,STEEL STRANDED 25 sq.mm.TIS.404 | M. | 3 | 0
| 1010110203 | BOLT,MACHINE M.16x250 mm. | SET | 1 | 0
| 1010110404 | BOLT,MACHINE,HEXAGON, M.16X50 MM. | SET | 2 | 0
| 1010140001 | BOLT, ROUNG EYE M 16X200 MM. | SET | 1 | 0
| 1010150050 | BOLT,OVAL FULL THREAD M.16X250 MM. | SET | 3 | 0
| 1010180001 | NUT,EYE M.16 DIN 582 | PCS | 1 | 0
| 1010180100 | WASHER,PLAIN,SQUARE,LARGE 52x52x4.5 mm.HOLE DIA. 18 MM. TIS.258 | PCS. | 11 | 0
| 1010200002 | BRACE,FLAT,FOR CROSSARM 40x6x1,000 mm. | PCS. | 2 | 2
| 1010210304 | THIMBLE,GUY,FOR STEEL WIRE 50-95 sq.mm. | PCS. | 2 | 0
| 1010230000 | CLAMP,SINGLE U-BOLT,M.8 (WIRE ROPE CLIP) | SET | 10 | 0
| 1030000002 | INSULATOR,PIN TYPE,TYPE C (CLASS 56-3)TIS.279 | EACH | 1 | 1
| 1030020002 | INSULATOR,SUSPENSION TYPE D (CLASS 52-4)TIS.354 | PCS. | 3 | 3
| 1030100001 | PIN,INSULATOR,33 KV.SHANK 165 MM.LEAD HEAD 35 MM.(1 3/8") | EACH | 1 | 1
set30312 | X-ARM-S, 1-P, DE (14 M.)
| 1010000201 | STEEL CHANNEL,125X65X6 MM. 3,000 MM.LONG | PCS. | 2 | 2
| 1010100002 | WIRE,STEEL STRANDED 25 sq.mm.TIS.404 | M. | 3 | 0
| 1010110203 | BOLT,MACHINE M.16x250 mm. | SET | 1 | 0
| 1010110404 | BOLT,MACHINE,HEXAGON, M.16X50 MM. | SET | 4 | 0
| 1010140001 | BOLT, ROUNG EYE M 16X200 MM. | SET | 1 | 0
| 1010150050 | BOLT,OVAL FULL THREAD M.16X250 MM. | SET | 3 | 0
| 1010180100 | WASHER,PLAIN,SQUARE,LARGE 52x52x4.5 mm.HOLE DIA. 18 MM. TIS.258 | PCS. | 11 | 0
| 1010200002 | BRACE,FLAT,FOR CROSSARM 40x6x1,000 mm. | PCS. | 4 | 4
| 1010210304 | THIMBLE,GUY,FOR STEEL WIRE 50-95 sq.mm. | PCS. | 1 | 0
| 1010230000 | CLAMP,SINGLE U-BOLT,M.8 (WIRE ROPE CLIP) | SET | 5 | 0
| 1030020002 | INSULATOR,SUSPENSION TYPE D (CLASS 52-4)TIS.354 | PCS. | 3 | 3
set30313 | X-ARM-S, 1-P, BA
| 1010000201 | STEEL CHANNEL,125X65X6 MM. 3,000 MM.LONG | PCS. | 2 | 2
| 1010110203 | BOLT,MACHINE M.16x250 mm. | SET | 1 | 0
| 1010110404 | BOLT,MACHINE,HEXAGON, M.16X50 MM. | SET | 4 | 0
| 1010140001 | BOLT, ROUNG EYE M 16X200 MM. | SET | 1 | 0
| 1010150051 | BOLT,OVAL FULL THREAD M.16X300 MM. | SET | 3 | 0
| 1010180100 | WASHER,PLAIN,SQUARE,LARGE 52x52x4.5 mm.HOLE DIA. 18 MM. TIS.258 | PCS. | 14 | 0
| 1010200002 | BRACE,FLAT,FOR CROSSARM 40x6x1,000 mm. | PCS. | 4 | 4
| 1010210304 | THIMBLE,GUY,FOR STEEL WIRE 50-95 sq.mm. | PCS. | 1 | 0
| 1010230000 | CLAMP,SINGLE U-BOLT,M.8 (WIRE ROPE CLIP) | SET | 5 | 0
| 1030000002 | INSULATOR,PIN TYPE,TYPE C (CLASS 56-3)TIS.279 | EACH | 1 | 1
| 1030020002 | INSULATOR,SUSPENSION TYPE D (CLASS 52-4)TIS.354 | PCS. | 3 | 3
| 1030100001 | PIN,INSULATOR,33 KV.SHANK 165 MM.LEAD HEAD 35 MM.(1 3/8") | EACH | 1 | 1
set30314 | X-ARM-S, 1-P, BA (TAPLINE POLE)
| 1010000201 | STEEL CHANNEL,125X65X6 MM. 3,000 MM.LONG | PCS. | 2 | 2
| 1010110204 | BOLT,MACHINE M.16x300 mm. | SET | 1 | 0
| 1010110404 | BOLT,MACHINE,HEXAGON, M.16X50 MM. | SET | 4 | 0
| 1010140002 | BOLT,ROUND EYE M.16x250 mm. | SET | 1 | 0
| 1010150051 | BOLT,OVAL FULL THREAD M.16X300 MM. | SET | 3 | 0
| 1010180100 | WASHER,PLAIN,SQUARE,LARGE 52x52x4.5 mm.HOLE DIA. 18 MM. TIS.258 | PCS. | 16 | 0
| 1010200002 | BRACE,FLAT,FOR CROSSARM 40x6x1,000 mm. | PCS. | 4 | 4
| 1010210304 | THIMBLE,GUY,FOR STEEL WIRE 50-95 sq.mm. | PCS. | 1 | 0
| 1010230000 | CLAMP,SINGLE U-BOLT,M.8 (WIRE ROPE CLIP) | SET | 5 | 0
| 1030000002 | INSULATOR,PIN TYPE,TYPE C (CLASS 56-3)TIS.279 | EACH | 2 | 2
| 1030020002 | INSULATOR,SUSPENSION TYPE D (CLASS 52-4)TIS.354 | PCS. | 3 | 3
| 1030100001 | PIN,INSULATOR,33 KV.SHANK 165 MM.LEAD HEAD 35 MM.(1 3/8") | EACH | 2 | 2
set30315 | X-ARM-S, 1-P, BA (SLK SPN)
| 1010000201 | STEEL CHANNEL,125X65X6 MM. 3,000 MM.LONG | PCS. | 1 | 1
| 1010110203 | BOLT,MACHINE M.16x250 mm. | SET | 1 | 0
| 1010110204 | BOLT,MACHINE M.16x300 mm. | SET | 1 | 0
| 1010110404 | BOLT,MACHINE,HEXAGON, M.16X50 MM. | SET | 2 | 0
| 1010140001 | BOLT, ROUNG EYE M 16X200 MM. | SET | 1 | 0
| 1010180100 | WASHER,PLAIN,SQUARE,LARGE 52x52x4.5 mm.HOLE DIA. 18 MM. TIS.258 | PCS. | 5 | 0
| 1010200002 | BRACE,FLAT,FOR CROSSARM 40x6x1,000 mm. | PCS. | 2 | 2
| 1010210304 | THIMBLE,GUY,FOR STEEL WIRE 50-95 sq.mm. | PCS. | 1 | 0
| 1010230000 | CLAMP,SINGLE U-BOLT,M.8 (WIRE ROPE CLIP) | SET | 5 | 0
| 1030000002 | INSULATOR,PIN TYPE,TYPE C (CLASS 56-3)TIS.279 | EACH | 1 | 1
| 1030100001 | PIN,INSULATOR,33 KV.SHANK 165 MM.LEAD HEAD 35 MM.(1 3/8") | EACH | 1 | 1
set30331 | A-ARM-S, 1-P, SP 0-5 (STL-BAYONET)
| 1010000201 | STEEL CHANNEL,125X65X6 MM. 3,000 MM.LONG | PCS. | 1 | 1
| 1010010003 | STEEL ANGLE,OVERHEAD GROUND WIRE BAYONET 65x65x6 MM. 2,250 MM. LONG | PCS. | 1 | 1
| 1010100002 | WIRE,STEEL STRANDED 25 sq.mm.TIS.404 | M. | 1 | 0
| 1010110202 | BOLT,MACHINE M.16x200 mm. | SET | 1 | 0
| 1010110203 | BOLT,MACHINE M.16x250 mm. | SET | 3 | 0
| 1010110404 | BOLT,MACHINE,HEXAGON, M.16X50 MM. | SET | 1 | 0
| 1010180100 | WASHER,PLAIN,SQUARE,LARGE 52x52x4.5 mm.HOLE DIA. 18 MM. TIS.258 | PCS. | 5 | 0
| 1010200005 | BRACE,ALLEY ARM 50x50x6 mm. 2,350 mm.LONG | PCS. | 1 | 1
| 1010230000 | CLAMP,SINGLE U-BOLT,M.8 (WIRE ROPE CLIP) | SET | 3 | 0
| 1010230205 | GROUND WIRE CLAMP,J.1152 | SET | 1 | 0
| 1030000002 | INSULATOR,PIN TYPE,TYPE C (CLASS 56-3)TIS.279 | EACH | 1 | 1
| 1030100001 | PIN,INSULATOR,33 KV.SHANK 165 MM.LEAD HEAD 35 MM.(1 3/8") | EACH | 1 | 1
set30332 | A-ARM-S, 1-P, SP 5-30 (STL-BAYONET)
| 1010000100 | STEEL CHANNEL, 100x50x5 mm. 2,250 MM.LONG | PCS | 1 | 1
| 1010000201 | STEEL CHANNEL,125X65X6 MM. 3,000 MM.LONG | PCS. | 1 | 1
| 1010100002 | WIRE,STEEL STRANDED 25 sq.mm.TIS.404 | M. | 1 | 0
| 1010110202 | BOLT,MACHINE M.16x200 mm. | SET | 1 | 0
| 1010110203 | BOLT,MACHINE M.16x250 mm. | SET | 1 | 0
| 1010110205 | BOLT,MACHINE M.16x350 mm. | SET | 2 | 0
| 1010110404 | BOLT,MACHINE,HEXAGON, M.16X50 MM. | SET | 1 | 0
| 1010180100 | WASHER,PLAIN,SQUARE,LARGE 52x52x4.5 mm.HOLE DIA. 18 MM. TIS.258 | PCS. | 5 | 0
| 1010200005 | BRACE,ALLEY ARM 50x50x6 mm. 2,350 mm.LONG | PCS. | 1 | 1
| 1010230000 | CLAMP,SINGLE U-BOLT,M.8 (WIRE ROPE CLIP) | SET | 3 | 0
| 1010230205 | GROUND WIRE CLAMP,J.1152 | SET | 1 | 0
| 1030000002 | INSULATOR,PIN TYPE,TYPE C (CLASS 56-3)TIS.279 | EACH | 1 | 1
| 1030100001 | PIN,INSULATOR,33 KV.SHANK 165 MM.LEAD HEAD 35 MM.(1 3/8") | EACH | 1 | 1
set30383 | A-ARM-S, 1-P, 1ST-POLE LAT-SLK SPN
| 1010000201 | STEEL CHANNEL,125X65X6 MM. 3,000 MM.LONG | PCS. | 2 | 2
| 1010100002 | WIRE,STEEL STRANDED 25 sq.mm.TIS.404 | M. | 3 | 0
| 1010110203 | BOLT,MACHINE M.16x250 mm. | SET | 1 | 0
| 1010110204 | BOLT,MACHINE M.16x300 mm. | SET | 1 | 0
| 1010140001 | BOLT, ROUNG EYE M 16X200 MM. | SET | 1 | 0
| 1010150050 | BOLT,OVAL FULL THREAD M.16X250 MM. | SET | 3 | 0
| 1010180001 | NUT,EYE M.16 DIN 582 | PCS | 1 | 0
| 1010180100 | WASHER,PLAIN,SQUARE,LARGE 52x52x4.5 mm.HOLE DIA. 18 MM. TIS.258 | PCS. | 17 | 0
| 1010200005 | BRACE,ALLEY ARM 50x50x6 mm. 2,350 mm.LONG | PCS. | 1 | 1
| 1010210304 | THIMBLE,GUY,FOR STEEL WIRE 50-95 sq.mm. | PCS. | 2 | 0
| 1010230000 | CLAMP,SINGLE U-BOLT,M.8 (WIRE ROPE CLIP) | SET | 9 | 0
| 1030000002 | INSULATOR,PIN TYPE,TYPE C (CLASS 56-3)TIS.279 | EACH | 1 | 1
| 1030020002 | INSULATOR,SUSPENSION TYPE D (CLASS 52-4)TIS.354 | PCS. | 3 | 3
| 1030100001 | PIN,INSULATOR,33 KV.SHANK 165 MM.LEAD HEAD 35 MM.(1 3/8") | EACH | 1 | 1
set30384 | A-ARM-S, 1-P, DE (14 M.)
| 1010000201 | STEEL CHANNEL,125X65X6 MM. 3,000 MM.LONG | PCS. | 2 | 2
| 1010100002 | WIRE,STEEL STRANDED 25 sq.mm.TIS.404 | M. | 3 | 0
| 1010110203 | BOLT,MACHINE M.16x250 mm. | SET | 1 | 0
| 1010110204 | BOLT,MACHINE M.16x300 mm. | SET | 1 | 0
| 1010140001 | BOLT, ROUNG EYE M 16X200 MM. | SET | 1 | 0
| 1010150050 | BOLT,OVAL FULL THREAD M.16X250 MM. | SET | 3 | 0
| 1010180100 | WASHER,PLAIN,SQUARE,LARGE 52x52x4.5 mm.HOLE DIA. 18 MM. TIS.258 | PCS. | 16 | 0
| 1010200005 | BRACE,ALLEY ARM 50x50x6 mm. 2,350 mm.LONG | PCS. | 1 | 1
| 1010210304 | THIMBLE,GUY,FOR STEEL WIRE 50-95 sq.mm. | PCS. | 1 | 0
| 1010230000 | CLAMP,SINGLE U-BOLT,M.8 (WIRE ROPE CLIP) | SET | 5 | 0
| 1030020002 | INSULATOR,SUSPENSION TYPE D (CLASS 52-4)TIS.354 | PCS. | 3 | 3
set30385 | A-ARM-S, 1-P, BA
| 1010000201 | STEEL CHANNEL,125X65X6 MM. 3,000 MM.LONG | PCS. | 2 | 2
| 1010110203 | BOLT,MACHINE M.16x250 mm. | SET | 2 | 0
| 1010140001 | BOLT, ROUNG EYE M 16X200 MM. | SET | 1 | 0
| 1010150050 | BOLT,OVAL FULL THREAD M.16X250 MM. | SET | 3 | 0
| 1010180100 | WASHER,PLAIN,SQUARE,LARGE 52x52x4.5 mm.HOLE DIA. 18 MM. TIS.258 | PCS. | 16 | 0
| 1010200005 | BRACE,ALLEY ARM 50x50x6 mm. 2,350 mm.LONG | PCS. | 1 | 1
| 1010210304 | THIMBLE,GUY,FOR STEEL WIRE 50-95 sq.mm. | PCS. | 1 | 0
| 1010230000 | CLAMP,SINGLE U-BOLT,M.8 (WIRE ROPE CLIP) | SET | 4 | 0
| 1030000002 | INSULATOR,PIN TYPE,TYPE C (CLASS 56-3)TIS.279 | EACH | 1 | 1
| 1030020002 | INSULATOR,SUSPENSION TYPE D (CLASS 52-4)TIS.354 | PCS. | 3 | 3
| 1030100001 | PIN,INSULATOR,33 KV.SHANK 165 MM.LEAD HEAD 35 MM.(1 3/8") | EACH | 1 | 1
set30386 | A-ARM-S, 1-P, BA (TAPLINE POLE)
| 1010000201 | STEEL CHANNEL,125X65X6 MM. 3,000 MM.LONG | PCS. | 2 | 2
| 1010110203 | BOLT,MACHINE M.16x250 mm. | SET | 1 | 0
| 1010110204 | BOLT,MACHINE M.16x300 mm. | SET | 1 | 0
| 1010140002 | BOLT,ROUND EYE M.16x250 mm. | SET | 1 | 0
| 1010150051 | BOLT,OVAL FULL THREAD M.16X300 MM. | SET | 3 | 0
| 1010180100 | WASHER,PLAIN,SQUARE,LARGE 52x52x4.5 mm.HOLE DIA. 18 MM. TIS.258 | PCS. | 16 | 0
| 1010200005 | BRACE,ALLEY ARM 50x50x6 mm. 2,350 mm.LONG | PCS. | 1 | 1
| 1010210304 | THIMBLE,GUY,FOR STEEL WIRE 50-95 sq.mm. | PCS. | 1 | 0
| 1010230000 | CLAMP,SINGLE U-BOLT,M.8 (WIRE ROPE CLIP) | SET | 4 | 0
| 1030000002 | INSULATOR,PIN TYPE,TYPE C (CLASS 56-3)TIS.279 | EACH | 1 | 1
| 1030020002 | INSULATOR,SUSPENSION TYPE D (CLASS 52-4)TIS.354 | PCS. | 3 | 3
| 1030100001 | PIN,INSULATOR,33 KV.SHANK 165 MM.LEAD HEAD 35 MM.(1 3/8") | EACH | 1 | 1
set30401 | X-ARM-S, 3-P, SP 0-5 (STL-BAYCNET)
| 1010000201 | STEEL CHANNEL,125X65X6 MM. 3,000 MM.LONG | PCS. | 1 | 1
| 1010010003 | STEEL ANGLE,OVERHEAD GROUND WIRE BAYONET 65x65x6 MM. 2,250 MM. LONG | PCS. | 1 | 1
| 1010100002 | WIRE,STEEL STRANDED 25 sq.mm.TIS.404 | M. | 1 | 0
| 1010110202 | BOLT,MACHINE M.16x200 mm. | SET | 2 | 0
| 1010110203 | BOLT,MACHINE M.16x250 mm. | SET | 2 | 0
| 1010110404 | BOLT,MACHINE,HEXAGON, M.16X50 MM. | SET | 2 | 0
| 1010180100 | WASHER,PLAIN,SQUARE,LARGE 52x52x4.5 mm.HOLE DIA. 18 MM. TIS.258 | PCS. | 5 | 0
| 1010200002 | BRACE,FLAT,FOR CROSSARM 40x6x1,000 mm. | PCS. | 2 | 2
| 1010230000 | CLAMP,SINGLE U-BOLT,M.8 (WIRE ROPE CLIP) | SET | 3 | 0
| 1010230205 | GROUND WIRE CLAMP,J.1152 | SET | 1 | 0
| 1030000002 | INSULATOR,PIN TYPE,TYPE C (CLASS 56-3)TIS.279 | EACH | 3 | 3
| 1030100001 | PIN,INSULATOR,33 KV.SHANK 165 MM.LEAD HEAD 35 MM.(1 3/8") | EACH | 3 | 3
set30402 | X-ARM-S, 3-P, SP 5-30 (STL-BAYONET)
| 1010000100 | STEEL CHANNEL, 100x50x5 mm. 2,250 MM.LONG | PCS | 1 | 1
| 1010000201 | STEEL CHANNEL,125X65X6 MM. 3,000 MM.LONG | PCS. | 1 | 1
| 1010100002 | WIRE,STEEL STRANDED 25 sq.mm.TIS.404 | M. | 1 | 0
| 1010110202 | BOLT,MACHINE M.16x200 mm. | SET | 2 | 0
| 1010110203 | BOLT,MACHINE M.16x250 mm. | SET | 2 | 0
| 1010110205 | BOLT,MACHINE M.16x350 mm. | SET | 2 | 0
| 1010110404 | BOLT,MACHINE,HEXAGON, M.16X50 MM. | SET | 2 | 0
| 1010180100 | WASHER,PLAIN,SQUARE,LARGE 52x52x4.5 mm.HOLE DIA. 18 MM. TIS.258 | PCS. | 5 | 0
| 1010200002 | BRACE,FLAT,FOR CROSSARM 40x6x1,000 mm. | PCS. | 2 | 2
| 1010230000 | CLAMP,SINGLE U-BOLT,M.8 (WIRE ROPE CLIP) | SET | 3 | 0
| 1010230205 | GROUND WIRE CLAMP,J.1152 | SET | 1 | 0
| 1030000002 | INSULATOR,PIN TYPE,TYPE C (CLASS 56-3)TIS.279 | EACH | 3 | 3
| 1030100001 | PIN,INSULATOR,33 KV.SHANK 165 MM.LEAD HEAD 35 MM.(1 3/8") | EACH | 3 | 3
set30404 | X-ARM-S, 3-P, DDE (STL-BAYONET)
| 1010000100 | STEEL CHANNEL, 100x50x5 mm. 2,250 MM.LONG | PCS | 1 | 1
| 1010000201 | STEEL CHANNEL,125X65X6 MM. 3,000 MM.LONG | PCS. | 2 | 2
| 1010100002 | WIRE,STEEL STRANDED 25 sq.mm.TIS.404 | M. | 0.7 | 0
| 1010110202 | BOLT,MACHINE M.16x200 mm. | SET | 1 | 0
| 1010110203 | BOLT,MACHINE M.16x250 mm. | SET | 2 | 0
| 1010110404 | BOLT,MACHINE,HEXAGON, M.16X50 MM. | SET | 2 | 0
| 1010140001 | BOLT, ROUNG EYE M 16X200 MM. | SET | 1 | 0
| 1010150050 | BOLT,OVAL FULL THREAD M.16X250 MM. | SET | 3 | 0
| 1010180001 | NUT,EYE M.16 DIN 582 | PCS | 4 | 0
| 1010180100 | WASHER,PLAIN,SQUARE,LARGE 52x52x4.5 mm.HOLE DIA. 18 MM. TIS.258 | PCS. | 13 | 0
| 1010200002 | BRACE,FLAT,FOR CROSSARM 40x6x1,000 mm. | PCS. | 2 | 2
| 1010210304 | THIMBLE,GUY,FOR STEEL WIRE 50-95 sq.mm. | PCS. | 2 | 0
| 1010230000 | CLAMP,SINGLE U-BOLT,M.8 (WIRE ROPE CLIP) | SET | 10 | 0
| 1030000002 | INSULATOR,PIN TYPE,TYPE C (CLASS 56-3)TIS.279 | EACH | 3 | 3
| 1030020002 | INSULATOR,SUSPENSION TYPE D (CLASS 52-4)TIS.354 | PCS. | 18 | 18
| 1030100001 | PIN,INSULATOR,33 KV.SHANK 165 MM.LEAD HEAD 35 MM.(1 3/8") | EACH | 3 | 3
set30405 | X-ARM-S, 3-P, BREAK LINE (STL-BAYONET)
| 1010000100 | STEEL CHANNEL, 100x50x5 mm. 2,250 MM.LONG | PCS | 1 | 1
| 1010000201 | STEEL CHANNEL,125X65X6 MM. 3,000 MM.LONG | PCS. | 2 | 2
| 1010100002 | WIRE,STEEL STRANDED 25 sq.mm.TIS.404 | M. | 0.7 | 0
| 1010110202 | BOLT,MACHINE M.16x200 mm. | SET | 1 | 0
| 1010110203 | BOLT,MACHINE M.16x250 mm. | SET | 2 | 0
| 1010110404 | BOLT,MACHINE,HEXAGON, M.16X50 MM. | SET | 2 | 0
| 1010140001 | BOLT, ROUNG EYE M 16X200 MM. | SET | 1 | 0
| 1010150050 | BOLT,OVAL FULL THREAD M.16X250 MM. | SET | 3 | 0
| 1010180001 | NUT,EYE M.16 DIN 582 | PCS | 2 | 0
| 1010180100 | WASHER,PLAIN,SQUARE,LARGE 52x52x4.5 mm.HOLE DIA. 18 MM. TIS.258 | PCS. | 13 | 0
| 1010200002 | BRACE,FLAT,FOR CROSSARM 40x6x1,000 mm. | PCS. | 2 | 2
| 1010210304 | THIMBLE,GUY,FOR STEEL WIRE 50-95 sq.mm. | PCS. | 2 | 0
| 1010230000 | CLAMP,SINGLE U-BOLT,M.8 (WIRE ROPE CLIP) | SET | 10 | 0
| 1010230205 | GROUND WIRE CLAMP,J.1152 | SET | 1 | 0
| 1030020002 | INSULATOR,SUSPENSION TYPE D (CLASS 52-4)TIS.354 | PCS. | 18 | 18
set30406 | X-ARM-S, 3-P, DE (12 M.)
| 1010000100 | STEEL CHANNEL, 100x50x5 mm. 2,250 MM.LONG | PCS | 1 | 1
| 1010000201 | STEEL CHANNEL,125X65X6 MM. 3,000 MM.LONG | PCS. | 2 | 2
| 1010100002 | WIRE,STEEL STRANDED 25 sq.mm.TIS.404 | M. | 0.7 | 0
| 1010110203 | BOLT,MACHINE M.16x250 mm. | SET | 3 | 0
| 1010110404 | BOLT,MACHINE,HEXAGON, M.16X50 MM. | SET | 4 | 0
| 1010140001 | BOLT, ROUNG EYE M 16X200 MM. | SET | 1 | 0
| 1010150050 | BOLT,OVAL FULL THREAD M.16X250 MM. | SET | 3 | 0
| 1010180100 | WASHER,PLAIN,SQUARE,LARGE 52x52x4.5 mm.HOLE DIA. 18 MM. TIS.258 | PCS. | 13 | 0
| 1010200002 | BRACE,FLAT,FOR CROSSARM 40x6x1,000 mm. | PCS. | 4 | 4
| 1010210304 | THIMBLE,GUY,FOR STEEL WIRE 50-95 sq.mm. | PCS. | 1 | 0
| 1010230000 | CLAMP,SINGLE U-BOLT,M.8 (WIRE ROPE CLIP) | SET | 7 | 0
| 1030020002 | INSULATOR,SUSPENSION TYPE D (CLASS 52-4)TIS.354 | PCS. | 9 | 9
set30407 | X-ARM-S, 3-P, SP (TAP LINE POLE)
| 1010000201 | STEEL CHANNEL,125X65X6 MM. 3,000 MM.LONG | PCS. | 1 | 1
| 1010100002 | WIRE,STEEL STRANDED 25 sq.mm.TIS.404 | M. | 3 | 0
| 1010110203 | BOLT,MACHINE M.16x250 mm. | SET | 2 | 0
| 1010110404 | BOLT,MACHINE,HEXAGON, M.16X50 MM. | SET | 2 | 0
| 1010180100 | WASHER,PLAIN,SQUARE,LARGE 52x52x4.5 mm.HOLE DIA. 18 MM. TIS.258 | PCS. | 4 | 0
| 1010200002 | BRACE,FLAT,FOR CROSSARM 40x6x1,000 mm. | PCS. | 2 | 2
| 1010230000 | CLAMP,SINGLE U-BOLT,M.8 (WIRE ROPE CLIP) | SET | 2 | 0
| 1010230201 | GROUND WIRE SUPPORT AND CLAMP,FOR CONCRETE POLE | SET | 1 | 0
| 1030000002 | INSULATOR,PIN TYPE,TYPE C (CLASS 56-3)TIS.279 | EACH | 3 | 3
| 1030100001 | PIN,INSULATOR,33 KV.SHANK 165 MM.LEAD HEAD 35 MM.(1 3/8") | EACH | 3 | 3
set30409 | X-ARM-S, 3-P, DDE (14 M.)
| 1010000201 | STEEL CHANNEL,125X65X6 MM. 3,000 MM.LONG | PCS. | 2 | 2
| 1010100002 | WIRE,STEEL STRANDED 25 sq.mm.TIS.404 | M. | 3 | 0
| 1010110203 | BOLT,MACHINE M.16x250 mm. | SET | 1 | 0
| 1010110404 | BOLT,MACHINE,HEXAGON, M.16X50 MM. | SET | 2 | 0
| 1010140001 | BOLT, ROUNG EYE M 16X200 MM. | SET | 1 | 0
| 1010150050 | BOLT,OVAL FULL THREAD M.16X250 MM. | SET | 3 | 0
| 1010180001 | NUT,EYE M.16 DIN 582 | PCS | 4 | 0
| 1010180100 | WASHER,PLAIN,SQUARE,LARGE 52x52x4.5 mm.HOLE DIA. 18 MM. TIS.258 | PCS. | 11 | 0
| 1010200002 | BRACE,FLAT,FOR CROSSARM 40x6x1,000 mm. | PCS. | 2 | 2
| 1010210304 | THIMBLE,GUY,FOR STEEL WIRE 50-95 sq.mm. | PCS. | 2 | 0
| 1010230000 | CLAMP,SINGLE U-BOLT,M.8 (WIRE ROPE CLIP) | SET | 10 | 0
| 1030000002 | INSULATOR,PIN TYPE,TYPE C (CLASS 56-3)TIS.279 | EACH | 3 | 3
| 1030020002 | INSULATOR,SUSPENSION TYPE D (CLASS 52-4)TIS.354 | PCS. | 18 | 18
| 1030100001 | PIN,INSULATOR,33 KV.SHANK 165 MM.LEAD HEAD 35 MM.(1 3/8") | EACH | 3 | 3
set30410 | X-ARM-S, 3-P, BREAK LINE (14 M.)
| 1010000201 | STEEL CHANNEL,125X65X6 MM. 3,000 MM.LONG | PCS. | 2 | 2
| 1010100002 | WIRE,STEEL STRANDED 25 sq.mm.TIS.404 | M. | 3 | 0
| 1010110203 | BOLT,MACHINE M.16x250 mm. | SET | 1 | 0
| 1010110404 | BOLT,MACHINE,HEXAGON, M.16X50 MM. | SET | 2 | 0
| 1010140001 | BOLT, ROUNG EYE M 16X200 MM. | SET | 1 | 0
| 1010150050 | BOLT,OVAL FULL THREAD M.16X250 MM. | SET | 3 | 0
| 1010180001 | NUT,EYE M.16 DIN 582 | PCS | 4 | 0
| 1010180100 | WASHER,PLAIN,SQUARE,LARGE 52x52x4.5 mm.HOLE DIA. 18 MM. TIS.258 | PCS. | 11 | 0
| 1010200002 | BRACE,FLAT,FOR CROSSARM 40x6x1,000 mm. | PCS. | 2 | 2
| 1010210304 | THIMBLE,GUY,FOR STEEL WIRE 50-95 sq.mm. | PCS. | 2 | 0
| 1010230000 | CLAMP,SINGLE U-BOLT,M.8 (WIRE ROPE CLIP) | SET | 10 | 0
| 1030020002 | INSULATOR,SUSPENSION TYPE D (CLASS 52-4)TIS.354 | PCS. | 18 | 18
set30411 | X-ARM-S, 3-P, 1ST-POLE LAT-SLK SPN
| 1010000201 | STEEL CHANNEL,125X65X6 MM. 3,000 MM.LONG | PCS. | 2 | 2
| 1010100002 | WIRE,STEEL STRANDED 25 sq.mm.TIS.404 | M. | 3 | 0
| 1010110203 | BOLT,MACHINE M.16x250 mm. | SET | 1 | 0
| 1010110404 | BOLT,MACHINE,HEXAGON, M.16X50 MM. | SET | 2 | 0
| 1010140001 | BOLT, ROUNG EYE M 16X200 MM. | SET | 1 | 0
| 1010150050 | BOLT,OVAL FULL THREAD M.16X250 MM. | SET | 3 | 0
| 1010180001 | NUT,EYE M.16 DIN 582 | PCS | 1 | 0
| 1010180100 | WASHER,PLAIN,SQUARE,LARGE 52x52x4.5 mm.HOLE DIA. 18 MM. TIS.258 | PCS. | 11 | 0
| 1010200002 | BRACE,FLAT,FOR CROSSARM 40x6x1,000 mm. | PCS. | 2 | 2
| 1010210304 | THIMBLE,GUY,FOR STEEL WIRE 50-95 sq.mm. | PCS. | 2 | 0
| 1010230000 | CLAMP,SINGLE U-BOLT,M.8 (WIRE ROPE CLIP) | SET | 10 | 0
| 1030000002 | INSULATOR,PIN TYPE,TYPE C (CLASS 56-3)TIS.279 | EACH | 3 | 3
| 1030020002 | INSULATOR,SUSPENSION TYPE D (CLASS 52-4)TIS.354 | PCS. | 9 | 9
| 1030100001 | PIN,INSULATOR,33 KV.SHANK 165 MM.LEAD HEAD 35 MM.(1 3/8") | EACH | 3 | 3
set30412 | X-ARM-S, 3-P, DE (14 M.)
| 1010000201 | STEEL CHANNEL,125X65X6 MM. 3,000 MM.LONG | PCS. | 2 | 2
| 1010100002 | WIRE,STEEL STRANDED 25 sq.mm.TIS.404 | M. | 3 | 0
| 1010110203 | BOLT,MACHINE M.16x250 mm. | SET | 1 | 0
| 1010110404 | BOLT,MACHINE,HEXAGON, M.16X50 MM. | SET | 4 | 0
| 1010140001 | BOLT, ROUNG EYE M 16X200 MM. | SET | 1 | 0
| 1010150050 | BOLT,OVAL FULL THREAD M.16X250 MM. | SET | 3 | 0
| 1010180100 | WASHER,PLAIN,SQUARE,LARGE 52x52x4.5 mm.HOLE DIA. 18 MM. TIS.258 | PCS. | 11 | 0
| 1010200002 | BRACE,FLAT,FOR CROSSARM 40x6x1,000 mm. | PCS. | 4 | 4
| 1010210304 | THIMBLE,GUY,FOR STEEL WIRE 50-95 sq.mm. | PCS. | 1 | 0
| 1010230000 | CLAMP,SINGLE U-BOLT,M.8 (WIRE ROPE CLIP) | SET | 5 | 0
| 1030020002 | INSULATOR,SUSPENSION TYPE D (CLASS 52-4)TIS.354 | PCS. | 9 | 9
set30413 | X-ARM-S, 3-P, BA
| 1010000201 | STEEL CHANNEL,125X65X6 MM. 3,000 MM.LONG | PCS. | 2 | 2
| 1010110203 | BOLT,MACHINE M.16x250 mm. | SET | 1 | 0
| 1010110404 | BOLT,MACHINE,HEXAGON, M.16X50 MM. | SET | 4 | 0
| 1010140001 | BOLT, ROUNG EYE M 16X200 MM. | SET | 1 | 0
| 1010150051 | BOLT,OVAL FULL THREAD M.16X300 MM. | SET | 3 | 0
| 1010180100 | WASHER,PLAIN,SQUARE,LARGE 52x52x4.5 mm.HOLE DIA. 18 MM. TIS.258 | PCS. | 14 | 0
| 1010200002 | BRACE,FLAT,FOR CROSSARM 40x6x1,000 mm. | PCS. | 4 | 4
| 1010210304 | THIMBLE,GUY,FOR STEEL WIRE 50-95 sq.mm. | PCS. | 1 | 0
| 1010230000 | CLAMP,SINGLE U-BOLT,M.8 (WIRE ROPE CLIP) | SET | 5 | 0
| 1030000002 | INSULATOR,PIN TYPE,TYPE C (CLASS 56-3)TIS.279 | EACH | 1 | 1
| 1030020002 | INSULATOR,SUSPENSION TYPE D (CLASS 52-4)TIS.354 | PCS. | 9 | 9
| 1030100001 | PIN,INSULATOR,33 KV.SHANK 165 MM.LEAD HEAD 35 MM.(1 3/8") | EACH | 1 | 1
set30414 | X-ARM-S, 3-P, BA (TAP LINE POLE)
| 1010000201 | STEEL CHANNEL,125X65X6 MM. 3,000 MM.LONG | PCS. | 2 | 2
| 1010110204 | BOLT,MACHINE M.16x300 mm. | SET | 1 | 0
| 1010110404 | BOLT,MACHINE,HEXAGON, M.16X50 MM. | SET | 4 | 0
| 1010140002 | BOLT,ROUND EYE M.16x250 mm. | SET | 1 | 0
| 1010150051 | BOLT,OVAL FULL THREAD M.16X300 MM. | SET | 3 | 0
| 1010180100 | WASHER,PLAIN,SQUARE,LARGE 52x52x4.5 mm.HOLE DIA. 18 MM. TIS.258 | PCS. | 16 | 0
| 1010200002 | BRACE,FLAT,FOR CROSSARM 40x6x1,000 mm. | PCS. | 4 | 4
| 1010210304 | THIMBLE,GUY,FOR STEEL WIRE 50-95 sq.mm. | PCS. | 1 | 0
| 1010230000 | CLAMP,SINGLE U-BOLT,M.8 (WIRE ROPE CLIP) | SET | 5 | 0
| 1030000002 | INSULATOR,PIN TYPE,TYPE C (CLASS 56-3)TIS.279 | EACH | 2 | 2
| 1030020002 | INSULATOR,SUSPENSION TYPE D (CLASS 52-4)TIS.354 | PCS. | 9 | 9
| 1030100001 | PIN,INSULATOR,33 KV.SHANK 165 MM.LEAD HEAD 35 MM.(1 3/8") | EACH | 2 | 2
set30415 | X-ARM-S, 3-P, BA (SLK SPN)
| 1010000201 | STEEL CHANNEL,125X65X6 MM. 3,000 MM.LONG | PCS. | 1 | 1
| 1010110203 | BOLT,MACHINE M.16x250 mm. | SET | 1 | 0
| 1010110204 | BOLT,MACHINE M.16x300 mm. | SET | 1 | 0
| 1010110404 | BOLT,MACHINE,HEXAGON, M.16X50 MM. | SET | 2 | 0
| 1010140001 | BOLT, ROUNG EYE M 16X200 MM. | SET | 1 | 0
| 1010180100 | WASHER,PLAIN,SQUARE,LARGE 52x52x4.5 mm.HOLE DIA. 18 MM. TIS.258 | PCS. | 5 | 0
| 1010200002 | BRACE,FLAT,FOR CROSSARM 40x6x1,000 mm. | PCS. | 2 | 2
| 1010210304 | THIMBLE,GUY,FOR STEEL WIRE 50-95 sq.mm. | PCS. | 1 | 0
| 1010230000 | CLAMP,SINGLE U-BOLT,M.8 (WIRE ROPE CLIP) | SET | 5 | 0
| 1030000002 | INSULATOR,PIN TYPE,TYPE C (CLASS 56-3)TIS.279 | EACH | 3 | 3
| 1030100001 | PIN,INSULATOR,33 KV.SHANK 165 MM.LEAD HEAD 35 MM.(1 3/8") | EACH | 3 | 3
set30431 | A-ARM-S, 3-P, SP 0-5 (STL-BAYONET)
| 1010000201 | STEEL CHANNEL,125X65X6 MM. 3,000 MM.LONG | PCS. | 1 | 1
| 1010010003 | STEEL ANGLE,OVERHEAD GROUND WIRE BAYONET 65x65x6 MM. 2,250 MM. LONG | PCS. | 1 | 1
| 1010100002 | WIRE,STEEL STRANDED 25 sq.mm.TIS.404 | M. | 1 | 0
| 1010110202 | BOLT,MACHINE M.16x200 mm. | SET | 1 | 0
| 1010110203 | BOLT,MACHINE M.16x250 mm. | SET | 3 | 0
| 1010110404 | BOLT,MACHINE,HEXAGON, M.16X50 MM. | SET | 1 | 0
| 1010180100 | WASHER,PLAIN,SQUARE,LARGE 52x52x4.5 mm.HOLE DIA. 18 MM. TIS.258 | PCS. | 5 | 0
| 1010200005 | BRACE,ALLEY ARM 50x50x6 mm. 2,350 mm.LONG | PCS. | 1 | 1
| 1010230000 | CLAMP,SINGLE U-BOLT,M.8 (WIRE ROPE CLIP) | SET | 3 | 0
| 1010230205 | GROUND WIRE CLAMP,J.1152 | SET | 1 | 0
| 1030000002 | INSULATOR,PIN TYPE,TYPE C (CLASS 56-3)TIS.279 | EACH | 3 | 3
| 1030100001 | PIN,INSULATOR,33 KV.SHANK 165 MM.LEAD HEAD 35 MM.(1 3/8") | EACH | 3 | 3
set30432 | A-ARM-S, 3-P, SP 5-30 (STL-BAYONET)
| 1010000100 | STEEL CHANNEL, 100x50x5 mm. 2,250 MM.LONG | PCS | 1 | 1
| 1010000201 | STEEL CHANNEL,125X65X6 MM. 3,000 MM.LONG | PCS. | 1 | 1
| 1010100002 | WIRE,STEEL STRANDED 25 sq.mm.TIS.404 | M. | 1 | 0
| 1010110202 | BOLT,MACHINE M.16x200 mm. | SET | 1 | 0
| 1010110203 | BOLT,MACHINE M.16x250 mm. | SET | 1 | 0
| 1010110205 | BOLT,MACHINE M.16x350 mm. | SET | 2 | 0
| 1010110404 | BOLT,MACHINE,HEXAGON, M.16X50 MM. | SET | 1 | 0
| 1010180100 | WASHER,PLAIN,SQUARE,LARGE 52x52x4.5 mm.HOLE DIA. 18 MM. TIS.258 | PCS. | 5 | 0
| 1010200005 | BRACE,ALLEY ARM 50x50x6 mm. 2,350 mm.LONG | PCS. | 1 | 1
| 1010230000 | CLAMP,SINGLE U-BOLT,M.8 (WIRE ROPE CLIP) | SET | 3 | 0
| 1010230205 | GROUND WIRE CLAMP,J.1152 | SET | 1 | 0
| 1030000002 | INSULATOR,PIN TYPE,TYPE C (CLASS 56-3)TIS.279 | EACH | 3 | 3
| 1030100001 | PIN,INSULATOR,33 KV.SHANK 165 MM.LEAD HEAD 35 MM.(1 3/8") | EACH | 3 | 3
set30434 | A-ARM-S, 3-P, SP (TAP LINE POLE)
| 1010000201 | STEEL CHANNEL,125X65X6 MM. 3,000 MM.LONG | PCS. | 1 | 1
| 1010100002 | WIRE,STEEL STRANDED 25 sq.mm.TIS.404 | M. | 3 | 0
| 1010110203 | BOLT,MACHINE M.16x250 mm. | SET | 1 | 0
| 1010110204 | BOLT,MACHINE M.16x300 mm. | SET | 1 | 0
| 1010110404 | BOLT,MACHINE,HEXAGON, M.16X50 MM. | SET | 1 | 0
| 1010180100 | WASHER,PLAIN,SQUARE,LARGE 52x52x4.5 mm.HOLE DIA. 18 MM. TIS.258 | PCS. | 4 | 0
| 1010200005 | BRACE,ALLEY ARM 50x50x6 mm. 2,350 mm.LONG | PCS. | 1 | 1
| 1010230000 | CLAMP,SINGLE U-BOLT,M.8 (WIRE ROPE CLIP) | SET | 2 | 0
| 1010230201 | GROUND WIRE SUPPORT AND CLAMP,FOR CONCRETE POLE | SET | 1 | 0
| 1030000002 | INSULATOR,PIN TYPE,TYPE C (CLASS 56-3)TIS.279 | EACH | 3 | 3
| 1030100001 | PIN,INSULATOR,33 KV.SHANK 165 MM.LEAD HEAD 35 MM.(1 3/8") | EACH | 3 | 3
set30483 | A-ARM-S, 3-P, 1ST-POLE LAT-SLK SPN
| 1010000201 | STEEL CHANNEL,125X65X6 MM. 3,000 MM.LONG | PCS. | 2 | 2
| 1010100002 | WIRE,STEEL STRANDED 25 sq.mm.TIS.404 | M. | 3 | 0
| 1010110203 | BOLT,MACHINE M.16x250 mm. | SET | 1 | 0
| 1010110204 | BOLT,MACHINE M.16x300 mm. | SET | 1 | 0
| 1010140001 | BOLT, ROUNG EYE M 16X200 MM. | SET | 1 | 0
| 1010150050 | BOLT,OVAL FULL THREAD M.16X250 MM. | SET | 3 | 0
| 1010180001 | NUT,EYE M.16 DIN 582 | PCS | 1 | 0
| 1010180100 | WASHER,PLAIN,SQUARE,LARGE 52x52x4.5 mm.HOLE DIA. 18 MM. TIS.258 | PCS. | 17 | 0
| 1010200005 | BRACE,ALLEY ARM 50x50x6 mm. 2,350 mm.LONG | PCS. | 1 | 1
| 1010210304 | THIMBLE,GUY,FOR STEEL WIRE 50-95 sq.mm. | PCS. | 2 | 0
| 1010230000 | CLAMP,SINGLE U-BOLT,M.8 (WIRE ROPE CLIP) | SET | 9 | 0
| 1030000002 | INSULATOR,PIN TYPE,TYPE C (CLASS 56-3)TIS.279 | EACH | 3 | 3
| 1030020002 | INSULATOR,SUSPENSION TYPE D (CLASS 52-4)TIS.354 | PCS. | 9 | 9
| 1030100001 | PIN,INSULATOR,33 KV.SHANK 165 MM.LEAD HEAD 35 MM.(1 3/8") | EACH | 3 | 3
set30484 | A-ARM-S, 3-P, DE (14 M.)
| 1010000201 | STEEL CHANNEL,125X65X6 MM. 3,000 MM.LONG | PCS. | 2 | 2
| 1010100002 | WIRE,STEEL STRANDED 25 sq.mm.TIS.404 | M. | 3 | 0
| 1010110203 | BOLT,MACHINE M.16x250 mm. | SET | 1 | 0
| 1010110204 | BOLT,MACHINE M.16x300 mm. | SET | 1 | 0
| 1010140001 | BOLT, ROUNG EYE M 16X200 MM. | SET | 1 | 0
| 1010150050 | BOLT,OVAL FULL THREAD M.16X250 MM. | SET | 3 | 0
| 1010180100 | WASHER,PLAIN,SQUARE,LARGE 52x52x4.5 mm.HOLE DIA. 18 MM. TIS.258 | PCS. | 16 | 0
| 1010200005 | BRACE,ALLEY ARM 50x50x6 mm. 2,350 mm.LONG | PCS. | 1 | 1
| 1010210304 | THIMBLE,GUY,FOR STEEL WIRE 50-95 sq.mm. | PCS. | 1 | 0
| 1010230000 | CLAMP,SINGLE U-BOLT,M.8 (WIRE ROPE CLIP) | SET | 5 | 0
| 1030020002 | INSULATOR,SUSPENSION TYPE D (CLASS 52-4)TIS.354 | PCS. | 9 | 9
set30485 | A-ARM-S, 3-P, BA
| 1010000201 | STEEL CHANNEL,125X65X6 MM. 3,000 MM.LONG | PCS. | 2 | 2
| 1010110203 | BOLT,MACHINE M.16x250 mm. | SET | 2 | 0
| 1010140001 | BOLT, ROUNG EYE M 16X200 MM. | SET | 1 | 0
| 1010150050 | BOLT,OVAL FULL THREAD M.16X250 MM. | SET | 3 | 0
| 1010180100 | WASHER,PLAIN,SQUARE,LARGE 52x52x4.5 mm.HOLE DIA. 18 MM. TIS.258 | PCS. | 16 | 0
| 1010200005 | BRACE,ALLEY ARM 50x50x6 mm. 2,350 mm.LONG | PCS. | 1 | 1
| 1010210304 | THIMBLE,GUY,FOR STEEL WIRE 50-95 sq.mm. | PCS. | 1 | 0
| 1010230000 | CLAMP,SINGLE U-BOLT,M.8 (WIRE ROPE CLIP) | SET | 4 | 0
| 1030000002 | INSULATOR,PIN TYPE,TYPE C (CLASS 56-3)TIS.279 | EACH | 1 | 1
| 1030020002 | INSULATOR,SUSPENSION TYPE D (CLASS 52-4)TIS.354 | PCS. | 9 | 9
| 1030100001 | PIN,INSULATOR,33 KV.SHANK 165 MM.LEAD HEAD 35 MM.(1 3/8") | EACH | 1 | 1
set30486 | A-ARM-S, 3-P, BA (TAP LINE POLE)
| 1010000201 | STEEL CHANNEL,125X65X6 MM. 3,000 MM.LONG | PCS. | 2 | 2
| 1010110203 | BOLT,MACHINE M.16x250 mm. | SET | 1 | 0
| 1010110204 | BOLT,MACHINE M.16x300 mm. | SET | 1 | 0
| 1010140002 | BOLT,ROUND EYE M.16x250 mm. | SET | 1 | 0
| 1010150051 | BOLT,OVAL FULL THREAD M.16X300 MM. | SET | 3 | 0
| 1010180100 | WASHER,PLAIN,SQUARE,LARGE 52x52x4.5 mm.HOLE DIA. 18 MM. TIS.258 | PCS. | 16 | 0
| 1010200005 | BRACE,ALLEY ARM 50x50x6 mm. 2,350 mm.LONG | PCS. | 1 | 1
| 1010210304 | THIMBLE,GUY,FOR STEEL WIRE 50-95 sq.mm. | PCS. | 1 | 0
| 1010230000 | CLAMP,SINGLE U-BOLT,M.8 (WIRE ROPE CLIP) | SET | 4 | 0
| 1030000002 | INSULATOR,PIN TYPE,TYPE C (CLASS 56-3)TIS.279 | EACH | 2 | 2
| 1030020002 | INSULATOR,SUSPENSION TYPE D (CLASS 52-4)TIS.354 | PCS. | 9 | 9
| 1030100001 | PIN,INSULATOR,33 KV.SHANK 165 MM.LEAD HEAD 35 MM.(1 3/8") | EACH | 2 | 2
set30501 | X-ARM-C, 3-P, DEAD END CONNECTION FOR SAC
| 1010100000 | WIRE,STEEL SOLID DIA. 4.0 mm.TIS.71 | KG. | 0.4 | 0
| 1010180001 | NUT,EYE M.16 DIN 582 | PCS | 3 | 0
| 1010180201 | WASHER,SQUARE,CURVED 60x60x5 mm.HOLE DIA. 22 mm. | PCS. | 3 | 0
| 1010230000 | CLAMP,SINGLE U-BOLT,M.8 (WIRE ROPE CLIP) | SET | 1 | 0
| 1030000002 | INSULATOR,PIN TYPE,TYPE C (CLASS 56-3)TIS.279 | EACH | 3 | 3
| 1030020002 | INSULATOR,SUSPENSION TYPE D (CLASS 52-4)TIS.354 | PCS. | 9 | 9
| 1030100001 | PIN,INSULATOR,33 KV.SHANK 165 MM.LEAD HEAD 35 MM.(1 3/8") | EACH | 3 | 3
set30502 | SET OF EQUIPMENT FOR CABLE SPACER INS. WITH X-ARM-C, X-ARM-S
| 1010100004 | WIRE,STEEL STRANDED 50/7 sq.mm.TIS.404 | M. | 2 | 0
| 1010110201 | BOLT,MACHINE M.16x170 mm. | SET | 1 | 0
| 1010180100 | WASHER,PLAIN,SQUARE,LARGE 52x52x4.5 mm.HOLE DIA. 18 MM. TIS.258 | PCS. | 3 | 0
| 1010180301 | WASHER,LOCK,SPRING,SIZE 16 mm.,GENERAL PURPOSE,TIS.259 | PCS. | 1 | 0
| 1010230000 | CLAMP,SINGLE U-BOLT,M.8 (WIRE ROPE CLIP) | SET | 4 | 0
| 1020440102 | CLAMP,GUY,TRIPLE BOLT | SET | 1 | 0
| 1020440103 | LINK,CABLE SPACER | PCS. | 1 | 0
set30503 | SET OF MESSENGER, DE CONNECTION
| 1010180001 | NUT,EYE M.16 DIN 582 | PCS | 1 | 0
| 1010210304 | THIMBLE,GUY,FOR STEEL WIRE 50-95 sq.mm. | PCS. | 1 | 0
| 1010230000 | CLAMP,SINGLE U-BOLT,M.8 (WIRE ROPE CLIP) | SET | 5 | 0
set30504 | SET OF MESSENGER, DE OR BA (12 M.)
| 1010130001 | BOLT,DOUBLE ARMING,ROUND EYE M.16x450 mm. | SET | 1 | 0
| 1010210304 | THIMBLE,GUY,FOR STEEL WIRE 50-95 sq.mm. | PCS. | 1 | 0
| 1010230000 | CLAMP,SINGLE U-BOLT,M.8 (WIRE ROPE CLIP) | SET | 7 | 0
set30505 | SAC ON X-ARM-C 0-30 (12 M.)
| 1000110001 | CROSSARM,PRESTRESSED CONCRETE,SPUN,H.T. 100X100X2,500 MM. | PCS. | 1 | 1
| 1010100004 | WIRE,STEEL STRANDED 50/7 sq.mm.TIS.404 | M. | 2 | 0
| 1010110200 | BOLT,MACHINE M.16x130 mm. | SET | 2 | 0
| 1010110201 | BOLT,MACHINE M.16x170 mm. | SET | 1 | 0
| 1010110202 | BOLT,MACHINE M.16x200 mm. | SET | 1 | 0
| 1010110204 | BOLT,MACHINE M.16x300 mm. | SET | 1 | 0
| 1010180100 | WASHER,PLAIN,SQUARE,LARGE 52x52x4.5 mm.HOLE DIA. 18 MM. TIS.258 | PCS. | 8 | 0
| 1010180301 | WASHER,LOCK,SPRING,SIZE 16 mm.,GENERAL PURPOSE,TIS.259 | PCS. | 2 | 0
| 1010200001 | BRACE,FLAT,FOR CROSSARM 30x6x760 mm. | PCS. | 2 | 2
| 1010230000 | CLAMP,SINGLE U-BOLT,M.8 (WIRE ROPE CLIP) | SET | 4 | 0
| 1020440102 | CLAMP,GUY,TRIPLE BOLT | SET | 1 | 0
| 1020440103 | LINK,CABLE SPACER | PCS. | 1 | 0
set30506 | SAC ON X-ARM-S 0-30 (12 M.)
| 1010000106 | STEEL CHANNEL,100X50X5 MM.2,500 MM.LONG | PCS | 1 | 1
| 1010100002 | WIRE,STEEL STRANDED 25 sq.mm.TIS.404 | M. | 2 | 0
| 1010110201 | BOLT,MACHINE M.16x170 mm. | SET | 1 | 0
| 1010110202 | BOLT,MACHINE M.16x200 mm. | SET | 2 | 0
| 1010110404 | BOLT,MACHINE,HEXAGON, M.16X50 MM. | SET | 2 | 0
| 1010180100 | WASHER,PLAIN,SQUARE,LARGE 52x52x4.5 mm.HOLE DIA. 18 MM. TIS.258 | PCS. | 6 | 0
| 1010200001 | BRACE,FLAT,FOR CROSSARM 30x6x760 mm. | PCS. | 2 | 2
| 1010230000 | CLAMP,SINGLE U-BOLT,M.8 (WIRE ROPE CLIP) | SET | 4 | 0
| 1020440102 | CLAMP,GUY,TRIPLE BOLT | SET | 1 | 0
| 1020440103 | LINK,CABLE SPACER | PCS. | 1 | 0
set30507 | SAC ON STEEL BRACKET, CORNER 33 KV. 5-60 (12,12.20 M.)
| 1010100002 | WIRE,STEEL STRANDED 25 sq.mm.TIS.404 | M. | 1.5 | 0
| 1010110205 | BOLT,MACHINE M.16x350 mm. | SET | 2 | 0
| 1010180100 | WASHER,PLAIN,SQUARE,LARGE 52x52x4.5 mm.HOLE DIA. 18 MM. TIS.258 | PCS. | 2 | 0
| 1010180201 | WASHER,SQUARE,CURVED 60x60x5 mm.HOLE DIA. 22 mm. | PCS. | 1 | 0
| 1010230000 | CLAMP,SINGLE U-BOLT,M.8 (WIRE ROPE CLIP) | SET | 2 | 0
| 1010230201 | GROUND WIRE SUPPORT AND CLAMP,FOR CONCRETE POLE | SET | 1 | 0
| 1020440121 | BRACKET FOR SAC, CORNER SUPPORT, 33kV | PCS | 1 | 1
| 1030000002 | INSULATOR,PIN TYPE,TYPE C (CLASS 56-3)TIS.279 | EACH | 3 | 3
| 1030100001 | PIN,INSULATOR,33 KV.SHANK 165 MM.LEAD HEAD 35 MM.(1 3/8") | EACH | 3 | 3
set30508 | SAC ON STEEL BRACKET, CORNER 33 KV. 60-90 TYPE 1 (12, 12.20 M.) OR FOR TAP LINE UNDER 115 KV
| 1010100002 | WIRE,STEEL STRANDED 25 sq.mm.TIS.404 | M. | 1.5 | 0
| 1010110205 | BOLT,MACHINE M.16x350 mm. | SET | 2 | 0
| 1010140002 | BOLT,ROUND EYE M.16x250 mm. | SET | 2 | 0
| 1010180100 | WASHER,PLAIN,SQUARE,LARGE 52x52x4.5 mm.HOLE DIA. 18 MM. TIS.258 | PCS. | 4 | 0
| 1010180201 | WASHER,SQUARE,CURVED 60x60x5 mm.HOLE DIA. 22 mm. | PCS. | 1 | 0
| 1010210304 | THIMBLE,GUY,FOR STEEL WIRE 50-95 sq.mm. | PCS. | 2 | 0
| 1010230000 | CLAMP,SINGLE U-BOLT,M.8 (WIRE ROPE CLIP) | SET | 12 | 0
| 1020440121 | BRACKET FOR SAC, CORNER SUPPORT, 33kV | PCS | 1 | 1
| 1030000002 | INSULATOR,PIN TYPE,TYPE C (CLASS 56-3)TIS.279 | EACH | 3 | 3
| 1030100001 | PIN,INSULATOR,33 KV.SHANK 165 MM.LEAD HEAD 35 MM.(1 3/8") | EACH | 3 | 3
set30509 | SAC ON STEEL BRACKET, TANGENT 0-5 (12,12.20 M.)
| 1010100004 | WIRE,STEEL STRANDED 50/7 sq.mm.TIS.404 | M. | 1 | 0
| 1010110200 | BOLT,MACHINE M.16x130 mm. | SET | 1 | 0
| 1010110204 | BOLT,MACHINE M.16x300 mm. | SET | 2 | 0
| 1010180100 | WASHER,PLAIN,SQUARE,LARGE 52x52x4.5 mm.HOLE DIA. 18 MM. TIS.258 | PCS. | 5 | 0
| 1010180301 | WASHER,LOCK,SPRING,SIZE 16 mm.,GENERAL PURPOSE,TIS.259 | PCS. | 1 | 0
| 1010230000 | CLAMP,SINGLE U-BOLT,M.8 (WIRE ROPE CLIP) | SET | 4 | 0
| 1020440102 | CLAMP,GUY,TRIPLE BOLT | SET | 1 | 0
| 1020440103 | LINK,CABLE SPACER | PCS. | 1 | 0
| 1020440105 | BRACKET,FOR AERIAL CABLE,TANGENT SUPPORT | PCS. | 1 | 1
set30510 | SAC ON STEEL BRACKET, CORNER 33 KV. 60-90 TYPE 2 (12, 12.20 M.)
| 1010100002 | WIRE,STEEL STRANDED 25 sq.mm.TIS.404 | M. | 2 | 0
| 1010110205 | BOLT,MACHINE M.16x350 mm. | SET | 4 | 0
| 1010140002 | BOLT,ROUND EYE M.16x250 mm. | SET | 2 | 0
| 1010180100 | WASHER,PLAIN,SQUARE,LARGE 52x52x4.5 mm.HOLE DIA. 18 MM. TIS.258 | PCS. | 4 | 0
| 1010180201 | WASHER,SQUARE,CURVED 60x60x5 mm.HOLE DIA. 22 mm. | PCS. | 2 | 0
| 1010210304 | THIMBLE,GUY,FOR STEEL WIRE 50-95 sq.mm. | PCS. | 2 | 0
| 1010230000 | CLAMP,SINGLE U-BOLT,M.8 (WIRE ROPE CLIP) | SET | 10 | 0
| 1020440121 | BRACKET FOR SAC, CORNER SUPPORT, 33kV | PCS | 2 | 2
| 1030000002 | INSULATOR,PIN TYPE,TYPE C (CLASS 56-3)TIS.279 | EACH | 6 | 6
| 1030100001 | PIN,INSULATOR,33 KV.SHANK 165 MM.LEAD HEAD 35 MM.(1 3/8") | EACH | 6 | 6
set30511 | SAC ON STEEL BRACKET FOR TAP LINE (12, 12.20 M.)
| 1010000100 | STEEL CHANNEL, 100x50x5 mm. 2,250 MM.LONG | PCS | 1 | 1
| 1010100002 | WIRE,STEEL STRANDED 25 sq.mm.TIS.404 | M. | 1 | 0
| 1010110203 | BOLT,MACHINE M.16x250 mm. | SET | 2 | 0
| 1010110205 | BOLT,MACHINE M.16x350 mm. | SET | 2 | 0
| 1010180100 | WASHER,PLAIN,SQUARE,LARGE 52x52x4.5 mm.HOLE DIA. 18 MM. TIS.258 | PCS. | 4 | 0
| 1010180201 | WASHER,SQUARE,CURVED 60x60x5 mm.HOLE DIA. 22 mm. | PCS. | 1 | 0
| 1010230000 | CLAMP,SINGLE U-BOLT,M.8 (WIRE ROPE CLIP) | SET | 6 | 0
| 1020440121 | BRACKET FOR SAC, CORNER SUPPORT, 33kV | PCS | 1 | 1
| 1030000002 | INSULATOR,PIN TYPE,TYPE C (CLASS 56-3)TIS.279 | EACH | 3 | 3
| 1030100001 | PIN,INSULATOR,33 KV.SHANK 165 MM.LEAD HEAD 35 MM.(1 3/8") | EACH | 3 | 3
set30512 | X-ARM-C, 3-P, SP FOR SAC ON PLATFORM, (12 M.)
| 1000110001 | CROSSARM,PRESTRESSED CONCRETE,SPUN,H.T. 100X100X2,500 MM. | PCS. | 1 | 1
| 1010100000 | WIRE,STEEL SOLID DIA. 4.0 mm.TIS.71 | KG. | 0.4 | 0
| 1010110200 | BOLT,MACHINE M.16x130 mm. | SET | 4 | 0
| 1010110202 | BOLT,MACHINE M.16x200 mm. | SET | 1 | 0
| 1010110204 | BOLT,MACHINE M.16x300 mm. | SET | 1 | 0
| 1010180100 | WASHER,PLAIN,SQUARE,LARGE 52x52x4.5 mm.HOLE DIA. 18 MM. TIS.258 | PCS. | 5 | 0
| 1010180201 | WASHER,SQUARE,CURVED 60x60x5 mm.HOLE DIA. 22 mm. | PCS. | 3 | 0
| 1010180301 | WASHER,LOCK,SPRING,SIZE 16 mm.,GENERAL PURPOSE,TIS.259 | PCS. | 1 | 0
| 1010200001 | BRACE,FLAT,FOR CROSSARM 30x6x760 mm. | PCS. | 2 | 2
| 1010230000 | CLAMP,SINGLE U-BOLT,M.8 (WIRE ROPE CLIP) | SET | 6 | 0
| 1030000002 | INSULATOR,PIN TYPE,TYPE C (CLASS 56-3)TIS.279 | EACH | 3 | 3
| 1030100001 | PIN,INSULATOR,33 KV.SHANK 165 MM.LEAD HEAD 35 MM.(1 3/8") | EACH | 3 | 3
set30513 | X-ARM-C, 3-P, SP FOR SAC ON TAP LINE POLE, (12 M.)
| 1000110001 | CROSSARM,PRESTRESSED CONCRETE,SPUN,H.T. 100X100X2,500 MM. | PCS. | 1 | 1
| 1010000100 | STEEL CHANNEL, 100x50x5 mm. 2,250 MM.LONG | PCS | 1 | 1
| 1010100000 | WIRE,STEEL SOLID DIA. 4.0 mm.TIS.71 | KG. | 0.4 | 0
| 1010110200 | BOLT,MACHINE M.16x130 mm. | SET | 2 | 0
| 1010110202 | BOLT,MACHINE M.16x200 mm. | SET | 1 | 0
| 1010110204 | BOLT,MACHINE M.16x300 mm. | SET | 1 | 0
| 1010110205 | BOLT,MACHINE M.16x350 mm. | SET | 2 | 0
| 1010180100 | WASHER,PLAIN,SQUARE,LARGE 52x52x4.5 mm.HOLE DIA. 18 MM. TIS.258 | PCS. | 7 | 0
| 1010180201 | WASHER,SQUARE,CURVED 60x60x5 mm.HOLE DIA. 22 mm. | PCS. | 3 | 0
| 1010200001 | BRACE,FLAT,FOR CROSSARM 30x6x760 mm. | PCS. | 2 | 2
| 1010230000 | CLAMP,SINGLE U-BOLT,M.8 (WIRE ROPE CLIP) | SET | 3 | 0
| 1030000002 | INSULATOR,PIN TYPE,TYPE C (CLASS 56-3)TIS.279 | EACH | 3 | 3
| 1030100001 | PIN,INSULATOR,33 KV.SHANK 165 MM.LEAD HEAD 35 MM.(1 3/8") | EACH | 3 | 3
set30514 | X-ARM-C, 3-P, 1 CIRCUIT, DDE FOR SAC (12 M.) (ON INSULATORS) (ASSEMBLY NO.3213)
| 1000110004 | CROSSARM,PRESTRESSED CONCRETE,SPUN(FOR DEAD-ENDING) 120X120X2,50 | PCS. | 2 | 2
| 1010100000 | WIRE,STEEL SOLID DIA. 4.0 mm.TIS.71 | KG. | 1.1 | 0
| 1010110201 | BOLT,MACHINE M.16x170 mm. | SET | 2 | 0
| 1010110202 | BOLT,MACHINE M.16x200 mm. | SET | 1 | 0
| 1010110207 | BOLT,MACHINE M.16x450 mm. | SET | 1 | 0
| 1010130001 | BOLT,DOUBLE ARMING,ROUND EYE M.16x450 mm. | SET | 3 | 0
| 1010180001 | NUT,EYE M.16 DIN 582 | PCS | 3 | 0
| 1010180100 | WASHER,PLAIN,SQUARE,LARGE 52x52x4.5 mm.HOLE DIA. 18 MM. TIS.258 | PCS. | 20 | 0
| 1010180201 | WASHER,SQUARE,CURVED 60x60x5 mm.HOLE DIA. 22 mm. | PCS. | 6 | 0
| 1010180301 | WASHER,LOCK,SPRING,SIZE 16 mm.,GENERAL PURPOSE,TIS.259 | PCS. | 4 | 0
| 1010200001 | BRACE,FLAT,FOR CROSSARM 30x6x760 mm. | PCS. | 4 | 4
| 1010230000 | CLAMP,SINGLE U-BOLT,M.8 (WIRE ROPE CLIP) | SET | 3 | 0
| 1030000002 | INSULATOR,PIN TYPE,TYPE C (CLASS 56-3)TIS.279 | EACH | 6 | 6
| 1030020002 | INSULATOR,SUSPENSION TYPE D (CLASS 52-4)TIS.354 | PCS. | 18 | 18
| 1030100001 | PIN,INSULATOR,33 KV.SHANK 165 MM.LEAD HEAD 35 MM.(1 3/8") | EACH | 3 | 3
set30515 | X-ARM-C, 3-P, BREAK LINE FOR SAC (12 M.)
| 1000110004 | CROSSARM,PRESTRESSED CONCRETE,SPUN(FOR DEAD-ENDING) 120X120X2,50 | PCS. | 2 | 2
| 1010110201 | BOLT,MACHINE M.16x170 mm. | SET | 1 | 0
| 1010110202 | BOLT,MACHINE M.16x200 mm. | SET | 1 | 0
| 1010130001 | BOLT,DOUBLE ARMING,ROUND EYE M.16x450 mm. | SET | 3 | 0
| 1010180001 | NUT,EYE M.16 DIN 582 | PCS | 3 | 0
| 1010180100 | WASHER,PLAIN,SQUARE,LARGE 52x52x4.5 mm.HOLE DIA. 18 MM. TIS.258 | PCS. | 16 | 0
| 1010200001 | BRACE,FLAT,FOR CROSSARM 30x6x760 mm. | PCS. | 2 | 2
| 1010230000 | CLAMP,SINGLE U-BOLT,M.8 (WIRE ROPE CLIP) | SET | 3 | 0
| 1030020002 | INSULATOR,SUSPENSION TYPE D (CLASS 52-4)TIS.354 | PCS. | 18 | 18
set30516 | X-ARM-C, 3-P, DE FOR SAC (12 M.)
| 1000110004 | CROSSARM,PRESTRESSED CONCRETE,SPUN(FOR DEAD-ENDING) 120X120X2,50 | PCS. | 2 | 2
| 1010110201 | BOLT,MACHINE M.16x170 mm. | SET | 2 | 0
| 1010110203 | BOLT,MACHINE M.16x250 mm. | SET | 1 | 0
| 1010130001 | BOLT,DOUBLE ARMING,ROUND EYE M.16x450 mm. | SET | 3 | 0
| 1010180100 | WASHER,PLAIN,SQUARE,LARGE 52x52x4.5 mm.HOLE DIA. 18 MM. TIS.258 | PCS. | 15 | 0
| 1010200001 | BRACE,FLAT,FOR CROSSARM 30x6x760 mm. | PCS. | 4 | 4
| 1030020002 | INSULATOR,SUSPENSION TYPE D (CLASS 52-4)TIS.354 | PCS. | 9 | 9
set30517 | X-ARM-C, 3-P, BA FOR SAC (12 M.)
| 1000110004 | CROSSARM,PRESTRESSED CONCRETE,SPUN(FOR DEAD-ENDING) 120X120X2,50 | PCS. | 2 | 2
| 1010100000 | WIRE,STEEL SOLID DIA. 4.0 mm.TIS.71 | KG. | 0.25 | 0
| 1010110201 | BOLT,MACHINE M.16x170 mm. | SET | 2 | 0
| 1010110203 | BOLT,MACHINE M.16x250 mm. | SET | 1 | 0
| 1010130002 | BOLT,DOUBLE ARMING,ROUND EYE M.16x500 mm. | SET | 3 | 0
| 1010180100 | WASHER,PLAIN,SQUARE,LARGE 52x52x4.5 mm.HOLE DIA. 18 MM. TIS.258 | PCS. | 16 | 0
| 1010180201 | WASHER,SQUARE,CURVED 60x60x5 mm.HOLE DIA. 22 mm. | PCS. | 2 | 0
| 1010200001 | BRACE,FLAT,FOR CROSSARM 30x6x760 mm. | PCS. | 4 | 4
| 1010230000 | CLAMP,SINGLE U-BOLT,M.8 (WIRE ROPE CLIP) | SET | 4 | 0
| 1030000002 | INSULATOR,PIN TYPE,TYPE C (CLASS 56-3)TIS.279 | EACH | 2 | 2
| 1030020002 | INSULATOR,SUSPENSION TYPE D (CLASS 52-4)TIS.354 | PCS. | 9 | 9
| 1030100001 | PIN,INSULATOR,33 KV.SHANK 165 MM.LEAD HEAD 35 MM.(1 3/8") | EACH | 2 | 2
set30518 | A-ARM-C, 3-P, SP FOR SAC ON PLATFORM, (12 M.)
| 1000110001 | CROSSARM,PRESTRESSED CONCRETE,SPUN,H.T. 100X100X2,500 MM. | PCS. | 1 | 1
| 1010100000 | WIRE,STEEL SOLID DIA. 4.0 mm.TIS.71 | KG. | 0.35 | 0
| 1010110200 | BOLT,MACHINE M.16x130 mm. | SET | 1 | 0
| 1010110203 | BOLT,MACHINE M.16x250 mm. | SET | 2 | 0
| 1010110204 | BOLT,MACHINE M.16x300 mm. | SET | 1 | 0
| 1010180100 | WASHER,PLAIN,SQUARE,LARGE 52x52x4.5 mm.HOLE DIA. 18 MM. TIS.258 | PCS. | 9 | 0
| 1010180201 | WASHER,SQUARE,CURVED 60x60x5 mm.HOLE DIA. 22 mm. | PCS. | 3 | 0
| 1010180301 | WASHER,LOCK,SPRING,SIZE 16 mm.,GENERAL PURPOSE,TIS.259 | PCS. | 1 | 0
| 1010200004 | BRACE,ALLEY ARM 40x40x5 mm. 2,120 mm.LONG | PCS. | 1 | 1
| 1010230000 | CLAMP,SINGLE U-BOLT,M.8 (WIRE ROPE CLIP) | SET | 4 | 0
| 1020440102 | CLAMP,GUY,TRIPLE BOLT | SET | 1 | 0
| 1030000002 | INSULATOR,PIN TYPE,TYPE C (CLASS 56-3)TIS.279 | EACH | 3 | 3
| 1030100001 | PIN,INSULATOR,33 KV.SHANK 165 MM.LEAD HEAD 35 MM.(1 3/8") | EACH | 3 | 3
set30519 | A-ARM-C, 3-P, SP FOR SAC ON TAP LINE POLE, (12 M.)
| 1000110001 | CROSSARM,PRESTRESSED CONCRETE,SPUN,H.T. 100X100X2,500 MM. | PCS. | 1 | 1
| 1010000100 | STEEL CHANNEL, 100x50x5 mm. 2,250 MM.LONG | PCS | 1 | 1
| 1010100000 | WIRE,STEEL SOLID DIA. 4.0 mm.TIS.71 | KG. | 0.35 | 0
| 1010110200 | BOLT,MACHINE M.16x130 mm. | SET | 1 | 0
| 1010110203 | BOLT,MACHINE M.16x250 mm. | SET | 1 | 0
| 1010110204 | BOLT,MACHINE M.16x300 mm. | SET | 1 | 0
| 1010110205 | BOLT,MACHINE M.16x350 mm. | SET | 2 | 0
| 1010180100 | WASHER,PLAIN,SQUARE,LARGE 52x52x4.5 mm.HOLE DIA. 18 MM. TIS.258 | PCS. | 6 | 0
| 1010180201 | WASHER,SQUARE,CURVED 60x60x5 mm.HOLE DIA. 22 mm. | PCS. | 3 | 0
| 1010180301 | WASHER,LOCK,SPRING,SIZE 16 mm.,GENERAL PURPOSE,TIS.259 | PCS. | 1 | 0
| 1010200004 | BRACE,ALLEY ARM 40x40x5 mm. 2,120 mm.LONG | PCS. | 1 | 1
| 1010230000 | CLAMP,SINGLE U-BOLT,M.8 (WIRE ROPE CLIP) | SET | 4 | 0
| 1030000002 | INSULATOR,PIN TYPE,TYPE C (CLASS 56-3)TIS.279 | EACH | 3 | 3
| 1030100001 | PIN,INSULATOR,33 KV.SHANK 165 MM.LEAD HEAD 35 MM.(1 3/8") | EACH | 3 | 3
set30520 | A-ARM-C, 3-P, DE FOR SAC (12 M.)
| 1000110004 | CROSSARM,PRESTRESSED CONCRETE,SPUN(FOR DEAD-ENDING) 120X120X2,50 | PCS. | 2 | 2
| 1010110201 | BOLT,MACHINE M.16x170 mm. | SET | 1 | 0
| 1010110203 | BOLT,MACHINE M.16x250 mm. | SET | 1 | 0
| 1010130001 | BOLT,DOUBLE ARMING,ROUND EYE M.16x450 mm. | SET | 3 | 0
| 1010180100 | WASHER,PLAIN,SQUARE,LARGE 52x52x4.5 mm.HOLE DIA. 18 MM. TIS.258 | PCS. | 18 | 0
| 1010200005 | BRACE,ALLEY ARM 50x50x6 mm. 2,350 mm.LONG | PCS. | 1 | 1
| 1030020002 | INSULATOR,SUSPENSION TYPE D (CLASS 52-4)TIS.354 | PCS. | 9 | 9
set30521 | A-ARM-C, 3-P, BA FOR SAC (12 M.)
| 1000110004 | CROSSARM,PRESTRESSED CONCRETE,SPUN(FOR DEAD-ENDING) 120X120X2,50 | PCS. | 2 | 2
| 1010100000 | WIRE,STEEL SOLID DIA. 4.0 mm.TIS.71 | KG. | 0.4 | 0
| 1010110201 | BOLT,MACHINE M.16x170 mm. | SET | 1 | 0
| 1010110203 | BOLT,MACHINE M.16x250 mm. | SET | 1 | 0
| 1010130002 | BOLT,DOUBLE ARMING,ROUND EYE M.16x500 mm. | SET | 3 | 0
| 1010180100 | WASHER,PLAIN,SQUARE,LARGE 52x52x4.5 mm.HOLE DIA. 18 MM. TIS.258 | PCS. | 18 | 0
| 1010180201 | WASHER,SQUARE,CURVED 60x60x5 mm.HOLE DIA. 22 mm. | PCS. | 2 | 0
| 1010200005 | BRACE,ALLEY ARM 50x50x6 mm. 2,350 mm.LONG | PCS. | 1 | 1
| 1010230000 | CLAMP,SINGLE U-BOLT,M.8 (WIRE ROPE CLIP) | SET | 1 | 0
| 1030000002 | INSULATOR,PIN TYPE,TYPE C (CLASS 56-3)TIS.279 | EACH | 2 | 2
| 1030020002 | INSULATOR,SUSPENSION TYPE D (CLASS 52-4)TIS.354 | PCS. | 9 | 9
| 1030100001 | PIN,INSULATOR,33 KV.SHANK 165 MM.LEAD HEAD 35 MM.(1 3/8") | EACH | 2 | 2
set30522 | HV.GROUNDING GR-1 (ASSEMBLY NO.9706, 9701B)
| 1010100004 | WIRE,STEEL STRANDED 50/7 sq.mm.TIS.404 | M. | 25 | 0
| 1010220002 | ROD,GROUND,60x60x5 mm. 2 m.LONG | SET | 1 | 0
| 1010230000 | CLAMP,SINGLE U-BOLT,M.8 (WIRE ROPE CLIP) | SET | 2 | 0
| 1080040001 | CONDUIT,PVC,RIGID,DIA. 20x2500 mm.TIS.216 | EACH | 3 | 0
| 9090011007 | WELDING POWDER, ST. WIRE 50 SQ.MM. TO GD | EA | 3 | 0
set30523 | HV.GROUNDING GR-2 (ASSEMBLY NO.9706, 9701B)
| 1010100004 | WIRE,STEEL STRANDED 50/7 sq.mm.TIS.404 | M. | 30 | 0
| 1010220002 | ROD,GROUND,60x60x5 mm. 2 m.LONG | SET | 2 | 0
| 1010230000 | CLAMP,SINGLE U-BOLT,M.8 (WIRE ROPE CLIP) | SET | 2 | 0
| 1080040001 | CONDUIT,PVC,RIGID,DIA. 20x2500 mm.TIS.216 | EACH | 3 | 0
| 9090011007 | WELDING POWDER, ST. WIRE 50 SQ.MM. TO GD | EA | 5 | 0
set30524 | HV.GROUNDING GR-3 (ASSEMBLY NO.9706, 9701B)
| 1010100004 | WIRE,STEEL STRANDED 50/7 sq.mm.TIS.404 | M. | 35 | 0
| 1010220002 | ROD,GROUND,60x60x5 mm. 2 m.LONG | SET | 3 | 0
| 1010230000 | CLAMP,SINGLE U-BOLT,M.8 (WIRE ROPE CLIP) | SET | 2 | 0
| 1080040001 | CONDUIT,PVC,RIGID,DIA. 20x2500 mm.TIS.216 | EACH | 3 | 0
| 9090011007 | WELDING POWDER, ST. WIRE 50 SQ.MM. TO GD | EA | 7 | 0
set30525 | HV.GROUNDING GR-4 (ASSEMBLY NO.9706, 9701B)
| 1010100004 | WIRE,STEEL STRANDED 50/7 sq.mm.TIS.404 | M. | 40 | 0
| 1010220002 | ROD,GROUND,60x60x5 mm. 2 m.LONG | SET | 4 | 0
| 1010230000 | CLAMP,SINGLE U-BOLT,M.8 (WIRE ROPE CLIP) | SET | 2 | 0
| 1080040001 | CONDUIT,PVC,RIGID,DIA. 20x2500 mm.TIS.216 | EACH | 3 | 0
| 9090011007 | WELDING POWDER, ST. WIRE 50 SQ.MM. TO GD | EA | 9 | 0
set30526 | HV.GROUNDING GR-5 (ASSEMBLY NO.9706, 9701B)
| 1010100004 | WIRE,STEEL STRANDED 50/7 sq.mm.TIS.404 | M. | 45 | 0
| 1010220002 | ROD,GROUND,60x60x5 mm. 2 m.LONG | SET | 5 | 0
| 1010230000 | CLAMP,SINGLE U-BOLT,M.8 (WIRE ROPE CLIP) | SET | 2 | 0
| 1080040001 | CONDUIT,PVC,RIGID,DIA. 20x2500 mm.TIS.216 | EACH | 3 | 0
| 9090011007 | WELDING POWDER, ST. WIRE 50 SQ.MM. TO GD | EA | 11 | 0
set30527 | A-ARM-C, 3-P, 1 CIRCUIT, DDE FOR SAC (12 M.) (ON INSULATORS) (ASSEMBLY NO.3213)
| 1000110004 | CROSSARM,PRESTRESSED CONCRETE,SPUN(FOR DEAD-ENDING) 120X120X2,50 | PCS. | 2 | 2
| 1010100000 | WIRE,STEEL SOLID DIA. 4.0 mm.TIS.71 | KG. | 1.1 | 0
| 1010110201 | BOLT,MACHINE M.16x170 mm. | SET | 1 | 0
| 1010110202 | BOLT,MACHINE M.16x200 mm. | SET | 1 | 0
| 1010110207 | BOLT,MACHINE M.16x450 mm. | SET | 1 | 0
| 1010130001 | BOLT,DOUBLE ARMING,ROUND EYE M.16x450 mm. | SET | 3 | 0
| 1010180001 | NUT,EYE M.16 DIN 582 | PCS | 3 | 0
| 1010180100 | WASHER,PLAIN,SQUARE,LARGE 52x52x4.5 mm.HOLE DIA. 18 MM. TIS.258 | PCS. | 20 | 0
| 1010180201 | WASHER,SQUARE,CURVED 60x60x5 mm.HOLE DIA. 22 mm. | PCS. | 6 | 0
| 1010180301 | WASHER,LOCK,SPRING,SIZE 16 mm.,GENERAL PURPOSE,TIS.259 | PCS. | 4 | 0
| 1010200004 | BRACE,ALLEY ARM 40x40x5 mm. 2,120 mm.LONG | PCS. | 1 | 1
| 1010230000 | CLAMP,SINGLE U-BOLT,M.8 (WIRE ROPE CLIP) | SET | 2 | 0
| 1030010003 | INSULATOR,LINE-POST TYPE, 33 KV.CLASS 57-3L TIS.1077 | PCS | 6 | 6
| 1030020002 | INSULATOR,SUSPENSION TYPE D (CLASS 52-4)TIS.354 | PCS. | 18 | 18
set30528 | A-ARM-C, 3-P, 1 CIRCUIT, DDE FOR SAC (12.2 M.) (ON INSULATORS) (ASSEMBLY NO.3213)
| 1000110004 | CROSSARM,PRESTRESSED CONCRETE,SPUN(FOR DEAD-ENDING) 120X120X2,50 | PCS. | 2 | 2
| 1010100000 | WIRE,STEEL SOLID DIA. 4.0 mm.TIS.71 | KG. | 1.1 | 0
| 1010110201 | BOLT,MACHINE M.16x170 mm. | SET | 1 | 0
| 1010110203 | BOLT,MACHINE M.16x250 mm. | SET | 1 | 0
| 1010110208 | BOLT,MACHINE M.16x500 mm. | SET | 1 | 0
| 1010130002 | BOLT,DOUBLE ARMING,ROUND EYE M.16x500 mm. | SET | 3 | 0
| 1010180001 | NUT,EYE M.16 DIN 582 | PCS | 3 | 0
| 1010180100 | WASHER,PLAIN,SQUARE,LARGE 52x52x4.5 mm.HOLE DIA. 18 MM. TIS.258 | PCS. | 20 | 0
| 1010180201 | WASHER,SQUARE,CURVED 60x60x5 mm.HOLE DIA. 22 mm. | PCS. | 6 | 0
| 1010180301 | WASHER,LOCK,SPRING,SIZE 16 mm.,GENERAL PURPOSE,TIS.259 | PCS. | 4 | 0
| 1010200004 | BRACE,ALLEY ARM 40x40x5 mm. 2,120 mm.LONG | PCS. | 1 | 1
| 1010230000 | CLAMP,SINGLE U-BOLT,M.8 (WIRE ROPE CLIP) | SET | 2 | 0
| 1030010003 | INSULATOR,LINE-POST TYPE, 33 KV.CLASS 57-3L TIS.1077 | PCS | 6 | 6
| 1030020002 | INSULATOR,SUSPENSION TYPE D (CLASS 52-4)TIS.354 | PCS. | 18 | 18
set30534 | SET OF MESSENGER, DE OR BA (12.20 M.)
| 1010130002 | BOLT,DOUBLE ARMING,ROUND EYE M.16x500 mm. | SET | 1 | 0
| 1010210304 | THIMBLE,GUY,FOR STEEL WIRE 50-95 sq.mm. | PCS. | 1 | 0
| 1010230000 | CLAMP,SINGLE U-BOLT,M.8 (WIRE ROPE CLIP) | SET | 7 | 0
set30535 | SAC ON X-ARM-C 0-30 (12.20 M.)
| 1000110001 | CROSSARM,PRESTRESSED CONCRETE,SPUN,H.T. 100X100X2,500 MM. | PCS. | 1 | 1
| 1010100004 | WIRE,STEEL STRANDED 50/7 sq.mm.TIS.404 | M. | 2 | 0
| 1010110200 | BOLT,MACHINE M.16x130 mm. | SET | 2 | 0
| 1010110201 | BOLT,MACHINE M.16x170 mm. | SET | 1 | 0
| 1010110203 | BOLT,MACHINE M.16x250 mm. | SET | 1 | 0
| 1010110204 | BOLT,MACHINE M.16x300 mm. | SET | 1 | 0
| 1010180100 | WASHER,PLAIN,SQUARE,LARGE 52x52x4.5 mm.HOLE DIA. 18 MM. TIS.258 | PCS. | 8 | 0
| 1010180301 | WASHER,LOCK,SPRING,SIZE 16 mm.,GENERAL PURPOSE,TIS.259 | PCS. | 2 | 0
| 1010200001 | BRACE,FLAT,FOR CROSSARM 30x6x760 mm. | PCS. | 2 | 2
| 1010230000 | CLAMP,SINGLE U-BOLT,M.8 (WIRE ROPE CLIP) | SET | 4 | 0
| 1020440102 | CLAMP,GUY,TRIPLE BOLT | SET | 1 | 0
| 1020440103 | LINK,CABLE SPACER | PCS. | 1 | 0
set30536 | SAC ON X-ARM-S 0-30 (12.20 M.)
| 1010000106 | STEEL CHANNEL,100X50X5 MM.2,500 MM.LONG | PCS | 1 | 1
| 1010100002 | WIRE,STEEL STRANDED 25 sq.mm.TIS.404 | M. | 2 | 0
| 1010110201 | BOLT,MACHINE M.16x170 mm. | SET | 1 | 0
| 1010110203 | BOLT,MACHINE M.16x250 mm. | SET | 2 | 0
| 1010110404 | BOLT,MACHINE,HEXAGON, M.16X50 MM. | SET | 2 | 0
| 1010180100 | WASHER,PLAIN,SQUARE,LARGE 52x52x4.5 mm.HOLE DIA. 18 MM. TIS.258 | PCS. | 6 | 0
| 1010200001 | BRACE,FLAT,FOR CROSSARM 30x6x760 mm. | PCS. | 2 | 2
| 1010230000 | CLAMP,SINGLE U-BOLT,M.8 (WIRE ROPE CLIP) | SET | 4 | 0
| 1020440102 | CLAMP,GUY,TRIPLE BOLT | SET | 1 | 0
| 1020440103 | LINK,CABLE SPACER | PCS. | 1 | 0
set30542 | X-ARM-C, 3-P, SP FOR SAC ON PLATFORM, (12.20 M.)
| 1000110001 | CROSSARM,PRESTRESSED CONCRETE,SPUN,H.T. 100X100X2,500 MM. | PCS. | 1 | 1
| 1010100000 | WIRE,STEEL SOLID DIA. 4.0 mm.TIS.71 | KG. | 0.4 | 0
| 1010110200 | BOLT,MACHINE M.16x130 mm. | SET | 4 | 0
| 1010110203 | BOLT,MACHINE M.16x250 mm. | SET | 1 | 0
| 1010110205 | BOLT,MACHINE M.16x350 mm. | SET | 1 | 0
| 1010180100 | WASHER,PLAIN,SQUARE,LARGE 52x52x4.5 mm.HOLE DIA. 18 MM. TIS.258 | PCS. | 5 | 0
| 1010180201 | WASHER,SQUARE,CURVED 60x60x5 mm.HOLE DIA. 22 mm. | PCS. | 3 | 0
| 1010180301 | WASHER,LOCK,SPRING,SIZE 16 mm.,GENERAL PURPOSE,TIS.259 | PCS. | 1 | 0
| 1010200001 | BRACE,FLAT,FOR CROSSARM 30x6x760 mm. | PCS. | 2 | 2
| 1010230000 | CLAMP,SINGLE U-BOLT,M.8 (WIRE ROPE CLIP) | SET | 6 | 0
| 1030000002 | INSULATOR,PIN TYPE,TYPE C (CLASS 56-3)TIS.279 | EACH | 3 | 3
| 1030100001 | PIN,INSULATOR,33 KV.SHANK 165 MM.LEAD HEAD 35 MM.(1 3/8") | EACH | 3 | 3
set30543 | X-ARM-C, 3-P, SP FOR SAC ON TAP LINE POLE, (12.20 M.)
| 1000110001 | CROSSARM,PRESTRESSED CONCRETE,SPUN,H.T. 100X100X2,500 MM. | PCS. | 1 | 1
| 1010000100 | STEEL CHANNEL, 100x50x5 mm. 2,250 MM.LONG | PCS | 1 | 1
| 1010100000 | WIRE,STEEL SOLID DIA. 4.0 mm.TIS.71 | KG. | 0.4 | 0
| 1010110200 | BOLT,MACHINE M.16x130 mm. | SET | 2 | 0
| 1010110203 | BOLT,MACHINE M.16x250 mm. | SET | 1 | 0
| 1010110204 | BOLT,MACHINE M.16x300 mm. | SET | 1 | 0
| 1010110205 | BOLT,MACHINE M.16x350 mm. | SET | 2 | 0
| 1010180100 | WASHER,PLAIN,SQUARE,LARGE 52x52x4.5 mm.HOLE DIA. 18 MM. TIS.258 | PCS. | 7 | 0
| 1010180201 | WASHER,SQUARE,CURVED 60x60x5 mm.HOLE DIA. 22 mm. | PCS. | 3 | 0
| 1010200001 | BRACE,FLAT,FOR CROSSARM 30x6x760 mm. | PCS. | 2 | 2
| 1010230000 | CLAMP,SINGLE U-BOLT,M.8 (WIRE ROPE CLIP) | SET | 4 | 0
| 1030000002 | INSULATOR,PIN TYPE,TYPE C (CLASS 56-3)TIS.279 | EACH | 3 | 3
| 1030100001 | PIN,INSULATOR,33 KV.SHANK 165 MM.LEAD HEAD 35 MM.(1 3/8") | EACH | 3 | 3
set30544 | X-ARM-C, 3-P, 1 CIRCUIT, DDE FOR SAC (12.20 M.) (ON INSULATORS) (ASSEMBLY NO.3213)
| 1000110004 | CROSSARM,PRESTRESSED CONCRETE,SPUN(FOR DEAD-ENDING) 120X120X2,50 | PCS. | 2 | 2
| 1010100000 | WIRE,STEEL SOLID DIA. 4.0 mm.TIS.71 | KG. | 1.1 | 0
| 1010110201 | BOLT,MACHINE M.16x170 mm. | SET | 2 | 0
| 1010110203 | BOLT,MACHINE M.16x250 mm. | SET | 1 | 0
| 1010110208 | BOLT,MACHINE M.16x500 mm. | SET | 1 | 0
| 1010130002 | BOLT,DOUBLE ARMING,ROUND EYE M.16x500 mm. | SET | 3 | 0
| 1010180001 | NUT,EYE M.16 DIN 582 | PCS | 3 | 0
| 1010180100 | WASHER,PLAIN,SQUARE,LARGE 52x52x4.5 mm.HOLE DIA. 18 MM. TIS.258 | PCS. | 20 | 0
| 1010180201 | WASHER,SQUARE,CURVED 60x60x5 mm.HOLE DIA. 22 mm. | PCS. | 6 | 0
| 1010180301 | WASHER,LOCK,SPRING,SIZE 16 mm.,GENERAL PURPOSE,TIS.259 | PCS. | 4 | 0
| 1010200001 | BRACE,FLAT,FOR CROSSARM 30x6x760 mm. | PCS. | 4 | 4
| 1010230000 | CLAMP,SINGLE U-BOLT,M.8 (WIRE ROPE CLIP) | SET | 3 | 0
| 1030000002 | INSULATOR,PIN TYPE,TYPE C (CLASS 56-3)TIS.279 | EACH | 6 | 6
| 1030020002 | INSULATOR,SUSPENSION TYPE D (CLASS 52-4)TIS.354 | PCS. | 18 | 18
| 1030100001 | PIN,INSULATOR,33 KV.SHANK 165 MM.LEAD HEAD 35 MM.(1 3/8") | EACH | 3 | 3
set30545 | X-ARM-C, 3-P, BREAK LINE FOR SAC (12.20 M.)
| 1000110004 | CROSSARM,PRESTRESSED CONCRETE,SPUN(FOR DEAD-ENDING) 120X120X2,50 | PCS. | 2 | 2
| 1010110201 | BOLT,MACHINE M.16x170 mm. | SET | 1 | 0
| 1010110203 | BOLT,MACHINE M.16x250 mm. | SET | 1 | 0
| 1010130002 | BOLT,DOUBLE ARMING,ROUND EYE M.16x500 mm. | SET | 3 | 0
| 1010180001 | NUT,EYE M.16 DIN 582 | PCS | 3 | 0
| 1010180100 | WASHER,PLAIN,SQUARE,LARGE 52x52x4.5 mm.HOLE DIA. 18 MM. TIS.258 | PCS. | 16 | 0
| 1010200001 | BRACE,FLAT,FOR CROSSARM 30x6x760 mm. | PCS. | 2 | 2
| 1010230000 | CLAMP,SINGLE U-BOLT,M.8 (WIRE ROPE CLIP) | SET | 3 | 0
| 1030020002 | INSULATOR,SUSPENSION TYPE D (CLASS 52-4)TIS.354 | PCS. | 18 | 18
set30546 | X-ARM-C, 3-P, DE FOR SAC (12.20 M.)
| 1000110004 | CROSSARM,PRESTRESSED CONCRETE,SPUN(FOR DEAD-ENDING) 120X120X2,50 | PCS. | 2 | 2
| 1010110201 | BOLT,MACHINE M.16x170 mm. | SET | 2 | 0
| 1010110203 | BOLT,MACHINE M.16x250 mm. | SET | 1 | 0
| 1010130002 | BOLT,DOUBLE ARMING,ROUND EYE M.16x500 mm. | SET | 3 | 0
| 1010180100 | WASHER,PLAIN,SQUARE,LARGE 52x52x4.5 mm.HOLE DIA. 18 MM. TIS.258 | PCS. | 15 | 0
| 1010200001 | BRACE,FLAT,FOR CROSSARM 30x6x760 mm. | PCS. | 4 | 4
| 1030020002 | INSULATOR,SUSPENSION TYPE D (CLASS 52-4)TIS.354 | PCS. | 9 | 9
set30547 | X-ARM-C, 3-P, BA FOR SAC (12.20 M.)
| 1000110004 | CROSSARM,PRESTRESSED CONCRETE,SPUN(FOR DEAD-ENDING) 120X120X2,50 | PCS. | 2 | 2
| 1010100000 | WIRE,STEEL SOLID DIA. 4.0 mm.TIS.71 | KG. | 0.25 | 0
| 1010110201 | BOLT,MACHINE M.16x170 mm. | SET | 2 | 0
| 1010110204 | BOLT,MACHINE M.16x300 mm. | SET | 1 | 0
| 1010130002 | BOLT,DOUBLE ARMING,ROUND EYE M.16x500 mm. | SET | 3 | 0
| 1010180100 | WASHER,PLAIN,SQUARE,LARGE 52x52x4.5 mm.HOLE DIA. 18 MM. TIS.258 | PCS. | 16 | 0
| 1010180201 | WASHER,SQUARE,CURVED 60x60x5 mm.HOLE DIA. 22 mm. | PCS. | 2 | 0
| 1010200001 | BRACE,FLAT,FOR CROSSARM 30x6x760 mm. | PCS. | 4 | 4
| 1010230000 | CLAMP,SINGLE U-BOLT,M.8 (WIRE ROPE CLIP) | SET | 4 | 0
| 1030000002 | INSULATOR,PIN TYPE,TYPE C (CLASS 56-3)TIS.279 | EACH | 2 | 2
| 1030020002 | INSULATOR,SUSPENSION TYPE D (CLASS 52-4)TIS.354 | PCS. | 9 | 9
| 1030100001 | PIN,INSULATOR,33 KV.SHANK 165 MM.LEAD HEAD 35 MM.(1 3/8") | EACH | 2 | 2
set30548 | A-ARM-C, 3-P, SP FOR SAC ON PLATFORM, (12.20 M.)
| 1000110001 | CROSSARM,PRESTRESSED CONCRETE,SPUN,H.T. 100X100X2,500 MM. | PCS. | 1 | 1
| 1010100000 | WIRE,STEEL SOLID DIA. 4.0 mm.TIS.71 | KG. | 0.35 | 0
| 1010110200 | BOLT,MACHINE M.16x130 mm. | SET | 1 | 0
| 1010110204 | BOLT,MACHINE M.16x300 mm. | SET | 2 | 0
| 1010110205 | BOLT,MACHINE M.16x350 mm. | SET | 1 | 0
| 1010180100 | WASHER,PLAIN,SQUARE,LARGE 52x52x4.5 mm.HOLE DIA. 18 MM. TIS.258 | PCS. | 5 | 0
| 1010180201 | WASHER,SQUARE,CURVED 60x60x5 mm.HOLE DIA. 22 mm. | PCS. | 3 | 0
| 1010180301 | WASHER,LOCK,SPRING,SIZE 16 mm.,GENERAL PURPOSE,TIS.259 | PCS. | 1 | 0
| 1010200004 | BRACE,ALLEY ARM 40x40x5 mm. 2,120 mm.LONG | PCS. | 1 | 1
| 1010230000 | CLAMP,SINGLE U-BOLT,M.8 (WIRE ROPE CLIP) | SET | 4 | 0
| 1020440102 | CLAMP,GUY,TRIPLE BOLT | SET | 1 | 0
| 1030000002 | INSULATOR,PIN TYPE,TYPE C (CLASS 56-3)TIS.279 | EACH | 3 | 3
| 1030100001 | PIN,INSULATOR,33 KV.SHANK 165 MM.LEAD HEAD 35 MM.(1 3/8") | EACH | 3 | 3
set30549 | A-ARM-C, 3-P, SP FOR SAC ON TAP LINE POLE, (12.20 M.)
| 1000110001 | CROSSARM,PRESTRESSED CONCRETE,SPUN,H.T. 100X100X2,500 MM. | PCS. | 1 | 1
| 1010000100 | STEEL CHANNEL, 100x50x5 mm. 2,250 MM.LONG | PCS | 1 | 1
| 1010100000 | WIRE,STEEL SOLID DIA. 4.0 mm.TIS.71 | KG. | 0.35 | 0
| 1010110200 | BOLT,MACHINE M.16x130 mm. | SET | 1 | 0
| 1010110204 | BOLT,MACHINE M.16x300 mm. | SET | 1 | 0
| 1010110205 | BOLT,MACHINE M.16x350 mm. | SET | 3 | 0
| 1010180100 | WASHER,PLAIN,SQUARE,LARGE 52x52x4.5 mm.HOLE DIA. 18 MM. TIS.258 | PCS. | 6 | 0
| 1010180201 | WASHER,SQUARE,CURVED 60x60x5 mm.HOLE DIA. 22 mm. | PCS. | 3 | 0
| 1010180301 | WASHER,LOCK,SPRING,SIZE 16 mm.,GENERAL PURPOSE,TIS.259 | PCS. | 1 | 0
| 1010200004 | BRACE,ALLEY ARM 40x40x5 mm. 2,120 mm.LONG | PCS. | 1 | 1
| 1010230000 | CLAMP,SINGLE U-BOLT,M.8 (WIRE ROPE CLIP) | SET | 5 | 0
| 1030000002 | INSULATOR,PIN TYPE,TYPE C (CLASS 56-3)TIS.279 | EACH | 3 | 3
| 1030100001 | PIN,INSULATOR,33 KV.SHANK 165 MM.LEAD HEAD 35 MM.(1 3/8") | EACH | 3 | 3
set30550 | A-ARM-C, 3-P, DE FOR SAC (12.20 M.)
| 1000110004 | CROSSARM,PRESTRESSED CONCRETE,SPUN(FOR DEAD-ENDING) 120X120X2,50 | PCS. | 2 | 2
| 1010110201 | BOLT,MACHINE M.16x170 mm. | SET | 1 | 0
| 1010110204 | BOLT,MACHINE M.16x300 mm. | SET | 1 | 0
| 1010130002 | BOLT,DOUBLE ARMING,ROUND EYE M.16x500 mm. | SET | 3 | 0
| 1010180100 | WASHER,PLAIN,SQUARE,LARGE 52x52x4.5 mm.HOLE DIA. 18 MM. TIS.258 | PCS. | 18 | 0
| 1010200005 | BRACE,ALLEY ARM 50x50x6 mm. 2,350 mm.LONG | PCS. | 1 | 1
| 1030020002 | INSULATOR,SUSPENSION TYPE D (CLASS 52-4)TIS.354 | PCS. | 9 | 9
set30551 | A-ARM-C, 3-P, BA FOR SAC (12.20 M.)
| 1000110004 | CROSSARM,PRESTRESSED CONCRETE,SPUN(FOR DEAD-ENDING) 120X120X2,50 | PCS. | 2 | 2
| 1010100000 | WIRE,STEEL SOLID DIA. 4.0 mm.TIS.71 | KG. | 0.4 | 0
| 1010110201 | BOLT,MACHINE M.16x170 mm. | SET | 1 | 0
| 1010110204 | BOLT,MACHINE M.16x300 mm. | SET | 1 | 0
| 1010130002 | BOLT,DOUBLE ARMING,ROUND EYE M.16x500 mm. | SET | 3 | 0
| 1010180100 | WASHER,PLAIN,SQUARE,LARGE 52x52x4.5 mm.HOLE DIA. 18 MM. TIS.258 | PCS. | 18 | 0
| 1010180201 | WASHER,SQUARE,CURVED 60x60x5 mm.HOLE DIA. 22 mm. | PCS. | 2 | 0
| 1010200005 | BRACE,ALLEY ARM 50x50x6 mm. 2,350 mm.LONG | PCS. | 1 | 1
| 1010230000 | CLAMP,SINGLE U-BOLT,M.8 (WIRE ROPE CLIP) | SET | 1 | 0
| 1030000002 | INSULATOR,PIN TYPE,TYPE C (CLASS 56-3)TIS.279 | EACH | 2 | 2
| 1030020002 | INSULATOR,SUSPENSION TYPE D (CLASS 52-4)TIS.354 | PCS. | 9 | 9
| 1030100001 | PIN,INSULATOR,33 KV.SHANK 165 MM.LEAD HEAD 35 MM.(1 3/8") | EACH | 2 | 2
set30564 | SET OF MESSENGER, DE OR BA (14.30 M.)
| 1010130003 | BOLT,DOUBLE ARMING,ROUND EYE M.16x600 mm. | SET | 1 | 0
| 1010210304 | THIMBLE,GUY,FOR STEEL WIRE 50-95 sq.mm. | PCS. | 1 | 0
| 1010230000 | CLAMP,SINGLE U-BOLT,M.8 (WIRE ROPE CLIP) | SET | 7 | 0
set30565 | SAC ON X-ARM-C 0-30 (14.30 M.)
| 1000110001 | CROSSARM,PRESTRESSED CONCRETE,SPUN,H.T. 100X100X2,500 MM. | PCS. | 1 | 1
| 1010100004 | WIRE,STEEL STRANDED 50/7 sq.mm.TIS.404 | M. | 2 | 0
| 1010110200 | BOLT,MACHINE M.16x130 mm. | SET | 2 | 0
| 1010110201 | BOLT,MACHINE M.16x170 mm. | SET | 1 | 0
| 1010110204 | BOLT,MACHINE M.16x300 mm. | SET | 1 | 0
| 1010110206 | BOLT,MACHINE M.16x400 mm. | SET | 1 | 0
| 1010180100 | WASHER,PLAIN,SQUARE,LARGE 52x52x4.5 mm.HOLE DIA. 18 MM. TIS.258 | PCS. | 8 | 0
| 1010180301 | WASHER,LOCK,SPRING,SIZE 16 mm.,GENERAL PURPOSE,TIS.259 | PCS. | 2 | 0
| 1010200001 | BRACE,FLAT,FOR CROSSARM 30x6x760 mm. | PCS. | 2 | 2
| 1010230000 | CLAMP,SINGLE U-BOLT,M.8 (WIRE ROPE CLIP) | SET | 4 | 0
| 1020440102 | CLAMP,GUY,TRIPLE BOLT | SET | 1 | 0
| 1020440103 | LINK,CABLE SPACER | PCS. | 1 | 0
set30566 | SAC ON X-ARM-S 0-30 (14.30 M.)
| 1010000106 | STEEL CHANNEL,100X50X5 MM.2,500 MM.LONG | PCS | 1 | 1
| 1010100002 | WIRE,STEEL STRANDED 25 sq.mm.TIS.404 | M. | 2 | 0
| 1010110201 | BOLT,MACHINE M.16x170 mm. | SET | 1 | 0
| 1010110204 | BOLT,MACHINE M.16x300 mm. | SET | 2 | 0
| 1010110404 | BOLT,MACHINE,HEXAGON, M.16X50 MM. | SET | 2 | 0
| 1010180100 | WASHER,PLAIN,SQUARE,LARGE 52x52x4.5 mm.HOLE DIA. 18 MM. TIS.258 | PCS. | 6 | 0
| 1010200001 | BRACE,FLAT,FOR CROSSARM 30x6x760 mm. | PCS. | 2 | 2
| 1010230000 | CLAMP,SINGLE U-BOLT,M.8 (WIRE ROPE CLIP) | SET | 4 | 0
| 1020440102 | CLAMP,GUY,TRIPLE BOLT | SET | 1 | 0
| 1020440103 | LINK,CABLE SPACER | PCS. | 1 | 0
set30567 | SAC ON STEEL BRACKET, TANGENT 0-5 (14.30 M.)
| 1010100004 | WIRE,STEEL STRANDED 50/7 sq.mm.TIS.404 | M. | 1 | 0
| 1010110200 | BOLT,MACHINE M.16x130 mm. | SET | 1 | 0
| 1010110205 | BOLT,MACHINE M.16x350 mm. | SET | 2 | 0
| 1010180100 | WASHER,PLAIN,SQUARE,LARGE 52x52x4.5 mm.HOLE DIA. 18 MM. TIS.258 | PCS. | 5 | 0
| 1010180301 | WASHER,LOCK,SPRING,SIZE 16 mm.,GENERAL PURPOSE,TIS.259 | PCS. | 1 | 0
| 1010230000 | CLAMP,SINGLE U-BOLT,M.8 (WIRE ROPE CLIP) | SET | 4 | 0
| 1020440102 | CLAMP,GUY,TRIPLE BOLT | SET | 1 | 0
| 1020440103 | LINK,CABLE SPACER | PCS. | 1 | 0
| 1020440105 | BRACKET,FOR AERIAL CABLE,TANGENT SUPPORT | PCS. | 1 | 1
set30568 | SAC ON STEEL BRACKET, CORNER 33 KV. 5-60 (14.30 M.)
| 1010100002 | WIRE,STEEL STRANDED 25 sq.mm.TIS.404 | M. | 1.5 | 0
| 1010110206 | BOLT,MACHINE M.16x400 mm. | SET | 2 | 0
| 1010180100 | WASHER,PLAIN,SQUARE,LARGE 52x52x4.5 mm.HOLE DIA. 18 MM. TIS.258 | PCS. | 2 | 0
| 1010180201 | WASHER,SQUARE,CURVED 60x60x5 mm.HOLE DIA. 22 mm. | PCS. | 1 | 0
| 1010230000 | CLAMP,SINGLE U-BOLT,M.8 (WIRE ROPE CLIP) | SET | 2 | 0
| 1010230201 | GROUND WIRE SUPPORT AND CLAMP,FOR CONCRETE POLE | SET | 1 | 0
| 1020440121 | BRACKET FOR SAC, CORNER SUPPORT, 33kV | PCS | 1 | 1
| 1030000002 | INSULATOR,PIN TYPE,TYPE C (CLASS 56-3)TIS.279 | EACH | 3 | 3
| 1030100001 | PIN,INSULATOR,33 KV.SHANK 165 MM.LEAD HEAD 35 MM.(1 3/8") | EACH | 3 | 3
set30569 | SAC ON STEEL BRACKET, CORNER 33 KV. 60-90 TYPE 1 (14.30 M.)
| 1010100002 | WIRE,STEEL STRANDED 25 sq.mm.TIS.404 | M. | 1.5 | 0
| 1010110206 | BOLT,MACHINE M.16x400 mm. | SET | 2 | 0
| 1010140003 | BOLT,ROUND EYE M.16x300 mm. | SET | 2 | 0
| 1010180100 | WASHER,PLAIN,SQUARE,LARGE 52x52x4.5 mm.HOLE DIA. 18 MM. TIS.258 | PCS. | 4 | 0
| 1010180201 | WASHER,SQUARE,CURVED 60x60x5 mm.HOLE DIA. 22 mm. | PCS. | 1 | 0
| 1010210304 | THIMBLE,GUY,FOR STEEL WIRE 50-95 sq.mm. | PCS. | 2 | 0
| 1010230000 | CLAMP,SINGLE U-BOLT,M.8 (WIRE ROPE CLIP) | SET | 12 | 0
| 1020440121 | BRACKET FOR SAC, CORNER SUPPORT, 33kV | PCS | 1 | 1
| 1030000002 | INSULATOR,PIN TYPE,TYPE C (CLASS 56-3)TIS.279 | EACH | 3 | 3
| 1030100001 | PIN,INSULATOR,33 KV.SHANK 165 MM.LEAD HEAD 35 MM.(1 3/8") | EACH | 3 | 3
set30570 | SAC ON STEEL BRACKET, CORNER 33 KV. 60-90 TYPE 2 (14.30 M.)
| 1010100002 | WIRE,STEEL STRANDED 25 sq.mm.TIS.404 | M. | 2 | 0
| 1010110206 | BOLT,MACHINE M.16x400 mm. | SET | 4 | 0
| 1010140003 | BOLT,ROUND EYE M.16x300 mm. | SET | 2 | 0
| 1010180100 | WASHER,PLAIN,SQUARE,LARGE 52x52x4.5 mm.HOLE DIA. 18 MM. TIS.258 | PCS. | 4 | 0
| 1010180201 | WASHER,SQUARE,CURVED 60x60x5 mm.HOLE DIA. 22 mm. | PCS. | 2 | 0
| 1010210304 | THIMBLE,GUY,FOR STEEL WIRE 50-95 sq.mm. | PCS. | 2 | 0
| 1010230000 | CLAMP,SINGLE U-BOLT,M.8 (WIRE ROPE CLIP) | SET | 10 | 0
| 1020440121 | BRACKET FOR SAC, CORNER SUPPORT, 33kV | PCS | 2 | 2
| 1030000002 | INSULATOR,PIN TYPE,TYPE C (CLASS 56-3)TIS.279 | EACH | 6 | 6
| 1030100001 | PIN,INSULATOR,33 KV.SHANK 165 MM.LEAD HEAD 35 MM.(1 3/8") | EACH | 6 | 6
set30571 | SAC ON STEEL BRACKET FOR TAP LINE (14.30 M.)
| 1010000100 | STEEL CHANNEL, 100x50x5 mm. 2,250 MM.LONG | PCS | 1 | 1
| 1010100002 | WIRE,STEEL STRANDED 25 sq.mm.TIS.404 | M. | 1 | 0
| 1010110204 | BOLT,MACHINE M.16x300 mm. | SET | 2 | 0
| 1010110205 | BOLT,MACHINE M.16x350 mm. | SET | 2 | 0
| 1010180100 | WASHER,PLAIN,SQUARE,LARGE 52x52x4.5 mm.HOLE DIA. 18 MM. TIS.258 | PCS. | 4 | 0
| 1010180201 | WASHER,SQUARE,CURVED 60x60x5 mm.HOLE DIA. 22 mm. | PCS. | 1 | 0
| 1010230000 | CLAMP,SINGLE U-BOLT,M.8 (WIRE ROPE CLIP) | SET | 6 | 0
| 1020440121 | BRACKET FOR SAC, CORNER SUPPORT, 33kV | PCS | 1 | 1
| 1030000002 | INSULATOR,PIN TYPE,TYPE C (CLASS 56-3)TIS.279 | EACH | 3 | 3
| 1030100001 | PIN,INSULATOR,33 KV.SHANK 165 MM.LEAD HEAD 35 MM.(1 3/8") | EACH | 3 | 3
set30572 | X-ARM-C, 3-P, SP FOR SAC ON PLATFORM, (14.30 M.)
| 1000110001 | CROSSARM,PRESTRESSED CONCRETE,SPUN,H.T. 100X100X2,500 MM. | PCS. | 1 | 1
| 1010100000 | WIRE,STEEL SOLID DIA. 4.0 mm.TIS.71 | KG. | 0.4 | 0
| 1010110200 | BOLT,MACHINE M.16x130 mm. | SET | 4 | 0
| 1010110203 | BOLT,MACHINE M.16x250 mm. | SET | 1 | 0
| 1010110205 | BOLT,MACHINE M.16x350 mm. | SET | 1 | 0
| 1010180100 | WASHER,PLAIN,SQUARE,LARGE 52x52x4.5 mm.HOLE DIA. 18 MM. TIS.258 | PCS. | 5 | 0
| 1010180201 | WASHER,SQUARE,CURVED 60x60x5 mm.HOLE DIA. 22 mm. | PCS. | 3 | 0
| 1010180301 | WASHER,LOCK,SPRING,SIZE 16 mm.,GENERAL PURPOSE,TIS.259 | PCS. | 1 | 0
| 1010200001 | BRACE,FLAT,FOR CROSSARM 30x6x760 mm. | PCS. | 2 | 2
| 1010230000 | CLAMP,SINGLE U-BOLT,M.8 (WIRE ROPE CLIP) | SET | 6 | 0
| 1030000002 | INSULATOR,PIN TYPE,TYPE C (CLASS 56-3)TIS.279 | EACH | 3 | 3
| 1030100001 | PIN,INSULATOR,33 KV.SHANK 165 MM.LEAD HEAD 35 MM.(1 3/8") | EACH | 3 | 3
set30573 | X-ARM-C, 3-P, SP FOR SAC ON TAP LINE POLE, (14.30 M.)
| 1000110001 | CROSSARM,PRESTRESSED CONCRETE,SPUN,H.T. 100X100X2,500 MM. | PCS. | 1 | 1
| 1010000100 | STEEL CHANNEL, 100x50x5 mm. 2,250 MM.LONG | PCS | 1 | 1
| 1010100000 | WIRE,STEEL SOLID DIA. 4.0 mm.TIS.71 | KG. | 0.4 | 0
| 1010110200 | BOLT,MACHINE M.16x130 mm. | SET | 2 | 0
| 1010110203 | BOLT,MACHINE M.16x250 mm. | SET | 1 | 0
| 1010110205 | BOLT,MACHINE M.16x350 mm. | SET | 1 | 0
| 1010110206 | BOLT,MACHINE M.16x400 mm. | SET | 2 | 0
| 1010180100 | WASHER,PLAIN,SQUARE,LARGE 52x52x4.5 mm.HOLE DIA. 18 MM. TIS.258 | PCS. | 7 | 0
| 1010180201 | WASHER,SQUARE,CURVED 60x60x5 mm.HOLE DIA. 22 mm. | PCS. | 3 | 0
| 1010200001 | BRACE,FLAT,FOR CROSSARM 30x6x760 mm. | PCS. | 2 | 2
| 1010230000 | CLAMP,SINGLE U-BOLT,M.8 (WIRE ROPE CLIP) | SET | 4 | 0
| 1030000002 | INSULATOR,PIN TYPE,TYPE C (CLASS 56-3)TIS.279 | EACH | 3 | 3
| 1030100001 | PIN,INSULATOR,33 KV.SHANK 165 MM.LEAD HEAD 35 MM.(1 3/8") | EACH | 3 | 3
set30574 | X-ARM-C, 3-P, 1 CIRCUIT, DDE FOR SAC (14.30 M.) (ON INSULATORS) (ASSEMBLY NO.3213)
| 1000110004 | CROSSARM,PRESTRESSED CONCRETE,SPUN(FOR DEAD-ENDING) 120X120X2,50 | PCS. | 2 | 2
| 1010100000 | WIRE,STEEL SOLID DIA. 4.0 mm.TIS.71 | KG. | 1.1 | 0
| 1010110201 | BOLT,MACHINE M.16x170 mm. | SET | 2 | 0
| 1010110204 | BOLT,MACHINE M.16x300 mm. | SET | 1 | 0
| 1010110401 | BOLT,MACHINE,HEXAGON,M.16x550 mm. | SET | 1 | 0
| 1010130003 | BOLT,DOUBLE ARMING,ROUND EYE M.16x600 mm. | SET | 3 | 0
| 1010180001 | NUT,EYE M.16 DIN 582 | PCS | 3 | 0
| 1010180100 | WASHER,PLAIN,SQUARE,LARGE 52x52x4.5 mm.HOLE DIA. 18 MM. TIS.258 | PCS. | 20 | 0
| 1010180201 | WASHER,SQUARE,CURVED 60x60x5 mm.HOLE DIA. 22 mm. | PCS. | 6 | 0
| 1010180301 | WASHER,LOCK,SPRING,SIZE 16 mm.,GENERAL PURPOSE,TIS.259 | PCS. | 4 | 0
| 1010200001 | BRACE,FLAT,FOR CROSSARM 30x6x760 mm. | PCS. | 4 | 4
| 1010230000 | CLAMP,SINGLE U-BOLT,M.8 (WIRE ROPE CLIP) | SET | 3 | 0
| 1030000002 | INSULATOR,PIN TYPE,TYPE C (CLASS 56-3)TIS.279 | EACH | 6 | 6
| 1030020002 | INSULATOR,SUSPENSION TYPE D (CLASS 52-4)TIS.354 | PCS. | 18 | 18
| 1030100001 | PIN,INSULATOR,33 KV.SHANK 165 MM.LEAD HEAD 35 MM.(1 3/8") | EACH | 3 | 3
set30575 | X-ARM-C, 3-P, BREAK LINE FOR SAC (14.30 M.)
| 1000110004 | CROSSARM,PRESTRESSED CONCRETE,SPUN(FOR DEAD-ENDING) 120X120X2,50 | PCS. | 2 | 2
| 1010110201 | BOLT,MACHINE M.16x170 mm. | SET | 1 | 0
| 1010110204 | BOLT,MACHINE M.16x300 mm. | SET | 1 | 0
| 1010130003 | BOLT,DOUBLE ARMING,ROUND EYE M.16x600 mm. | SET | 3 | 0
| 1010180001 | NUT,EYE M.16 DIN 582 | PCS | 3 | 0
| 1010180100 | WASHER,PLAIN,SQUARE,LARGE 52x52x4.5 mm.HOLE DIA. 18 MM. TIS.258 | PCS. | 16 | 0
| 1010200001 | BRACE,FLAT,FOR CROSSARM 30x6x760 mm. | PCS. | 2 | 2
| 1010230000 | CLAMP,SINGLE U-BOLT,M.8 (WIRE ROPE CLIP) | SET | 3 | 0
| 1030020002 | INSULATOR,SUSPENSION TYPE D (CLASS 52-4)TIS.354 | PCS. | 18 | 18
set30576 | X-ARM-C, 3-P, DE FOR SAC (14.30 M.)
| 1000110004 | CROSSARM,PRESTRESSED CONCRETE,SPUN(FOR DEAD-ENDING) 120X120X2,50 | PCS. | 2 | 2
| 1010110201 | BOLT,MACHINE M.16x170 mm. | SET | 2 | 0
| 1010110204 | BOLT,MACHINE M.16x300 mm. | SET | 1 | 0
| 1010130003 | BOLT,DOUBLE ARMING,ROUND EYE M.16x600 mm. | SET | 3 | 0
| 1010180100 | WASHER,PLAIN,SQUARE,LARGE 52x52x4.5 mm.HOLE DIA. 18 MM. TIS.258 | PCS. | 15 | 0
| 1010200001 | BRACE,FLAT,FOR CROSSARM 30x6x760 mm. | PCS. | 4 | 4
| 1030020002 | INSULATOR,SUSPENSION TYPE D (CLASS 52-4)TIS.354 | PCS. | 9 | 9
set30577 | X-ARM-C, 3-P, BA FOR SAC (14.30 M.)
| 1000110004 | CROSSARM,PRESTRESSED CONCRETE,SPUN(FOR DEAD-ENDING) 120X120X2,50 | PCS. | 2 | 2
| 1010100000 | WIRE,STEEL SOLID DIA. 4.0 mm.TIS.71 | KG. | 0.25 | 0
| 1010110201 | BOLT,MACHINE M.16x170 mm. | SET | 2 | 0
| 1010110204 | BOLT,MACHINE M.16x300 mm. | SET | 1 | 0
| 1010130003 | BOLT,DOUBLE ARMING,ROUND EYE M.16x600 mm. | SET | 3 | 0
| 1010180100 | WASHER,PLAIN,SQUARE,LARGE 52x52x4.5 mm.HOLE DIA. 18 MM. TIS.258 | PCS. | 16 | 0
| 1010180201 | WASHER,SQUARE,CURVED 60x60x5 mm.HOLE DIA. 22 mm. | PCS. | 2 | 0
| 1010200001 | BRACE,FLAT,FOR CROSSARM 30x6x760 mm. | PCS. | 4 | 4
| 1010230000 | CLAMP,SINGLE U-BOLT,M.8 (WIRE ROPE CLIP) | SET | 4 | 0
| 1030000002 | INSULATOR,PIN TYPE,TYPE C (CLASS 56-3)TIS.279 | EACH | 2 | 2
| 1030020002 | INSULATOR,SUSPENSION TYPE D (CLASS 52-4)TIS.354 | PCS. | 9 | 9
| 1030100001 | PIN,INSULATOR,33 KV.SHANK 165 MM.LEAD HEAD 35 MM.(1 3/8") | EACH | 2 | 2
set30578 | A-ARM-C, 3-P, SP FOR SAC ON PLATFORM, (14.30 M.)
| 1000110001 | CROSSARM,PRESTRESSED CONCRETE,SPUN,H.T. 100X100X2,500 MM. | PCS. | 1 | 1
| 1010100000 | WIRE,STEEL SOLID DIA. 4.0 mm.TIS.71 | KG. | 0.35 | 0
| 1010110200 | BOLT,MACHINE M.16x130 mm. | SET | 1 | 0
| 1010110205 | BOLT,MACHINE M.16x350 mm. | SET | 2 | 0
| 1010110206 | BOLT,MACHINE M.16x400 mm. | SET | 1 | 0
| 1010180100 | WASHER,PLAIN,SQUARE,LARGE 52x52x4.5 mm.HOLE DIA. 18 MM. TIS.258 | PCS. | 5 | 0
| 1010180201 | WASHER,SQUARE,CURVED 60x60x5 mm.HOLE DIA. 22 mm. | PCS. | 3 | 0
| 1010180301 | WASHER,LOCK,SPRING,SIZE 16 mm.,GENERAL PURPOSE,TIS.259 | PCS. | 1 | 0
| 1010200004 | BRACE,ALLEY ARM 40x40x5 mm. 2,120 mm.LONG | PCS. | 1 | 1
| 1010230000 | CLAMP,SINGLE U-BOLT,M.8 (WIRE ROPE CLIP) | SET | 4 | 0
| 1020440102 | CLAMP,GUY,TRIPLE BOLT | SET | 1 | 0
| 1030000002 | INSULATOR,PIN TYPE,TYPE C (CLASS 56-3)TIS.279 | EACH | 3 | 3
| 1030100001 | PIN,INSULATOR,33 KV.SHANK 165 MM.LEAD HEAD 35 MM.(1 3/8") | EACH | 3 | 3
set30579 | A-ARM-C, 3-P, SP FOR SAC ON TAP LINE POLE, (14.30 M.)
| 1000110001 | CROSSARM,PRESTRESSED CONCRETE,SPUN,H.T. 100X100X2,500 MM. | PCS. | 1 | 1
| 1010000100 | STEEL CHANNEL, 100x50x5 mm. 2,250 MM.LONG | PCS | 1 | 1
| 1010100000 | WIRE,STEEL SOLID DIA. 4.0 mm.TIS.71 | KG. | 0.35 | 0
| 1010110200 | BOLT,MACHINE M.16x130 mm. | SET | 1 | 0
| 1010110205 | BOLT,MACHINE M.16x350 mm. | SET | 1 | 0
| 1010110206 | BOLT,MACHINE M.16x400 mm. | SET | 3 | 0
| 1010180100 | WASHER,PLAIN,SQUARE,LARGE 52x52x4.5 mm.HOLE DIA. 18 MM. TIS.258 | PCS. | 6 | 0
| 1010180201 | WASHER,SQUARE,CURVED 60x60x5 mm.HOLE DIA. 22 mm. | PCS. | 3 | 0
| 1010180301 | WASHER,LOCK,SPRING,SIZE 16 mm.,GENERAL PURPOSE,TIS.259 | PCS. | 1 | 0
| 1010200004 | BRACE,ALLEY ARM 40x40x5 mm. 2,120 mm.LONG | PCS. | 1 | 1
| 1010230000 | CLAMP,SINGLE U-BOLT,M.8 (WIRE ROPE CLIP) | SET | 5 | 0
| 1030000002 | INSULATOR,PIN TYPE,TYPE C (CLASS 56-3)TIS.279 | EACH | 3 | 3
| 1030100001 | PIN,INSULATOR,33 KV.SHANK 165 MM.LEAD HEAD 35 MM.(1 3/8") | EACH | 3 | 3
set30580 | A-ARM-C, 3-P, DE FOR SAC (14.30 M.)
| 1000110004 | CROSSARM,PRESTRESSED CONCRETE,SPUN(FOR DEAD-ENDING) 120X120X2,50 | PCS. | 2 | 2
| 1010110201 | BOLT,MACHINE M.16x170 mm. | SET | 1 | 0
| 1010110205 | BOLT,MACHINE M.16x350 mm. | SET | 1 | 0
| 1010130003 | BOLT,DOUBLE ARMING,ROUND EYE M.16x600 mm. | SET | 3 | 0
| 1010180100 | WASHER,PLAIN,SQUARE,LARGE 52x52x4.5 mm.HOLE DIA. 18 MM. TIS.258 | PCS. | 18 | 0
| 1010200005 | BRACE,ALLEY ARM 50x50x6 mm. 2,350 mm.LONG | PCS. | 1 | 1
| 1030020002 | INSULATOR,SUSPENSION TYPE D (CLASS 52-4)TIS.354 | PCS. | 9 | 9
set30581 | A-ARM-C, 3-P, BA FOR SAC (14.30 M.)
| 1000110004 | CROSSARM,PRESTRESSED CONCRETE,SPUN(FOR DEAD-ENDING) 120X120X2,50 | PCS. | 2 | 2
| 1010100000 | WIRE,STEEL SOLID DIA. 4.0 mm.TIS.71 | KG. | 0.4 | 0
| 1010110201 | BOLT,MACHINE M.16x170 mm. | SET | 1 | 0
| 1010110205 | BOLT,MACHINE M.16x350 mm. | SET | 1 | 0
| 1010130003 | BOLT,DOUBLE ARMING,ROUND EYE M.16x600 mm. | SET | 3 | 0
| 1010180100 | WASHER,PLAIN,SQUARE,LARGE 52x52x4.5 mm.HOLE DIA. 18 MM. TIS.258 | PCS. | 18 | 0
| 1010180201 | WASHER,SQUARE,CURVED 60x60x5 mm.HOLE DIA. 22 mm. | PCS. | 2 | 0
| 1010200005 | BRACE,ALLEY ARM 50x50x6 mm. 2,350 mm.LONG | PCS. | 1 | 1
| 1010230000 | CLAMP,SINGLE U-BOLT,M.8 (WIRE ROPE CLIP) | SET | 1 | 0
| 1030000002 | INSULATOR,PIN TYPE,TYPE C (CLASS 56-3)TIS.279 | EACH | 2 | 2
| 1030020002 | INSULATOR,SUSPENSION TYPE D (CLASS 52-4)TIS.354 | PCS. | 9 | 9
| 1030100001 | PIN,INSULATOR,33 KV.SHANK 165 MM.LEAD HEAD 35 MM.(1 3/8") | EACH | 2 | 2
set30594 | SET OF MESSENGER, DE OR BA (22 M.)
| 1010130005 | BOLT,DOUBLE ARMING,ROUND EYE,M.16X650 MM. | SET | 1 | 0
| 1010210304 | THIMBLE,GUY,FOR STEEL WIRE 50-95 sq.mm. | PCS. | 1 | 0
| 1010230000 | CLAMP,SINGLE U-BOLT,M.8 (WIRE ROPE CLIP) | SET | 7 | 0
set30595 | SAC ON X-ARM-C 0-30 (22 M.)
| 1000110001 | CROSSARM,PRESTRESSED CONCRETE,SPUN,H.T. 100X100X2,500 MM. | PCS. | 1 | 1
| 1010110200 | BOLT,MACHINE M.16x130 mm. | SET | 2 | 0
| 1010110201 | BOLT,MACHINE M.16x170 mm. | SET | 1 | 0
| 1010110206 | BOLT,MACHINE M.16x400 mm. | SET | 1 | 0
| 1010110208 | BOLT,MACHINE M.16x500 mm. | SET | 1 | 0
| 1010180100 | WASHER,PLAIN,SQUARE,LARGE 52x52x4.5 mm.HOLE DIA. 18 MM. TIS.258 | PCS. | 8 | 0
| 1010180301 | WASHER,LOCK,SPRING,SIZE 16 mm.,GENERAL PURPOSE,TIS.259 | PCS. | 2 | 0
| 1010200001 | BRACE,FLAT,FOR CROSSARM 30x6x760 mm. | PCS. | 2 | 2
| 1020440102 | CLAMP,GUY,TRIPLE BOLT | SET | 1 | 0
| 1020440103 | LINK,CABLE SPACER | PCS. | 1 | 0
set30596 | SAC ON X-ARM-S 0-30 (22 M.)
| 1010000106 | STEEL CHANNEL,100X50X5 MM.2,500 MM.LONG | PCS | 1 | 1
| 1010110201 | BOLT,MACHINE M.16x170 mm. | SET | 1 | 0
| 1010110206 | BOLT,MACHINE M.16x400 mm. | SET | 2 | 0
| 1010110404 | BOLT,MACHINE,HEXAGON, M.16X50 MM. | SET | 2 | 0
| 1010180100 | WASHER,PLAIN,SQUARE,LARGE 52x52x4.5 mm.HOLE DIA. 18 MM. TIS.258 | PCS. | 6 | 0
| 1010200001 | BRACE,FLAT,FOR CROSSARM 30x6x760 mm. | PCS. | 2 | 2
| 1020440102 | CLAMP,GUY,TRIPLE BOLT | SET | 1 | 0
| 1020440103 | LINK,CABLE SPACER | PCS. | 1 | 0
set30597 | SAC ON STEEL BRACKET, TANGENT 0-5 (22 M.)
| 1010110200 | BOLT,MACHINE M.16x130 mm. | SET | 1 | 0
| 1010110207 | BOLT,MACHINE M.16x450 mm. | SET | 2 | 0
| 1010180100 | WASHER,PLAIN,SQUARE,LARGE 52x52x4.5 mm.HOLE DIA. 18 MM. TIS.258 | PCS. | 5 | 0
| 1010180301 | WASHER,LOCK,SPRING,SIZE 16 mm.,GENERAL PURPOSE,TIS.259 | PCS. | 1 | 0
| 1020440102 | CLAMP,GUY,TRIPLE BOLT | SET | 1 | 0
| 1020440103 | LINK,CABLE SPACER | PCS. | 1 | 0
| 1020440105 | BRACKET,FOR AERIAL CABLE,TANGENT SUPPORT | PCS. | 1 | 1
set30598 | SAC ON STEEL BRACKET, CORNER 33 KV. 5-60 (22 M.)
| 1010100002 | WIRE,STEEL STRANDED 25 sq.mm.TIS.404 | M. | 1.5 | 0
| 1010110208 | BOLT,MACHINE M.16x500 mm. | SET | 2 | 0
| 1010130000 | BOLT,DOUBLE ARMING,ROUND EYE M.16x400 mm. | SET | 1 | 0
| 1010180001 | NUT,EYE M.16 DIN 582 | PCS | 1 | 0
| 1010180100 | WASHER,PLAIN,SQUARE,LARGE 52x52x4.5 mm.HOLE DIA. 18 MM. TIS.258 | PCS. | 4 | 0
| 1010180201 | WASHER,SQUARE,CURVED 60x60x5 mm.HOLE DIA. 22 mm. | PCS. | 1 | 0
| 1010210304 | THIMBLE,GUY,FOR STEEL WIRE 50-95 sq.mm. | PCS. | 2 | 0
| 1010230000 | CLAMP,SINGLE U-BOLT,M.8 (WIRE ROPE CLIP) | SET | 9 | 0
| 1020440121 | BRACKET FOR SAC, CORNER SUPPORT, 33kV | PCS | 1 | 1
| 1030000002 | INSULATOR,PIN TYPE,TYPE C (CLASS 56-3)TIS.279 | EACH | 3 | 3
| 1030100001 | PIN,INSULATOR,33 KV.SHANK 165 MM.LEAD HEAD 35 MM.(1 3/8") | EACH | 3 | 3
set30601 | TWlSTED AERIAL CABLE, 1 CIR, 0-5 AND 5-30 DEGREE (ASSEMBLY NO.3313)
| 1010100004 | WIRE,STEEL STRANDED 50/7 sq.mm.TIS.404 | M. | 1 | 0
| 1010110101 | BOLE,MACHINE M. 12X50 MM. | SET | 1 | 0
| 1010110204 | BOLT,MACHINE M.16x300 mm. | SET | 1 | 0
| 1010180100 | WASHER,PLAIN,SQUARE,LARGE 52x52x4.5 mm.HOLE DIA. 18 MM. TIS.258 | PCS. | 1 | 0
| 1010180300 | WASHER LOCK SPRING SIZE 12 MM. GENERAL PURPOSE TIS 259 | PCS | 1 | 0
| 1010230000 | CLAMP,SINGLE U-BOLT,M.8 (WIRE ROPE CLIP) | SET | 2 | 0
| 1020440102 | CLAMP,GUY,TRIPLE BOLT | SET | 1 | 1
| 1020440207 | ที่แขวนสายหุ้มฉนวนเต็มพิกัดตีเกลียว | EA | 1 | 1
set30602 | TWlSTED AERIAL CABLE, 1 CIR, 30-60 AND 90 DEGREE (ASSEMBLY NO.3313)
| 1010100004 | WIRE,STEEL STRANDED 50/7 sq.mm.TIS.404 | M. | 1 | 0
| 1010100006 | WIRE,STEEL STRANDED 95 sq.mm.TIS.404 | M. | 1 | 0
| 1010130000 | BOLT,DOUBLE ARMING,ROUND EYE M.16x400 mm. | SET | 2 | 0
| 1010180100 | WASHER,PLAIN,SQUARE,LARGE 52x52x4.5 mm.HOLE DIA. 18 MM. TIS.258 | PCS. | 4 | 0
| 1010210304 | THIMBLE,GUY,FOR STEEL WIRE 50-95 sq.mm. | PCS. | 2 | 0
| 1010230000 | CLAMP,SINGLE U-BOLT,M.8 (WIRE ROPE CLIP) | SET | 4 | 0
| 1010230001 | CLAMP,DOUBLE U-BOLT,M.16 (WIRE ROPE CLIP) | SET | 6 | 0
set30603 | TWlSTED AERIAL CABLE, 1 CIR, DEAD END (ASSEMBLY NO.3313)
| 1010100004 | WIRE,STEEL STRANDED 50/7 sq.mm.TIS.404 | M. | 1 | 0
| 1010110204 | BOLT,MACHINE M.16x300 mm. | SET | 1 | 0
| 1010130000 | BOLT,DOUBLE ARMING,ROUND EYE M.16x400 mm. | SET | 1 | 0
| 1010180100 | WASHER,PLAIN,SQUARE,LARGE 52x52x4.5 mm.HOLE DIA. 18 MM. TIS.258 | PCS. | 3 | 0
| 1010210304 | THIMBLE,GUY,FOR STEEL WIRE 50-95 sq.mm. | PCS. | 1 | 0
| 1010230000 | CLAMP,SINGLE U-BOLT,M.8 (WIRE ROPE CLIP) | SET | 2 | 0
| 1010230001 | CLAMP,DOUBLE U-BOLT,M.16 (WIRE ROPE CLIP) | SET | 3 | 0
| 1020440102 | CLAMP,GUY,TRIPLE BOLT | SET | 1 | 1
| 1020440207 | ที่แขวนสายหุ้มฉนวนเต็มพิกัดตีเกลียว | EA | 1 | 1
set30612 | X-ARM-C, 3-P, SP FOR A,PIC (22 M.)
| 1000110002 | CROSSARM,PRESTRESSED CONCRETE,SPUN,H.T. 120X120X3,000 MM. | PCS. | 1 | 1
| 1010100000 | WIRE,STEEL SOLID DIA. 4.0 mm.TIS.71 | KG. | 0.35 | 0
| 1010110201 | BOLT,MACHINE M.16x170 mm. | SET | 2 | 0
| 1010110206 | BOLT,MACHINE M.16x400 mm. | SET | 1 | 0
| 1010110208 | BOLT,MACHINE M.16x500 mm. | SET | 1 | 0
| 1010180100 | WASHER,PLAIN,SQUARE,LARGE 52x52x4.5 mm.HOLE DIA. 18 MM. TIS.258 | PCS. | 5 | 0
| 1010180201 | WASHER,SQUARE,CURVED 60x60x5 mm.HOLE DIA. 22 mm. | PCS. | 3 | 0
| 1010180301 | WASHER,LOCK,SPRING,SIZE 16 mm.,GENERAL PURPOSE,TIS.259 | PCS. | 1 | 0
| 1010200001 | BRACE,FLAT,FOR CROSSARM 30x6x760 mm. | PCS. | 2 | 2
| 1010230000 | CLAMP,SINGLE U-BOLT,M.8 (WIRE ROPE CLIP) | SET | 1 | 0
| 1030000002 | INSULATOR,PIN TYPE,TYPE C (CLASS 56-3)TIS.279 | EACH | 3 | 3
| 1030100001 | PIN,INSULATOR,33 KV.SHANK 165 MM.LEAD HEAD 35 MM.(1 3/8") | EACH | 3 | 3
set30613 | X-ARM-C, 3-P, DP FOR A,PIC (22 M.)
| 1000110002 | CROSSARM,PRESTRESSED CONCRETE,SPUN,H.T. 120X120X3,000 MM. | PCS. | 2 | 2
| 1010100000 | WIRE,STEEL SOLID DIA. 4.0 mm.TIS.71 | KG. | 0.65 | 0
| 1010110201 | BOLT,MACHINE M.16x170 mm. | SET | 2 | 0
| 1010110206 | BOLT,MACHINE M.16x400 mm. | SET | 1 | 0
| 1010120005 | BOLT,DOUBLE ARMING M.16X650 MM. | SET | 3 | 0
| 1010180100 | WASHER,PLAIN,SQUARE,LARGE 52x52x4.5 mm.HOLE DIA. 18 MM. TIS.258 | PCS. | 13 | 0
| 1010180201 | WASHER,SQUARE,CURVED 60x60x5 mm.HOLE DIA. 22 mm. | PCS. | 6 | 0
| 1010180301 | WASHER,LOCK,SPRING,SIZE 16 mm.,GENERAL PURPOSE,TIS.259 | PCS. | 1 | 0
| 1010200001 | BRACE,FLAT,FOR CROSSARM 30x6x760 mm. | PCS. | 2 | 2
| 1010230000 | CLAMP,SINGLE U-BOLT,M.8 (WIRE ROPE CLIP) | SET | 1 | 0
| 1030000002 | INSULATOR,PIN TYPE,TYPE C (CLASS 56-3)TIS.279 | EACH | 6 | 6
| 1030100001 | PIN,INSULATOR,33 KV.SHANK 165 MM.LEAD HEAD 35 MM.(1 3/8") | EACH | 6 | 6
set30614 | X-ARM-C, 3-P, 1 CIRCUIT, DDE FOR A,PIC,SAC (22 M.) (ON INSULATORS) (ASSEMBLY NO.9170)
| 1000110004 | CROSSARM,PRESTRESSED CONCRETE,SPUN(FOR DEAD-ENDING) 120X120X2,50 | PCS. | 2 | 2
| 1010100000 | WIRE,STEEL SOLID DIA. 4.0 mm.TIS.71 | KG. | 0.4 | 0
| 1010110201 | BOLT,MACHINE M.16x170 mm. | SET | 2 | 0
| 1010110207 | BOLT,MACHINE M.16x450 mm. | SET | 1 | 0
| 1010110209 | BOLT MACHINE M.16X600 MM. | SET | 1 | 0
| 1010130005 | BOLT,DOUBLE ARMING,ROUND EYE,M.16X650 MM. | SET | 3 | 0
| 1010180001 | NUT,EYE M.16 DIN 582 | PCS | 3 | 0
| 1010180100 | WASHER,PLAIN,SQUARE,LARGE 52x52x4.5 mm.HOLE DIA. 18 MM. TIS.258 | PCS. | 20 | 0
| 1010180201 | WASHER,SQUARE,CURVED 60x60x5 mm.HOLE DIA. 22 mm. | PCS. | 6 | 0
| 1010180301 | WASHER,LOCK,SPRING,SIZE 16 mm.,GENERAL PURPOSE,TIS.259 | PCS. | 4 | 0
| 1010200001 | BRACE,FLAT,FOR CROSSARM 30x6x760 mm. | PCS. | 4 | 4
| 1010230000 | CLAMP,SINGLE U-BOLT,M.8 (WIRE ROPE CLIP) | SET | 3 | 0
| 1030000002 | INSULATOR,PIN TYPE,TYPE C (CLASS 56-3)TIS.279 | EACH | 6 | 6
| 1030020002 | INSULATOR,SUSPENSION TYPE D (CLASS 52-4)TIS.354 | PCS. | 18 | 18
| 1030100001 | PIN,INSULATOR,33 KV.SHANK 165 MM.LEAD HEAD 35 MM.(1 3/8") | EACH | 3 | 3
set30615 | X-ARM-C, 3-P, DE FOR A,PIC,SAC (22 M.)
| 1000110004 | CROSSARM,PRESTRESSED CONCRETE,SPUN(FOR DEAD-ENDING) 120X120X2,50 | PCS. | 2 | 2
| 1010110201 | BOLT,MACHINE M.16x170 mm. | SET | 4 | 0
| 1010110206 | BOLT,MACHINE M.16x400 mm. | SET | 1 | 0
| 1010130005 | BOLT,DOUBLE ARMING,ROUND EYE,M.16X650 MM. | SET | 3 | 0
| 1010180100 | WASHER,PLAIN,SQUARE,LARGE 52x52x4.5 mm.HOLE DIA. 18 MM. TIS.258 | PCS. | 15 | 0
| 1010200001 | BRACE,FLAT,FOR CROSSARM 30x6x760 mm. | PCS. | 4 | 4
| 1030020002 | INSULATOR,SUSPENSION TYPE D (CLASS 52-4)TIS.354 | PCS. | 9 | 9
set30616 | X-ARM-C, 3-P, BA FOR A,PIC (22 M.)
| 1000110004 | CROSSARM,PRESTRESSED CONCRETE,SPUN(FOR DEAD-ENDING) 120X120X2,50 | PCS. | 2 | 2
| 1010100000 | WIRE,STEEL SOLID DIA. 4.0 mm.TIS.71 | KG. | 0.25 | 0
| 1010110201 | BOLT,MACHINE M.16x170 mm. | SET | 4 | 0
| 1010110206 | BOLT,MACHINE M.16x400 mm. | SET | 1 | 0
| 1010130000 | BOLT,DOUBLE ARMING,ROUND EYE M.16x400 mm. | SET | 1 | 0
| 1010130005 | BOLT,DOUBLE ARMING,ROUND EYE,M.16X650 MM. | SET | 3 | 0
| 1010180100 | WASHER,PLAIN,SQUARE,LARGE 52x52x4.5 mm.HOLE DIA. 18 MM. TIS.258 | PCS. | 18 | 0
| 1010180201 | WASHER,SQUARE,CURVED 60x60x5 mm.HOLE DIA. 22 mm. | PCS. | 2 | 0
| 1010200001 | BRACE,FLAT,FOR CROSSARM 30x6x760 mm. | PCS. | 4 | 4
| 1010210304 | THIMBLE,GUY,FOR STEEL WIRE 50-95 sq.mm. | PCS. | 1 | 0
| 1010230000 | CLAMP,SINGLE U-BOLT,M.8 (WIRE ROPE CLIP) | SET | 4 | 0
| 1030000002 | INSULATOR,PIN TYPE,TYPE C (CLASS 56-3)TIS.279 | EACH | 2 | 2
| 1030020002 | INSULATOR,SUSPENSION TYPE D (CLASS 52-4)TIS.354 | PCS. | 9 | 9
| 1030100001 | PIN,INSULATOR,33 KV.SHANK 165 MM.LEAD HEAD 35 MM.(1 3/8") | EACH | 2 | 2
set30617 | X-ARM-C, 3-P, BA FOR SAC (22 M.)
| 1000110004 | CROSSARM,PRESTRESSED CONCRETE,SPUN(FOR DEAD-ENDING) 120X120X2,50 | PCS. | 2 | 2
| 1010100000 | WIRE,STEEL SOLID DIA. 4.0 mm.TIS.71 | KG. | 0.25 | 0
| 1010110201 | BOLT,MACHINE M.16x170 mm. | SET | 2 | 0
| 1010110206 | BOLT,MACHINE M.16x400 mm. | SET | 1 | 0
| 1010130005 | BOLT,DOUBLE ARMING,ROUND EYE,M.16X650 MM. | SET | 3 | 0
| 1010180100 | WASHER,PLAIN,SQUARE,LARGE 52x52x4.5 mm.HOLE DIA. 18 MM. TIS.258 | PCS. | 16 | 0
| 1010180201 | WASHER,SQUARE,CURVED 60x60x5 mm.HOLE DIA. 22 mm. | PCS. | 2 | 0
| 1010200001 | BRACE,FLAT,FOR CROSSARM 30x6x760 mm. | PCS. | 4 | 4
| 1010230000 | CLAMP,SINGLE U-BOLT,M.8 (WIRE ROPE CLIP) | SET | 4 | 0
| 1030000002 | INSULATOR,PIN TYPE,TYPE C (CLASS 56-3)TIS.279 | EACH | 2 | 2
| 1030020002 | INSULATOR,SUSPENSION TYPE D (CLASS 52-4)TIS.354 | PCS. | 9 | 9
| 1030100001 | PIN,INSULATOR,33 KV.SHANK 165 MM.LEAD HEAD 35 MM.(1 3/8") | EACH | 2 | 2
set30622 | A-ARM-C, 3-P, BA FOR A,PIC (22 M.)
| 1000110004 | CROSSARM,PRESTRESSED CONCRETE,SPUN(FOR DEAD-ENDING) 120X120X2,50 | PCS. | 2 | 2
| 1010100000 | WIRE,STEEL SOLID DIA. 4.0 mm.TIS.71 | KG. | 0.4 | 0
| 1010110201 | BOLT,MACHINE M.16x170 mm. | SET | 1 | 0
| 1010110207 | BOLT,MACHINE M.16x450 mm. | SET | 1 | 0
| 1010130000 | BOLT,DOUBLE ARMING,ROUND EYE M.16x400 mm. | SET | 1 | 0
| 1010130005 | BOLT,DOUBLE ARMING,ROUND EYE,M.16X650 MM. | SET | 3 | 0
| 1010180100 | WASHER,PLAIN,SQUARE,LARGE 52x52x4.5 mm.HOLE DIA. 18 MM. TIS.258 | PCS. | 20 | 0
| 1010180201 | WASHER,SQUARE,CURVED 60x60x5 mm.HOLE DIA. 22 mm. | PCS. | 2 | 0
| 1010200005 | BRACE,ALLEY ARM 50x50x6 mm. 2,350 mm.LONG | PCS. | 1 | 1
| 1010210304 | THIMBLE,GUY,FOR STEEL WIRE 50-95 sq.mm. | PCS. | 1 | 0
| 1010230000 | CLAMP,SINGLE U-BOLT,M.8 (WIRE ROPE CLIP) | SET | 4 | 0
| 1030000002 | INSULATOR,PIN TYPE,TYPE C (CLASS 56-3)TIS.279 | EACH | 2 | 2
| 1030020002 | INSULATOR,SUSPENSION TYPE D (CLASS 52-4)TIS.354 | PCS. | 9 | 9
| 1030100001 | PIN,INSULATOR,33 KV.SHANK 165 MM.LEAD HEAD 35 MM.(1 3/8") | EACH | 2 | 2
set30623 | A-ARM-C, 3-P, BA FOR SAC (22 M.)
| 1000110004 | CROSSARM,PRESTRESSED CONCRETE,SPUN(FOR DEAD-ENDING) 120X120X2,50 | PCS. | 2 | 2
| 1010100000 | WIRE,STEEL SOLID DIA. 4.0 mm.TIS.71 | KG. | 0.4 | 0
| 1010110201 | BOLT,MACHINE M.16x170 mm. | SET | 1 | 0
| 1010110207 | BOLT,MACHINE M.16x450 mm. | SET | 1 | 0
| 1010130005 | BOLT,DOUBLE ARMING,ROUND EYE,M.16X650 MM. | SET | 3 | 0
| 1010180100 | WASHER,PLAIN,SQUARE,LARGE 52x52x4.5 mm.HOLE DIA. 18 MM. TIS.258 | PCS. | 18 | 0
| 1010180201 | WASHER,SQUARE,CURVED 60x60x5 mm.HOLE DIA. 22 mm. | PCS. | 2 | 0
| 1010200005 | BRACE,ALLEY ARM 50x50x6 mm. 2,350 mm.LONG | PCS. | 1 | 1
| 1010230000 | CLAMP,SINGLE U-BOLT,M.8 (WIRE ROPE CLIP) | SET | 4 | 0
| 1030000002 | INSULATOR,PIN TYPE,TYPE C (CLASS 56-3)TIS.279 | EACH | 2 | 2
| 1030020002 | INSULATOR,SUSPENSION TYPE D (CLASS 52-4)TIS.354 | PCS. | 9 | 9
| 1030100001 | PIN,INSULATOR,33 KV.SHANK 165 MM.LEAD HEAD 35 MM.(1 3/8") | EACH | 2 | 2
set30651 | SAC ON STEEL BRACKET,1-P,CORNER 0-2 (STL -BAYONET)
| 1010010003 | STEEL ANGLE,OVERHEAD GROUND WIRE BAYONET 65x65x6 MM. 2,250 MM. LONG | PCS. | 1 | 1
| 1010100002 | WIRE,STEEL STRANDED 25 sq.mm.TIS.404 | M. | 0.5 | 0
| 1010110203 | BOLT,MACHINE M.16x250 mm. | SET | 2 | 0
| 1010110205 | BOLT,MACHINE M.16x350 mm. | SET | 2 | 0
| 1010180100 | WASHER,PLAIN,SQUARE,LARGE 52x52x4.5 mm.HOLE DIA. 18 MM. TIS.258 | PCS. | 4 | 0
| 1010180201 | WASHER,SQUARE,CURVED 60x60x5 mm.HOLE DIA. 22 mm. | PCS. | 1 | 0
| 1010230000 | CLAMP,SINGLE U-BOLT,M.8 (WIRE ROPE CLIP) | SET | 2 | 0
| 1010230205 | GROUND WIRE CLAMP,J.1152 | SET | 1 | 0
| 1020440121 | BRACKET FOR SAC, CORNER SUPPORT, 33kV | PCS | 1 | 1
| 1030000002 | INSULATOR,PIN TYPE,TYPE C (CLASS 56-3)TIS.279 | EACH | 1 | 1
| 1030100001 | PIN,INSULATOR,33 KV.SHANK 165 MM.LEAD HEAD 35 MM.(1 3/8") | EACH | 1 | 1
set30652 | SAC ON STEEL BRACKET,1-P,CORNER 2-60 (STL -BAYONET)
| 1010000100 | STEEL CHANNEL, 100x50x5 mm. 2,250 MM.LONG | PCS | 1 | 1
| 1010100002 | WIRE,STEEL STRANDED 25 sq.mm.TIS.404 | M. | 0.5 | 0
| 1010110203 | BOLT,MACHINE M.16x250 mm. | SET | 2 | 0
| 1010110205 | BOLT,MACHINE M.16x350 mm. | SET | 2 | 0
| 1010180100 | WASHER,PLAIN,SQUARE,LARGE 52x52x4.5 mm.HOLE DIA. 18 MM. TIS.258 | PCS. | 4 | 0
| 1010180201 | WASHER,SQUARE,CURVED 60x60x5 mm.HOLE DIA. 22 mm. | PCS. | 1 | 0
| 1010230000 | CLAMP,SINGLE U-BOLT,M.8 (WIRE ROPE CLIP) | SET | 2 | 0
| 1010230205 | GROUND WIRE CLAMP,J.1152 | SET | 1 | 0
| 1020440121 | BRACKET FOR SAC, CORNER SUPPORT, 33kV | PCS | 1 | 1
| 1030000002 | INSULATOR,PIN TYPE,TYPE C (CLASS 56-3)TIS.279 | EACH | 1 | 1
| 1030100001 | PIN,INSULATOR,33 KV.SHANK 165 MM.LEAD HEAD 35 MM.(1 3/8") | EACH | 1 | 1
set30653 | X-ARM-C,1-P,DDE FOR SAC (STL-BAYONET)
| 1000110004 | CROSSARM,PRESTRESSED CONCRETE,SPUN(FOR DEAD-ENDING) 120X120X2,50 | PCS. | 2 | 2
| 1010000100 | STEEL CHANNEL, 100x50x5 mm. 2,250 MM.LONG | PCS | 1 | 1
| 1010100000 | WIRE,STEEL SOLID DIA. 4.0 mm.TIS.71 | KG. | 0.4 | 0
| 1010100002 | WIRE,STEEL STRANDED 25 sq.mm.TIS.404 | M. | 3 | 0
| 1010110201 | BOLT,MACHINE M.16x170 mm. | SET | 2 | 0
| 1010110203 | BOLT,MACHINE M.16x250 mm. | SET | 3 | 0
| 1010130002 | BOLT,DOUBLE ARMING,ROUND EYE M.16x500 mm. | SET | 3 | 0
| 1010140001 | BOLT, ROUNG EYE M 16X200 MM. | SET | 1 | 0
| 1010180001 | NUT,EYE M.16 DIN 582 | PCS | 4 | 0
| 1010180100 | WASHER,PLAIN,SQUARE,LARGE 52x52x4.5 mm.HOLE DIA. 18 MM. TIS.258 | PCS. | 17 | 0
| 1010180201 | WASHER,SQUARE,CURVED 60x60x5 mm.HOLE DIA. 22 mm. | PCS. | 1 | 0
| 1010200001 | BRACE,FLAT,FOR CROSSARM 30x6x760 mm. | PCS. | 4 | 4
| 1010210304 | THIMBLE,GUY,FOR STEEL WIRE 50-95 sq.mm. | PCS. | 2 | 0
| 1010230000 | CLAMP,SINGLE U-BOLT,M.8 (WIRE ROPE CLIP) | SET | 8 | 0
| 1010230012 | CLAMP, DOUBLE BOLTS, ST. WIRE 25 SQ.MM. | SET | 2 | 0
| 1030000002 | INSULATOR,PIN TYPE,TYPE C (CLASS 56-3)TIS.279 | EACH | 2 | 2
| 1030020002 | INSULATOR,SUSPENSION TYPE D (CLASS 52-4)TIS.354 | PCS. | 6 | 6
| 1030100001 | PIN,INSULATOR,33 KV.SHANK 165 MM.LEAD HEAD 35 MM.(1 3/8") | EACH | 2 | 2
set30654 | X-ARM-C,1-P,DE FOR SAC (STL-BAYONTE)
| 1000110004 | CROSSARM,PRESTRESSED CONCRETE,SPUN(FOR DEAD-ENDING) 120X120X2,50 | PCS. | 2 | 2
| 1010000100 | STEEL CHANNEL, 100x50x5 mm. 2,250 MM.LONG | PCS | 1 | 1
| 1010110201 | BOLT,MACHINE M.16x170 mm. | SET | 4 | 0
| 1010110203 | BOLT,MACHINE M.16x250 mm. | SET | 3 | 0
| 1010130002 | BOLT,DOUBLE ARMING,ROUND EYE M.16x500 mm. | SET | 3 | 0
| 1010140001 | BOLT, ROUNG EYE M 16X200 MM. | SET | 1 | 0
| 1010180100 | WASHER,PLAIN,SQUARE,LARGE 52x52x4.5 mm.HOLE DIA. 18 MM. TIS.258 | PCS. | 17 | 0
| 1010200001 | BRACE,FLAT,FOR CROSSARM 30x6x760 mm. | PCS. | 4 | 4
| 1010210304 | THIMBLE,GUY,FOR STEEL WIRE 50-95 sq.mm. | PCS. | 1 | 0
| 1010230000 | CLAMP,SINGLE U-BOLT,M.8 (WIRE ROPE CLIP) | SET | 4 | 0
| 1030020002 | INSULATOR,SUSPENSION TYPE D (CLASS 52-4)TIS.354 | PCS. | 3 | 3
set30655 | X-ARM-C,1-P,BL FOR SAC (STL-BAYONTE)
| 1000110004 | CROSSARM,PRESTRESSED CONCRETE,SPUN(FOR DEAD-ENDING) 120X120X2,50 | PCS. | 2 | 2
| 1010000100 | STEEL CHANNEL, 100x50x5 mm. 2,250 MM.LONG | PCS | 1 | 1
| 1010110201 | BOLT,MACHINE M.16x170 mm. | SET | 2 | 0
| 1010110203 | BOLT,MACHINE M.16x250 mm. | SET | 3 | 0
| 1010130002 | BOLT,DOUBLE ARMING,ROUND EYE M.16x500 mm. | SET | 3 | 0
| 1010140001 | BOLT, ROUNG EYE M 16X200 MM. | SET | 1 | 0
| 1010180001 | NUT,EYE M.16 DIN 582 | PCS | 4 | 0
| 1010180100 | WASHER,PLAIN,SQUARE,LARGE 52x52x4.5 mm.HOLE DIA. 18 MM. TIS.258 | PCS. | 17 | 0
| 1010200001 | BRACE,FLAT,FOR CROSSARM 30x6x760 mm. | PCS. | 2 | 2
| 1010210304 | THIMBLE,GUY,FOR STEEL WIRE 50-95 sq.mm. | PCS. | 2 | 0
| 1010230000 | CLAMP,SINGLE U-BOLT,M.8 (WIRE ROPE CLIP) | SET | 8 | 0
| 1030020002 | INSULATOR,SUSPENSION TYPE D (CLASS 52-4)TIS.354 | PCS. | 6 | 6
set30656 | X-ARM-C,1-P,BA FOR STEEL BRACKET
| 1000110004 | CROSSARM,PRESTRESSED CONCRETE,SPUN(FOR DEAD-ENDING) 120X120X2,50 | PCS. | 2 | 2
| 1010100000 | WIRE,STEEL SOLID DIA. 4.0 mm.TIS.71 | KG. | 0.2 | 0
| 1010110201 | BOLT,MACHINE M.16x170 mm. | SET | 4 | 0
| 1010110204 | BOLT,MACHINE M.16x300 mm. | SET | 1 | 0
| 1010130002 | BOLT,DOUBLE ARMING,ROUND EYE M.16x500 mm. | SET | 3 | 0
| 1010140001 | BOLT, ROUNG EYE M 16X200 MM. | SET | 1 | 0
| 1010180100 | WASHER,PLAIN,SQUARE,LARGE 52x52x4.5 mm.HOLE DIA. 18 MM. TIS.258 | PCS. | 17 | 0
| 1010180201 | WASHER,SQUARE,CURVED 60x60x5 mm.HOLE DIA. 22 mm. | PCS. | 1 | 0
| 1010200001 | BRACE,FLAT,FOR CROSSARM 30x6x760 mm. | PCS. | 4 | 4
| 1010210304 | THIMBLE,GUY,FOR STEEL WIRE 50-95 sq.mm. | PCS. | 1 | 0
| 1010230000 | CLAMP,SINGLE U-BOLT,M.8 (WIRE ROPE CLIP) | SET | 6 | 0
| 1030000002 | INSULATOR,PIN TYPE,TYPE C (CLASS 56-3)TIS.279 | EACH | 1 | 1
| 1030020002 | INSULATOR,SUSPENSION TYPE D (CLASS 52-4)TIS.354 | PCS. | 3 | 3
| 1030100001 | PIN,INSULATOR,33 KV.SHANK 165 MM.LEAD HEAD 35 MM.(1 3/8") | EACH | 1 | 1
set30657 | X - ARM -C, 1- P,BA OVER STREET FOR STEEL BRACKET
| 1000110004 | CROSSARM,PRESTRESSED CONCRETE,SPUN(FOR DEAD-ENDING) 120X120X2,50 | PCS. | 2 | 2
| 1010110201 | BOLT,MACHINE M.16x170 mm. | SET | 4 | 0
| 1010110204 | BOLT,MACHINE M.16x300 mm. | SET | 1 | 0
| 1010130002 | BOLT,DOUBLE ARMING,ROUND EYE M.16x500 mm. | SET | 3 | 0
| 1010140001 | BOLT, ROUNG EYE M 16X200 MM. | SET | 1 | 0
| 1010180100 | WASHER,PLAIN,SQUARE,LARGE 52x52x4.5 mm.HOLE DIA. 18 MM. TIS.258 | PCS. | 17 | 0
| 1010200001 | BRACE,FLAT,FOR CROSSARM 30x6x760 mm. | PCS. | 4 | 4
| 1010210304 | THIMBLE,GUY,FOR STEEL WIRE 50-95 sq.mm. | PCS. | 1 | 0
| 1010230000 | CLAMP,SINGLE U-BOLT,M.8 (WIRE ROPE CLIP) | SET | 6 | 0
| 1030020002 | INSULATOR,SUSPENSION TYPE D (CLASS 52-4)TIS.354 | PCS. | 3 | 3
set30658 | X - ARM -C, 1 - P,SP 0 - 2 FOR SAC (STL-BAYONET)
| 1000110001 | CROSSARM,PRESTRESSED CONCRETE,SPUN,H.T. 100X100X2,500 MM. | PCS. | 1 | 1
| 1010010003 | STEEL ANGLE,OVERHEAD GROUND WIRE BAYONET 65x65x6 MM. 2,250 MM. LONG | PCS. | 1 | 1
| 1010100000 | WIRE,STEEL SOLID DIA. 4.0 mm.TIS.71 | KG. | 0.1 | 0
| 1010110200 | BOLT,MACHINE M.16x130 mm. | SET | 2 | 0
| 1010110203 | BOLT,MACHINE M.16x250 mm. | SET | 3 | 0
| 1010110204 | BOLT,MACHINE M.16x300 mm. | SET | 1 | 0
| 1010180100 | WASHER,PLAIN,SQUARE,LARGE 52x52x4.5 mm.HOLE DIA. 18 MM. TIS.258 | PCS. | 7 | 0
| 1010180201 | WASHER,SQUARE,CURVED 60x60x5 mm.HOLE DIA. 22 mm. | PCS. | 1 | 0
| 1010180301 | WASHER,LOCK,SPRING,SIZE 16 mm.,GENERAL PURPOSE,TIS.259 | PCS. | 1 | 0
| 1010200001 | BRACE,FLAT,FOR CROSSARM 30x6x760 mm. | PCS. | 2 | 2
| 1010230000 | CLAMP,SINGLE U-BOLT,M.8 (WIRE ROPE CLIP) | SET | 2 | 0
| 1010230205 | GROUND WIRE CLAMP,J.1152 | SET | 1 | 0
| 1030000002 | INSULATOR,PIN TYPE,TYPE C (CLASS 56-3)TIS.279 | EACH | 1 | 1
| 1030100001 | PIN,INSULATOR,33 KV.SHANK 165 MM.LEAD HEAD 35 MM.(1 3/8") | EACH | 1 | 1
set30659 | X - ARM - C, 1 - P ,SP 2-60 FOR SAC (STL -BAYONET)
| 1000110001 | CROSSARM,PRESTRESSED CONCRETE,SPUN,H.T. 100X100X2,500 MM. | PCS. | 1 | 1
| 1010000100 | STEEL CHANNEL, 100x50x5 mm. 2,250 MM.LONG | PCS | 1 | 1
| 1010100000 | WIRE,STEEL SOLID DIA. 4.0 mm.TIS.71 | KG. | 0.1 | 0
| 1010110200 | BOLT,MACHINE M.16x130 mm. | SET | 2 | 0
| 1010110202 | BOLT,MACHINE M.16x200 mm. | SET | 1 | 0
| 1010110204 | BOLT,MACHINE M.16x300 mm. | SET | 1 | 0
| 1010110205 | BOLT,MACHINE M.16x350 mm. | SET | 2 | 0
| 1010180100 | WASHER,PLAIN,SQUARE,LARGE 52x52x4.5 mm.HOLE DIA. 18 MM. TIS.258 | PCS. | 7 | 0
| 1010180201 | WASHER,SQUARE,CURVED 60x60x5 mm.HOLE DIA. 22 mm. | PCS. | 1 | 0
| 1010180301 | WASHER,LOCK,SPRING,SIZE 16 mm.,GENERAL PURPOSE,TIS.259 | PCS. | 1 | 0
| 1010200001 | BRACE,FLAT,FOR CROSSARM 30x6x760 mm. | PCS. | 2 | 2
| 1010230000 | CLAMP,SINGLE U-BOLT,M.8 (WIRE ROPE CLIP) | SET | 2 | 0
| 1010230205 | GROUND WIRE CLAMP,J.1152 | SET | 1 | 0
| 1030000002 | INSULATOR,PIN TYPE,TYPE C (CLASS 56-3)TIS.279 | EACH | 1 | 1
| 1030100001 | PIN,INSULATOR,33 KV.SHANK 165 MM.LEAD HEAD 35 MM.(1 3/8") | EACH | 1 | 1
set30660 | A - ARM-C,1-P,DE FOR SAC (STL -BAYONET)
| 1000110004 | CROSSARM,PRESTRESSED CONCRETE,SPUN(FOR DEAD-ENDING) 120X120X2,50 | PCS. | 2 | 2
| 1010000100 | STEEL CHANNEL, 100x50x5 mm. 2,250 MM.LONG | PCS | 1 | 1
| 1010110201 | BOLT,MACHINE M.16x170 mm. | SET | 1 | 0
| 1010110203 | BOLT,MACHINE M.16x250 mm. | SET | 3 | 0
| 1010130002 | BOLT,DOUBLE ARMING,ROUND EYE M.16x500 mm. | SET | 3 | 0
| 1010140001 | BOLT, ROUNG EYE M 16X200 MM. | SET | 1 | 0
| 1010180100 | WASHER,PLAIN,SQUARE,LARGE 52x52x4.5 mm.HOLE DIA. 18 MM. TIS.258 | PCS. | 18 | 0
| 1010200005 | BRACE,ALLEY ARM 50x50x6 mm. 2,350 mm.LONG | PCS. | 1 | 1
| 1010210304 | THIMBLE,GUY,FOR STEEL WIRE 50-95 sq.mm. | PCS. | 1 | 0
| 1010230000 | CLAMP,SINGLE U-BOLT,M.8 (WIRE ROPE CLIP) | SET | 4 | 0
| 1030020002 | INSULATOR,SUSPENSION TYPE D (CLASS 52-4)TIS.354 | PCS. | 3 | 3
set30661 | A - ARM - C ,1 - P , BA FOR STEEL BRACKET
| 1000110004 | CROSSARM,PRESTRESSED CONCRETE,SPUN(FOR DEAD-ENDING) 120X120X2,50 | PCS. | 2 | 2
| 1010100000 | WIRE,STEEL SOLID DIA. 4.0 mm.TIS.71 | KG. | 0.2 | 0
| 1010110203 | BOLT,MACHINE M.16x250 mm. | SET | 1 | 0
| 1010110208 | BOLT,MACHINE M.16x500 mm. | SET | 1 | 0
| 1010130002 | BOLT,DOUBLE ARMING,ROUND EYE M.16x500 mm. | SET | 3 | 0
| 1010140001 | BOLT, ROUNG EYE M 16X200 MM. | SET | 1 | 0
| 1010180100 | WASHER,PLAIN,SQUARE,LARGE 52x52x4.5 mm.HOLE DIA. 18 MM. TIS.258 | PCS. | 16 | 0
| 1010180201 | WASHER,SQUARE,CURVED 60x60x5 mm.HOLE DIA. 22 mm. | PCS. | 1 | 0
| 1010200005 | BRACE,ALLEY ARM 50x50x6 mm. 2,350 mm.LONG | PCS. | 1 | 1
| 1010210304 | THIMBLE,GUY,FOR STEEL WIRE 50-95 sq.mm. | PCS. | 1 | 0
| 1010230000 | CLAMP,SINGLE U-BOLT,M.8 (WIRE ROPE CLIP) | SET | 6 | 0
| 1030000002 | INSULATOR,PIN TYPE,TYPE C (CLASS 56-3)TIS.279 | EACH | 1 | 1
| 1030020002 | INSULATOR,SUSPENSION TYPE D (CLASS 52-4)TIS.354 | PCS. | 3 | 3
| 1030100001 | PIN,INSULATOR,33 KV.SHANK 165 MM.LEAD HEAD 35 MM.(1 3/8") | EACH | 1 | 1
set30662 | A - ARM - C, 1-P,BA OVER STREET FOR STEEL BRACKET
| 1000110004 | CROSSARM,PRESTRESSED CONCRETE,SPUN(FOR DEAD-ENDING) 120X120X2,50 | PCS. | 2 | 2
| 1010110203 | BOLT,MACHINE M.16x250 mm. | SET | 1 | 0
| 1010110208 | BOLT,MACHINE M.16x500 mm. | SET | 1 | 0
| 1010130002 | BOLT,DOUBLE ARMING,ROUND EYE M.16x500 mm. | SET | 3 | 0
| 1010140001 | BOLT, ROUNG EYE M 16X200 MM. | SET | 1 | 0
| 1010180100 | WASHER,PLAIN,SQUARE,LARGE 52x52x4.5 mm.HOLE DIA. 18 MM. TIS.258 | PCS. | 16 | 0
| 1010200005 | BRACE,ALLEY ARM 50x50x6 mm. 2,350 mm.LONG | PCS. | 1 | 1
| 1010210304 | THIMBLE,GUY,FOR STEEL WIRE 50-95 sq.mm. | PCS. | 1 | 0
| 1010230000 | CLAMP,SINGLE U-BOLT,M.8 (WIRE ROPE CLIP) | SET | 6 | 0
| 1030020002 | INSULATOR,SUSPENSION TYPE D (CLASS 52-4)TIS.354 | PCS. | 3 | 3
set30663 | A-ARM-C,1-P,SP 0-2 FOR SAC (STL BAYONET)
| 1000110001 | CROSSARM,PRESTRESSED CONCRETE,SPUN,H.T. 100X100X2,500 MM. | PCS. | 1 | 1
| 1010010003 | STEEL ANGLE,OVERHEAD GROUND WIRE BAYONET 65x65x6 MM. 2,250 MM. LONG | PCS. | 1 | 1
| 1010100000 | WIRE,STEEL SOLID DIA. 4.0 mm.TIS.71 | KG. | 0.15 | 0
| 1010110200 | BOLT,MACHINE M.16x130 mm. | SET | 1 | 0
| 1010110203 | BOLT,MACHINE M.16x250 mm. | SET | 3 | 0
| 1010110204 | BOLT,MACHINE M.16x300 mm. | SET | 1 | 0
| 1010180100 | WASHER,PLAIN,SQUARE,LARGE 52x52x4.5 mm.HOLE DIA. 18 MM. TIS.258 | PCS. | 6 | 0
| 1010180201 | WASHER,SQUARE,CURVED 60x60x5 mm.HOLE DIA. 22 mm. | PCS. | 1 | 0
| 1010180301 | WASHER,LOCK,SPRING,SIZE 16 mm.,GENERAL PURPOSE,TIS.259 | PCS. | 1 | 0
| 1010200004 | BRACE,ALLEY ARM 40x40x5 mm. 2,120 mm.LONG | PCS. | 1 | 1
| 1010230000 | CLAMP,SINGLE U-BOLT,M.8 (WIRE ROPE CLIP) | SET | 2 | 0
| 1010230205 | GROUND WIRE CLAMP,J.1152 | SET | 1 | 0
| 1030000002 | INSULATOR,PIN TYPE,TYPE C (CLASS 56-3)TIS.279 | EACH | 1 | 1
| 1030100001 | PIN,INSULATOR,33 KV.SHANK 165 MM.LEAD HEAD 35 MM.(1 3/8") | EACH | 1 | 1
set30664 | A- ARM -C, 1 - P ,SP 2 -3- FOR SAC (STL - PAYONET)
| 1000110001 | CROSSARM,PRESTRESSED CONCRETE,SPUN,H.T. 100X100X2,500 MM. | PCS. | 1 | 1
| 1010000100 | STEEL CHANNEL, 100x50x5 mm. 2,250 MM.LONG | PCS | 1 | 1
| 1010100000 | WIRE,STEEL SOLID DIA. 4.0 mm.TIS.71 | KG. | 0.15 | 0
| 1010110200 | BOLT,MACHINE M.16x130 mm. | SET | 1 | 0
| 1010110203 | BOLT,MACHINE M.16x250 mm. | SET | 1 | 0
| 1010110204 | BOLT,MACHINE M.16x300 mm. | SET | 1 | 0
| 1010110205 | BOLT,MACHINE M.16x350 mm. | SET | 2 | 0
| 1010180100 | WASHER,PLAIN,SQUARE,LARGE 52x52x4.5 mm.HOLE DIA. 18 MM. TIS.258 | PCS. | 6 | 0
| 1010180201 | WASHER,SQUARE,CURVED 60x60x5 mm.HOLE DIA. 22 mm. | PCS. | 1 | 0
| 1010180301 | WASHER,LOCK,SPRING,SIZE 16 mm.,GENERAL PURPOSE,TIS.259 | PCS. | 1 | 0
| 1010200004 | BRACE,ALLEY ARM 40x40x5 mm. 2,120 mm.LONG | PCS. | 1 | 1
| 1010230000 | CLAMP,SINGLE U-BOLT,M.8 (WIRE ROPE CLIP) | SET | 2 | 0
| 1010230205 | GROUND WIRE CLAMP,J.1152 | SET | 1 | 0
| 1030000002 | INSULATOR,PIN TYPE,TYPE C (CLASS 56-3)TIS.279 | EACH | 1 | 1
| 1030100001 | PIN,INSULATOR,33 KV.SHANK 165 MM.LEAD HEAD 35 MM.(1 3/8") | EACH | 1 | 1
set30665 | SAC ON STEEL BRACKET CORNER WITH STEEL BAYONET, 33 KV., 0-5 DEGREE, 1 CIRCUIT, ON 12.20 M. AND 14 M. POLE (ASSEMBLY NO.3901A)
| 1010010003 | STEEL ANGLE,OVERHEAD GROUND WIRE BAYONET 65x65x6 MM. 2,250 MM. LONG | PCS. | 1 | 1
| 1010100002 | WIRE,STEEL STRANDED 25 sq.mm.TIS.404 | M. | 3 | 0
| 1010110203 | BOLT,MACHINE M.16x250 mm. | SET | 2 | 0
| 1010110205 | BOLT,MACHINE M.16x350 mm. | SET | 2 | 0
| 1010180100 | WASHER,PLAIN,SQUARE,LARGE 52x52x4.5 mm.HOLE DIA. 18 MM. TIS.258 | PCS. | 4 | 0
| 1010180201 | WASHER,SQUARE,CURVED 60x60x5 mm.HOLE DIA. 22 mm. | PCS. | 1 | 0
| 1010230000 | CLAMP,SINGLE U-BOLT,M.8 (WIRE ROPE CLIP) | SET | 3 | 0
| 1010230012 | CLAMP, DOUBLE BOLTS, ST. WIRE 25 SQ.MM. | SET | 2 | 0
| 1010230205 | GROUND WIRE CLAMP,J.1152 | SET | 1 | 0
| 1020440121 | BRACKET FOR SAC, CORNER SUPPORT, 33kV | PCS | 1 | 1
| 1030000002 | INSULATOR,PIN TYPE,TYPE C (CLASS 56-3)TIS.279 | EACH | 3 | 3
| 1030100001 | PIN,INSULATOR,33 KV.SHANK 165 MM.LEAD HEAD 35 MM.(1 3/8") | EACH | 3 | 3
set30666 | SAC ON STEEL BRACKET CORNER WITH STEEL BAYONET, 33 KV., 5-30 DEGREE, 1 CIRCUIT, ON 12.20 M. AND 14 M. POLE (ASSEMBLY NO.3901A)
| 1010000100 | STEEL CHANNEL, 100x50x5 mm. 2,250 MM.LONG | PCS | 1 | 1
| 1010100002 | WIRE,STEEL STRANDED 25 sq.mm.TIS.404 | M. | 3 | 0
| 1010110203 | BOLT,MACHINE M.16x250 mm. | SET | 2 | 0
| 1010110205 | BOLT,MACHINE M.16x350 mm. | SET | 2 | 0
| 1010180100 | WASHER,PLAIN,SQUARE,LARGE 52x52x4.5 mm.HOLE DIA. 18 MM. TIS.258 | PCS. | 4 | 0
| 1010180201 | WASHER,SQUARE,CURVED 60x60x5 mm.HOLE DIA. 22 mm. | PCS. | 1 | 0
| 1010230000 | CLAMP,SINGLE U-BOLT,M.8 (WIRE ROPE CLIP) | SET | 3 | 0
| 1010230012 | CLAMP, DOUBLE BOLTS, ST. WIRE 25 SQ.MM. | SET | 2 | 0
| 1010230205 | GROUND WIRE CLAMP,J.1152 | SET | 1 | 0
| 1020440121 | BRACKET FOR SAC, CORNER SUPPORT, 33kV | PCS | 1 | 1
| 1030000002 | INSULATOR,PIN TYPE,TYPE C (CLASS 56-3)TIS.279 | EACH | 3 | 3
| 1030100001 | PIN,INSULATOR,33 KV.SHANK 165 MM.LEAD HEAD 35 MM.(1 3/8") | EACH | 3 | 3
set30667 | X-ARM-C,3-P, 1 CIRCUIT, DDE FOR SAC (STL-BAYONET) (12.20 M.) (ON INSULATORS) (ASSEMBLY NO.3213)
| 1000110004 | CROSSARM,PRESTRESSED CONCRETE,SPUN(FOR DEAD-ENDING) 120X120X2,50 | PCS. | 2 | 2
| 1010000100 | STEEL CHANNEL, 100x50x5 mm. 2,250 MM.LONG | PCS | 1 | 1
| 1010100000 | WIRE,STEEL SOLID DIA. 4.0 mm.TIS.71 | KG. | 1.1 | 0
| 1010100002 | WIRE,STEEL STRANDED 25 sq.mm.TIS.404 | M. | 2.5 | 0
| 1010110201 | BOLT,MACHINE M.16x170 mm. | SET | 2 | 0
| 1010110203 | BOLT,MACHINE M.16x250 mm. | SET | 3 | 0
| 1010110208 | BOLT,MACHINE M.16x500 mm. | SET | 1 | 0
| 1010130002 | BOLT,DOUBLE ARMING,ROUND EYE M.16x500 mm. | SET | 3 | 0
| 1010140001 | BOLT, ROUNG EYE M 16X200 MM. | SET | 1 | 0
| 1010180001 | NUT,EYE M.16 DIN 582 | PCS | 3 | 0
| 1010180100 | WASHER,PLAIN,SQUARE,LARGE 52x52x4.5 mm.HOLE DIA. 18 MM. TIS.258 | PCS. | 20 | 0
| 1010180201 | WASHER,SQUARE,CURVED 60x60x5 mm.HOLE DIA. 22 mm. | PCS. | 6 | 0
| 1010180301 | WASHER,LOCK,SPRING,SIZE 16 mm.,GENERAL PURPOSE,TIS.259 | PCS. | 4 | 0
| 1010200001 | BRACE,FLAT,FOR CROSSARM 30x6x760 mm. | PCS. | 4 | 4
| 1010210304 | THIMBLE,GUY,FOR STEEL WIRE 50-95 sq.mm. | PCS. | 2 | 0
| 1010230000 | CLAMP,SINGLE U-BOLT,M.8 (WIRE ROPE CLIP) | SET | 4 | 0
| 1010230012 | CLAMP, DOUBLE BOLTS, ST. WIRE 25 SQ.MM. | SET | 2 | 0
| 1030000002 | INSULATOR,PIN TYPE,TYPE C (CLASS 56-3)TIS.279 | EACH | 6 | 6
| 1030020002 | INSULATOR,SUSPENSION TYPE D (CLASS 52-4)TIS.354 | PCS. | 18 | 18
| 1030100001 | PIN,INSULATOR,33 KV.SHANK 165 MM.LEAD HEAD 35 MM.(1 3/8") | EACH | 3 | 3
set30668 | X-ARM-C,3-P,DE FOR SAC (STL-BAYONET)
| 1000110004 | CROSSARM,PRESTRESSED CONCRETE,SPUN(FOR DEAD-ENDING) 120X120X2,50 | PCS. | 2 | 2
| 1010000100 | STEEL CHANNEL, 100x50x5 mm. 2,250 MM.LONG | PCS | 1 | 1
| 1010100002 | WIRE,STEEL STRANDED 25 sq.mm.TIS.404 | M. | 2.5 | 0
| 1010110201 | BOLT,MACHINE M.16x170 mm. | SET | 4 | 0
| 1010110203 | BOLT,MACHINE M.16x250 mm. | SET | 3 | 0
| 1010130002 | BOLT,DOUBLE ARMING,ROUND EYE M.16x500 mm. | SET | 3 | 0
| 1010140001 | BOLT, ROUNG EYE M 16X200 MM. | SET | 1 | 0
| 1010180100 | WASHER,PLAIN,SQUARE,LARGE 52x52x4.5 mm.HOLE DIA. 18 MM. TIS.258 | PCS. | 17 | 0
| 1010200001 | BRACE,FLAT,FOR CROSSARM 30x6x760 mm. | PCS. | 4 | 4
| 1010210304 | THIMBLE,GUY,FOR STEEL WIRE 50-95 sq.mm. | PCS. | 1 | 0
| 1010230000 | CLAMP,SINGLE U-BOLT,M.8 (WIRE ROPE CLIP) | SET | 7 | 0
| 1030020002 | INSULATOR,SUSPENSION TYPE D (CLASS 52-4)TIS.354 | PCS. | 9 | 9
set30669 | X-ARM-C,3-P,BL FOR SAC (STL-BAYONET)
| 1000110004 | CROSSARM,PRESTRESSED CONCRETE,SPUN(FOR DEAD-ENDING) 120X120X2,50 | PCS. | 2 | 2
| 1010000100 | STEEL CHANNEL, 100x50x5 mm. 2,250 MM.LONG | PCS | 1 | 1
| 1010100002 | WIRE,STEEL STRANDED 25 sq.mm.TIS.404 | M. | 2.5 | 0
| 1010110201 | BOLT,MACHINE M.16x170 mm. | SET | 2 | 0
| 1010110203 | BOLT,MACHINE M.16x250 mm. | SET | 3 | 0
| 1010130002 | BOLT,DOUBLE ARMING,ROUND EYE M.16x500 mm. | SET | 3 | 0
| 1010140001 | BOLT, ROUNG EYE M 16X200 MM. | SET | 1 | 0
| 1010180001 | NUT,EYE M.16 DIN 582 | PCS | 4 | 0
| 1010180100 | WASHER,PLAIN,SQUARE,LARGE 52x52x4.5 mm.HOLE DIA. 18 MM. TIS.258 | PCS. | 17 | 0
| 1010200001 | BRACE,FLAT,FOR CROSSARM 30x6x760 mm. | PCS. | 2 | 2
| 1010210304 | THIMBLE,GUY,FOR STEEL WIRE 50-95 sq.mm. | PCS. | 2 | 0
| 1010230000 | CLAMP,SINGLE U-BOLT,M.8 (WIRE ROPE CLIP) | SET | 11 | 0
| 1030020002 | INSULATOR,SUSPENSION TYPE D (CLASS 52-4)TIS.354 | PCS. | 18 | 18
set30670 | X-ARM-C,3-P,BA FOR STEEL BRACKET
| 1000110004 | CROSSARM,PRESTRESSED CONCRETE,SPUN(FOR DEAD-ENDING) 120X120X2,50 | PCS. | 2 | 2
| 1010100000 | WIRE,STEEL SOLID DIA. 4.0 mm.TIS.71 | KG. | 0.5 | 0
| 1010110201 | BOLT,MACHINE M.16x170 mm. | SET | 4 | 0
| 1010110204 | BOLT,MACHINE M.16x300 mm. | SET | 1 | 0
| 1010130002 | BOLT,DOUBLE ARMING,ROUND EYE M.16x500 mm. | SET | 3 | 0
| 1010140001 | BOLT, ROUNG EYE M 16X200 MM. | SET | 1 | 0
| 1010180100 | WASHER,PLAIN,SQUARE,LARGE 52x52x4.5 mm.HOLE DIA. 18 MM. TIS.258 | PCS. | 17 | 0
| 1010180201 | WASHER,SQUARE,CURVED 60x60x5 mm.HOLE DIA. 22 mm. | PCS. | 3 | 0
| 1010200001 | BRACE,FLAT,FOR CROSSARM 30x6x760 mm. | PCS. | 4 | 4
| 1010210304 | THIMBLE,GUY,FOR STEEL WIRE 50-95 sq.mm. | PCS. | 1 | 0
| 1010230000 | CLAMP,SINGLE U-BOLT,M.8 (WIRE ROPE CLIP) | SET | 6 | 0
| 1030000002 | INSULATOR,PIN TYPE,TYPE C (CLASS 56-3)TIS.279 | EACH | 3 | 3
| 1030020002 | INSULATOR,SUSPENSION TYPE D (CLASS 52-4)TIS.354 | PCS. | 9 | 9
| 1030100001 | PIN,INSULATOR,33 KV.SHANK 165 MM.LEAD HEAD 35 MM.(1 3/8") | EACH | 3 | 3
set30671 | X-ARM-C,3-P,BA OVER STREET FOR STEEL BRACKET
| 1000110004 | CROSSARM,PRESTRESSED CONCRETE,SPUN(FOR DEAD-ENDING) 120X120X2,50 | PCS. | 2 | 2
| 1010110201 | BOLT,MACHINE M.16x170 mm. | SET | 4 | 0
| 1010110204 | BOLT,MACHINE M.16x300 mm. | SET | 1 | 0
| 1010130002 | BOLT,DOUBLE ARMING,ROUND EYE M.16x500 mm. | SET | 3 | 0
| 1010140001 | BOLT, ROUNG EYE M 16X200 MM. | SET | 1 | 0
| 1010180100 | WASHER,PLAIN,SQUARE,LARGE 52x52x4.5 mm.HOLE DIA. 18 MM. TIS.258 | PCS. | 17 | 0
| 1010200001 | BRACE,FLAT,FOR CROSSARM 30x6x760 mm. | PCS. | 4 | 4
| 1010210304 | THIMBLE,GUY,FOR STEEL WIRE 50-95 sq.mm. | PCS. | 1 | 0
| 1010230000 | CLAMP,SINGLE U-BOLT,M.8 (WIRE ROPE CLIP) | SET | 6 | 0
| 1030020002 | INSULATOR,SUSPENSION TYPE D (CLASS 52-4)TIS.354 | PCS. | 9 | 9
set30672 | X-ARM-C,3-P,SP 0-2 FOR SAC (STL-BAYONET)
| 1000110001 | CROSSARM,PRESTRESSED CONCRETE,SPUN,H.T. 100X100X2,500 MM. | PCS. | 1 | 1
| 1010010003 | STEEL ANGLE,OVERHEAD GROUND WIRE BAYONET 65x65x6 MM. 2,250 MM. LONG | PCS. | 1 | 1
| 1010100000 | WIRE,STEEL SOLID DIA. 4.0 mm.TIS.71 | KG. | 0.4 | 0
| 1010100002 | WIRE,STEEL STRANDED 25 sq.mm.TIS.404 | M. | 2.5 | 0
| 1010110200 | BOLT,MACHINE M.16x130 mm. | SET | 2 | 0
| 1010110203 | BOLT,MACHINE M.16x250 mm. | SET | 3 | 0
| 1010110204 | BOLT,MACHINE M.16x300 mm. | SET | 1 | 0
| 1010180100 | WASHER,PLAIN,SQUARE,LARGE 52x52x4.5 mm.HOLE DIA. 18 MM. TIS.258 | PCS. | 7 | 0
| 1010180201 | WASHER,SQUARE,CURVED 60x60x5 mm.HOLE DIA. 22 mm. | PCS. | 3 | 0
| 1010180301 | WASHER,LOCK,SPRING,SIZE 16 mm.,GENERAL PURPOSE,TIS.259 | PCS. | 1 | 0
| 1010200001 | BRACE,FLAT,FOR CROSSARM 30x6x760 mm. | PCS. | 2 | 2
| 1010230000 | CLAMP,SINGLE U-BOLT,M.8 (WIRE ROPE CLIP) | SET | 7 | 0
| 1010230205 | GROUND WIRE CLAMP,J.1152 | SET | 1 | 0
| 1030000002 | INSULATOR,PIN TYPE,TYPE C (CLASS 56-3)TIS.279 | EACH | 3 | 3
| 1030100001 | PIN,INSULATOR,33 KV.SHANK 165 MM.LEAD HEAD 35 MM.(1 3/8") | EACH | 3 | 3
set30673 | X-ARM-C,3-P,SP 2-60 FOR SAC (STL-BAYONET)
| 1000110001 | CROSSARM,PRESTRESSED CONCRETE,SPUN,H.T. 100X100X2,500 MM. | PCS. | 1 | 1
| 1010000100 | STEEL CHANNEL, 100x50x5 mm. 2,250 MM.LONG | PCS | 1 | 1
| 1010100000 | WIRE,STEEL SOLID DIA. 4.0 mm.TIS.71 | KG. | 0.4 | 0
| 1010100002 | WIRE,STEEL STRANDED 25 sq.mm.TIS.404 | M. | 2.5 | 0
| 1010110200 | BOLT,MACHINE M.16x130 mm. | SET | 2 | 0
| 1010110202 | BOLT,MACHINE M.16x200 mm. | SET | 1 | 0
| 1010110204 | BOLT,MACHINE M.16x300 mm. | SET | 1 | 0
| 1010110205 | BOLT,MACHINE M.16x350 mm. | SET | 2 | 0
| 1010180100 | WASHER,PLAIN,SQUARE,LARGE 52x52x4.5 mm.HOLE DIA. 18 MM. TIS.258 | PCS. | 7 | 0
| 1010180201 | WASHER,SQUARE,CURVED 60x60x5 mm.HOLE DIA. 22 mm. | PCS. | 3 | 0
| 1010180301 | WASHER,LOCK,SPRING,SIZE 16 mm.,GENERAL PURPOSE,TIS.259 | PCS. | 1 | 0
| 1010200001 | BRACE,FLAT,FOR CROSSARM 30x6x760 mm. | PCS. | 2 | 2
| 1010230205 | GROUND WIRE CLAMP,J.1152 | SET | 1 | 0
| 1030000002 | INSULATOR,PIN TYPE,TYPE C (CLASS 56-3)TIS.279 | EACH | 3 | 3
| 1030100001 | PIN,INSULATOR,33 KV.SHANK 165 MM.LEAD HEAD 35 MM.(1 3/8") | EACH | 3 | 3
set30674 | A-ARM-C,3-P,DE FOR SAC (STL-BAYONET)
| 1000110004 | CROSSARM,PRESTRESSED CONCRETE,SPUN(FOR DEAD-ENDING) 120X120X2,50 | PCS. | 2 | 2
| 1010000100 | STEEL CHANNEL, 100x50x5 mm. 2,250 MM.LONG | PCS | 1 | 1
| 1010100002 | WIRE,STEEL STRANDED 25 sq.mm.TIS.404 | M. | 2.5 | 0
| 1010110201 | BOLT,MACHINE M.16x170 mm. | SET | 1 | 0
| 1010110203 | BOLT,MACHINE M.16x250 mm. | SET | 3 | 0
| 1010130002 | BOLT,DOUBLE ARMING,ROUND EYE M.16x500 mm. | SET | 3 | 0
| 1010140001 | BOLT, ROUNG EYE M 16X200 MM. | SET | 1 | 0
| 1010180100 | WASHER,PLAIN,SQUARE,LARGE 52x52x4.5 mm.HOLE DIA. 18 MM. TIS.258 | PCS. | 18 | 0
| 1010200005 | BRACE,ALLEY ARM 50x50x6 mm. 2,350 mm.LONG | PCS. | 1 | 1
| 1010210304 | THIMBLE,GUY,FOR STEEL WIRE 50-95 sq.mm. | PCS. | 1 | 0
| 1010230000 | CLAMP,SINGLE U-BOLT,M.8 (WIRE ROPE CLIP) | SET | 7 | 0
| 1030020002 | INSULATOR,SUSPENSION TYPE D (CLASS 52-4)TIS.354 | PCS. | 9 | 9
set30675 | A-ARM-C,3P,BA FOR STEEL BRACKET
| 1000110004 | CROSSARM,PRESTRESSED CONCRETE,SPUN(FOR DEAD-ENDING) 120X120X2,50 | PCS. | 2 | 2
| 1010100000 | WIRE,STEEL SOLID DIA. 4.0 mm.TIS.71 | KG. | 0.2 | 0
| 1010110203 | BOLT,MACHINE M.16x250 mm. | SET | 1 | 0
| 1010110208 | BOLT,MACHINE M.16x500 mm. | SET | 1 | 0
| 1010130002 | BOLT,DOUBLE ARMING,ROUND EYE M.16x500 mm. | SET | 3 | 0
| 1010140001 | BOLT, ROUNG EYE M 16X200 MM. | SET | 1 | 0
| 1010180100 | WASHER,PLAIN,SQUARE,LARGE 52x52x4.5 mm.HOLE DIA. 18 MM. TIS.258 | PCS. | 16 | 0
| 1010180201 | WASHER,SQUARE,CURVED 60x60x5 mm.HOLE DIA. 22 mm. | PCS. | 3 | 0
| 1010200005 | BRACE,ALLEY ARM 50x50x6 mm. 2,350 mm.LONG | PCS. | 1 | 1
| 1010210304 | THIMBLE,GUY,FOR STEEL WIRE 50-95 sq.mm. | PCS. | 1 | 0
| 1010230000 | CLAMP,SINGLE U-BOLT,M.8 (WIRE ROPE CLIP) | SET | 6 | 0
| 1030000002 | INSULATOR,PIN TYPE,TYPE C (CLASS 56-3)TIS.279 | EACH | 3 | 3
| 1030020002 | INSULATOR,SUSPENSION TYPE D (CLASS 52-4)TIS.354 | PCS. | 9 | 9
| 1030100001 | PIN,INSULATOR,33 KV.SHANK 165 MM.LEAD HEAD 35 MM.(1 3/8") | EACH | 3 | 3
set30676 | A-ARM-C,3-P,BA OVER STREET FOR STEEL BRACKET
| 1000110004 | CROSSARM,PRESTRESSED CONCRETE,SPUN(FOR DEAD-ENDING) 120X120X2,50 | PCS. | 2 | 2
| 1010110203 | BOLT,MACHINE M.16x250 mm. | SET | 1 | 0
| 1010110208 | BOLT,MACHINE M.16x500 mm. | SET | 1 | 0
| 1010130002 | BOLT,DOUBLE ARMING,ROUND EYE M.16x500 mm. | SET | 3 | 0
| 1010140001 | BOLT, ROUNG EYE M 16X200 MM. | SET | 1 | 0
| 1010180100 | WASHER,PLAIN,SQUARE,LARGE 52x52x4.5 mm.HOLE DIA. 18 MM. TIS.258 | PCS. | 16 | 0
| 1010200005 | BRACE,ALLEY ARM 50x50x6 mm. 2,350 mm.LONG | PCS. | 1 | 1
| 1010210304 | THIMBLE,GUY,FOR STEEL WIRE 50-95 sq.mm. | PCS. | 1 | 0
| 1010230000 | CLAMP,SINGLE U-BOLT,M.8 (WIRE ROPE CLIP) | SET | 6 | 0
| 1030020002 | INSULATOR,SUSPENSION TYPE D (CLASS 52-4)TIS.354 | PCS. | 9 | 9
set30677 | A-ARM-C,3-P,SP 0-2 FOR SAC (STL-BAYONET)
| 1000110001 | CROSSARM,PRESTRESSED CONCRETE,SPUN,H.T. 100X100X2,500 MM. | PCS. | 1 | 1
| 1010010003 | STEEL ANGLE,OVERHEAD GROUND WIRE BAYONET 65x65x6 MM. 2,250 MM. LONG | PCS. | 1 | 1
| 1010100000 | WIRE,STEEL SOLID DIA. 4.0 mm.TIS.71 | KG. | 0.35 | 0
| 1010110200 | BOLT,MACHINE M.16x130 mm. | SET | 1 | 0
| 1010110203 | BOLT,MACHINE M.16x250 mm. | SET | 3 | 0
| 1010110204 | BOLT,MACHINE M.16x300 mm. | SET | 1 | 0
| 1010180100 | WASHER,PLAIN,SQUARE,LARGE 52x52x4.5 mm.HOLE DIA. 18 MM. TIS.258 | PCS. | 6 | 0
| 1010180201 | WASHER,SQUARE,CURVED 60x60x5 mm.HOLE DIA. 22 mm. | PCS. | 3 | 0
| 1010180301 | WASHER,LOCK,SPRING,SIZE 16 mm.,GENERAL PURPOSE,TIS.259 | PCS. | 1 | 0
| 1010200004 | BRACE,ALLEY ARM 40x40x5 mm. 2,120 mm.LONG | PCS. | 1 | 1
| 1010230000 | CLAMP,SINGLE U-BOLT,M.8 (WIRE ROPE CLIP) | SET | 2 | 0
| 1010230205 | GROUND WIRE CLAMP,J.1152 | SET | 1 | 0
| 1030000002 | INSULATOR,PIN TYPE,TYPE C (CLASS 56-3)TIS.279 | EACH | 3 | 3
| 1030100001 | PIN,INSULATOR,33 KV.SHANK 165 MM.LEAD HEAD 35 MM.(1 3/8") | EACH | 3 | 3
set30678 | A-ARM-C,3-P,SP 2-30 FOR SAC (STL-BAYONET)
| 1000110001 | CROSSARM,PRESTRESSED CONCRETE,SPUN,H.T. 100X100X2,500 MM. | PCS. | 1 | 1
| 1010000100 | STEEL CHANNEL, 100x50x5 mm. 2,250 MM.LONG | PCS | 1 | 1
| 1010100000 | WIRE,STEEL SOLID DIA. 4.0 mm.TIS.71 | KG. | 0.35 | 0
| 1010110200 | BOLT,MACHINE M.16x130 mm. | SET | 1 | 0
| 1010110203 | BOLT,MACHINE M.16x250 mm. | SET | 1 | 0
| 1010110204 | BOLT,MACHINE M.16x300 mm. | SET | 1 | 0
| 1010110205 | BOLT,MACHINE M.16x350 mm. | SET | 2 | 0
| 1010180100 | WASHER,PLAIN,SQUARE,LARGE 52x52x4.5 mm.HOLE DIA. 18 MM. TIS.258 | PCS. | 6 | 0
| 1010180201 | WASHER,SQUARE,CURVED 60x60x5 mm.HOLE DIA. 22 mm. | PCS. | 3 | 0
| 1010180301 | WASHER,LOCK,SPRING,SIZE 16 mm.,GENERAL PURPOSE,TIS.259 | PCS. | 1 | 0
| 1010200004 | BRACE,ALLEY ARM 40x40x5 mm. 2,120 mm.LONG | PCS. | 1 | 1
| 1010230000 | CLAMP,SINGLE U-BOLT,M.8 (WIRE ROPE CLIP) | SET | 2 | 0
| 1010230205 | GROUND WIRE CLAMP,J.1152 | SET | 1 | 0
| 1030000002 | INSULATOR,PIN TYPE,TYPE C (CLASS 56-3)TIS.279 | EACH | 3 | 3
| 1030100001 | PIN,INSULATOR,33 KV.SHANK 165 MM.LEAD HEAD 35 MM.(1 3/8") | EACH | 3 | 3
set30679 | SAC ON STEEL BRACKET CORNER WITH STEEL BAYONET, 33 KV., 0-5 DEGREE, 1 CIRCUIT, ON 12 M. POLE (ASSEMBLY NO.3901A)
| 1010010003 | STEEL ANGLE,OVERHEAD GROUND WIRE BAYONET 65x65x6 MM. 2,250 MM. LONG | PCS. | 1 | 1
| 1010100002 | WIRE,STEEL STRANDED 25 sq.mm.TIS.404 | M. | 3 | 0
| 1010110202 | BOLT,MACHINE M.16x200 mm. | SET | 2 | 0
| 1010110205 | BOLT,MACHINE M.16x350 mm. | SET | 2 | 0
| 1010180100 | WASHER,PLAIN,SQUARE,LARGE 52x52x4.5 mm.HOLE DIA. 18 MM. TIS.258 | PCS. | 4 | 0
| 1010230000 | CLAMP,SINGLE U-BOLT,M.8 (WIRE ROPE CLIP) | SET | 3 | 0
| 1010230012 | CLAMP, DOUBLE BOLTS, ST. WIRE 25 SQ.MM. | SET | 2 | 0
| 1010230205 | GROUND WIRE CLAMP,J.1152 | SET | 1 | 0
| 1020440121 | BRACKET FOR SAC, CORNER SUPPORT, 33kV | PCS | 1 | 1
| 1030000002 | INSULATOR,PIN TYPE,TYPE C (CLASS 56-3)TIS.279 | EACH | 3 | 3
set30680 | SAC ON STEEL BRACKET CORNER WITH STEEL BAYONET, 33 KV., 0-5 DEGREE, 1 CIRCUIT, ON 14.3 M. POLE (ASSEMBLY NO.3901A)
| 1010010003 | STEEL ANGLE,OVERHEAD GROUND WIRE BAYONET 65x65x6 MM. 2,250 MM. LONG | PCS. | 1 | 1
| 1010100002 | WIRE,STEEL STRANDED 25 sq.mm.TIS.404 | M. | 3 | 0
| 1010110204 | BOLT,MACHINE M.16x300 mm. | SET | 2 | 0
| 1010110206 | BOLT,MACHINE M.16x400 mm. | SET | 2 | 0
| 1010180100 | WASHER,PLAIN,SQUARE,LARGE 52x52x4.5 mm.HOLE DIA. 18 MM. TIS.258 | PCS. | 4 | 0
| 1010230000 | CLAMP,SINGLE U-BOLT,M.8 (WIRE ROPE CLIP) | SET | 3 | 0
| 1010230012 | CLAMP, DOUBLE BOLTS, ST. WIRE 25 SQ.MM. | SET | 2 | 0
| 1010230205 | GROUND WIRE CLAMP,J.1152 | SET | 1 | 0
| 1020440121 | BRACKET FOR SAC, CORNER SUPPORT, 33kV | PCS | 1 | 1
| 1030000002 | INSULATOR,PIN TYPE,TYPE C (CLASS 56-3)TIS.279 | EACH | 3 | 3
set30681 | SAC ON STEEL BRACKET CORNER WITH STEEL BAYONET, 33 KV., 0-5 DEGREE, 2 CIRCUIT, ON 12.20 M. POLE (ASSEMBLY NO.3901A)
| 1010010003 | STEEL ANGLE,OVERHEAD GROUND WIRE BAYONET 65x65x6 MM. 2,250 MM. LONG | PCS. | 1 | 1
| 1010100002 | WIRE,STEEL STRANDED 25 sq.mm.TIS.404 | M. | 3.6 | 0
| 1010110203 | BOLT,MACHINE M.16x250 mm. | SET | 2 | 0
| 1010110207 | BOLT,MACHINE M.16x450 mm. | SET | 2 | 0
| 1010180100 | WASHER,PLAIN,SQUARE,LARGE 52x52x4.5 mm.HOLE DIA. 18 MM. TIS.258 | PCS. | 4 | 0
| 1010230000 | CLAMP,SINGLE U-BOLT,M.8 (WIRE ROPE CLIP) | SET | 5 | 0
| 1010230012 | CLAMP, DOUBLE BOLTS, ST. WIRE 25 SQ.MM. | SET | 2 | 0
| 1010230205 | GROUND WIRE CLAMP,J.1152 | SET | 1 | 0
| 1020440121 | BRACKET FOR SAC, CORNER SUPPORT, 33kV | PCS | 2 | 2
| 1030000002 | INSULATOR,PIN TYPE,TYPE C (CLASS 56-3)TIS.279 | EACH | 6 | 6
set30682 | SAC ON STEEL BRACKET CORNER WITH STEEL BAYONET, 33 KV., 0-5 DEGREE, 2 CIRCUIT, ON 14.3 M. POLE (ASSEMBLY NO.3901A)
| 1010010003 | STEEL ANGLE,OVERHEAD GROUND WIRE BAYONET 65x65x6 MM. 2,250 MM. LONG | PCS. | 1 | 1
| 1010100002 | WIRE,STEEL STRANDED 25 sq.mm.TIS.404 | M. | 3.6 | 0
| 1010110204 | BOLT,MACHINE M.16x300 mm. | SET | 2 | 0
| 1010110208 | BOLT,MACHINE M.16x500 mm. | SET | 2 | 0
| 1010180100 | WASHER,PLAIN,SQUARE,LARGE 52x52x4.5 mm.HOLE DIA. 18 MM. TIS.258 | PCS. | 4 | 0
| 1010230000 | CLAMP,SINGLE U-BOLT,M.8 (WIRE ROPE CLIP) | SET | 5 | 0
| 1010230012 | CLAMP, DOUBLE BOLTS, ST. WIRE 25 SQ.MM. | SET | 2 | 0
| 1010230205 | GROUND WIRE CLAMP,J.1152 | SET | 1 | 0
| 1020440121 | BRACKET FOR SAC, CORNER SUPPORT, 33kV | PCS | 2 | 2
| 1030000002 | INSULATOR,PIN TYPE,TYPE C (CLASS 56-3)TIS.279 | EACH | 6 | 6
set30683 | SAC ON STEEL BRACKET CORNER WITH STEEL BAYONET, 33 KV., 5-30 DEGREE, 1 CIRCUIT, ON 12 M. POLE (ASSEMBLY NO.3901A)
| 1010000100 | STEEL CHANNEL, 100x50x5 mm. 2,250 MM.LONG | PCS | 1 | 1
| 1010100002 | WIRE,STEEL STRANDED 25 sq.mm.TIS.404 | M. | 3 | 0
| 1010110202 | BOLT,MACHINE M.16x200 mm. | SET | 2 | 0
| 1010110205 | BOLT,MACHINE M.16x350 mm. | SET | 2 | 0
| 1010180100 | WASHER,PLAIN,SQUARE,LARGE 52x52x4.5 mm.HOLE DIA. 18 MM. TIS.258 | PCS. | 4 | 0
| 1010230000 | CLAMP,SINGLE U-BOLT,M.8 (WIRE ROPE CLIP) | SET | 3 | 0
| 1010230012 | CLAMP, DOUBLE BOLTS, ST. WIRE 25 SQ.MM. | SET | 2 | 0
| 1010230205 | GROUND WIRE CLAMP,J.1152 | SET | 1 | 0
| 1020440121 | BRACKET FOR SAC, CORNER SUPPORT, 33kV | PCS | 1 | 1
| 1030000002 | INSULATOR,PIN TYPE,TYPE C (CLASS 56-3)TIS.279 | EACH | 3 | 3
set30684 | SAC ON STEEL BRACKET CORNER WITH STEEL BAYONET, 33 KV., 5-30 DEGREE, 1 CIRCUIT, ON 14.3 M. POLE (ASSEMBLY NO.3901A)
| 1010000100 | STEEL CHANNEL, 100x50x5 mm. 2,250 MM.LONG | PCS | 1 | 1
| 1010100002 | WIRE,STEEL STRANDED 25 sq.mm.TIS.404 | M. | 3 | 0
| 1010110204 | BOLT,MACHINE M.16x300 mm. | SET | 2 | 0
| 1010110206 | BOLT,MACHINE M.16x400 mm. | SET | 2 | 0
| 1010180100 | WASHER,PLAIN,SQUARE,LARGE 52x52x4.5 mm.HOLE DIA. 18 MM. TIS.258 | PCS. | 4 | 0
| 1010230000 | CLAMP,SINGLE U-BOLT,M.8 (WIRE ROPE CLIP) | SET | 3 | 0
| 1010230012 | CLAMP, DOUBLE BOLTS, ST. WIRE 25 SQ.MM. | SET | 2 | 0
| 1010230205 | GROUND WIRE CLAMP,J.1152 | SET | 1 | 0
| 1020440121 | BRACKET FOR SAC, CORNER SUPPORT, 33kV | PCS | 1 | 1
| 1030000002 | INSULATOR,PIN TYPE,TYPE C (CLASS 56-3)TIS.279 | EACH | 3 | 3
set30685 | SAC ON STEEL BRACKET CORNER WITH STEEL BAYONET, 33 KV., 5-30 DEGREE, 2 CIRCUIT, ON 12.20 M. POLE (ASSEMBLY NO.3901A)
| 1010000100 | STEEL CHANNEL, 100x50x5 mm. 2,250 MM.LONG | PCS | 1 | 1
| 1010100002 | WIRE,STEEL STRANDED 25 sq.mm.TIS.404 | M. | 3.6 | 0
| 1010110203 | BOLT,MACHINE M.16x250 mm. | SET | 2 | 0
| 1010110207 | BOLT,MACHINE M.16x450 mm. | SET | 2 | 0
| 1010180100 | WASHER,PLAIN,SQUARE,LARGE 52x52x4.5 mm.HOLE DIA. 18 MM. TIS.258 | PCS. | 4 | 0
| 1010230000 | CLAMP,SINGLE U-BOLT,M.8 (WIRE ROPE CLIP) | SET | 5 | 0
| 1010230012 | CLAMP, DOUBLE BOLTS, ST. WIRE 25 SQ.MM. | SET | 2 | 0
| 1010230205 | GROUND WIRE CLAMP,J.1152 | SET | 1 | 0
| 1020440121 | BRACKET FOR SAC, CORNER SUPPORT, 33kV | PCS | 2 | 2
| 1030000002 | INSULATOR,PIN TYPE,TYPE C (CLASS 56-3)TIS.279 | EACH | 6 | 6
set30686 | SAC ON STEEL BRACKET CORNER WITH STEEL BAYONET, 33 KV., 5-30 DEGREE, 2 CIRCUIT, ON 14.3 M. POLE (ASSEMBLY NO.3901A)
| 1010000100 | STEEL CHANNEL, 100x50x5 mm. 2,250 MM.LONG | PCS | 1 | 1
| 1010100002 | WIRE,STEEL STRANDED 25 sq.mm.TIS.404 | M. | 3.6 | 0
| 1010110204 | BOLT,MACHINE M.16x300 mm. | SET | 2 | 0
| 1010110208 | BOLT,MACHINE M.16x500 mm. | SET | 2 | 0
| 1010180100 | WASHER,PLAIN,SQUARE,LARGE 52x52x4.5 mm.HOLE DIA. 18 MM. TIS.258 | PCS. | 4 | 0
| 1010230000 | CLAMP,SINGLE U-BOLT,M.8 (WIRE ROPE CLIP) | SET | 5 | 0
| 1010230012 | CLAMP, DOUBLE BOLTS, ST. WIRE 25 SQ.MM. | SET | 2 | 0
| 1010230205 | GROUND WIRE CLAMP,J.1152 | SET | 1 | 0
| 1020440121 | BRACKET FOR SAC, CORNER SUPPORT, 33kV | PCS | 2 | 2
| 1030000002 | INSULATOR,PIN TYPE,TYPE C (CLASS 56-3)TIS.279 | EACH | 6 | 6
set30701 | H-FRAME 33 KV. 1 CCT, SPAN 120-200 M. (12, 14 M.)
| 1010000100 | STEEL CHANNEL, 100x50x5 mm. 2,250 MM.LONG | PCS | 4 | 4
| 1010000302 | STEEL CHANNEL, 150x75x6.5 MM. 4,500 MM.LONG | PCS | 2 | 2
| 1010010100 | STEEL ANGLE 75x75x6 MM. 3,500 MM.LONG | PCS. | 4 | 4
| 1010050005 | PIPE,STEEL,SIZE 20, 230 MM.LONG TIS.277 BUT WITHOUT THREADED END | EACH | 1 | 0
| 1010050006 | PIPE STEEL,SIZE 20 TYPE 2, 300 MM.LONG TIS.277 BUT WITHOUT THREADED END | EACH | 4 | 0
| 1010110200 | BOLT,MACHINE M.16x130 mm. | SET | 12 | 0
| 1010110203 | BOLT,MACHINE M.16x250 mm. | SET | 6 | 0
| 1010110204 | BOLT,MACHINE M.16x300 mm. | SET | 6 | 0
| 1010110205 | BOLT,MACHINE M.16x350 mm. | SET | 2 | 0
| 1010120000 | BOLT,DOUBLE ARMING,M.16x400 mm. | SET | 5 | 0
| 1010140001 | BOLT, ROUNG EYE M 16X200 MM. | SET | 2 | 0
| 1010180001 | NUT,EYE M.16 DIN 582 | PCS | 6 | 0
| 1010180100 | WASHER,PLAIN,SQUARE,LARGE 52x52x4.5 mm.HOLE DIA. 18 MM. TIS.258 | PCS. | 16 | 0
| 1010180301 | WASHER,LOCK,SPRING,SIZE 16 mm.,GENERAL PURPOSE,TIS.259 | PCS. | 2 | 0
| 1010200002 | BRACE,FLAT,FOR CROSSARM 40x6x1,000 mm. | PCS. | 4 | 0
| 1010210304 | THIMBLE,GUY,FOR STEEL WIRE 50-95 sq.mm. | PCS. | 4 | 0
| 1010230000 | CLAMP,SINGLE U-BOLT,M.8 (WIRE ROPE CLIP) | SET | 20 | 0
| 1030020002 | INSULATOR,SUSPENSION TYPE D (CLASS 52-4)TIS.354 | PCS. | 18 | 18
set30702 | H-FRAME 33 KV. 1 CCT, SPAN 200-300 M. (12, 14 M.)
| 1010000100 | STEEL CHANNEL, 100x50x5 mm. 2,250 MM.LONG | PCS | 4 | 4
| 1010000303 | STEEL CHANNEL,150X75X6.5 MM.6,000 MM.LONG | PCS. | 2 | 2
| 1010010101 | STEEL ANGLE 75X75X6 MM.4,100 MM.LONG | PCS. | 2 | 2
| 1010050005 | PIPE,STEEL,SIZE 20, 230 MM.LONG TIS.277 BUT WITHOUT THREADED END | EACH | 1 | 0
| 1010050006 | PIPE STEEL,SIZE 20 TYPE 2, 300 MM.LONG TIS.277 BUT WITHOUT THREADED END | EACH | 4 | 0
| 1010110200 | BOLT,MACHINE M.16x130 mm. | SET | 12 | 0
| 1010110203 | BOLT,MACHINE M.16x250 mm. | SET | 2 | 0
| 1010110204 | BOLT,MACHINE M.16x300 mm. | SET | 2 | 0
| 1010110205 | BOLT,MACHINE M.16x350 mm. | SET | 6 | 0
| 1010120000 | BOLT,DOUBLE ARMING,M.16x400 mm. | SET | 8 | 0
| 1010140001 | BOLT, ROUNG EYE M 16X200 MM. | SET | 2 | 0
| 1010180001 | NUT,EYE M.16 DIN 582 | PCS | 8 | 0
| 1010180100 | WASHER,PLAIN,SQUARE,LARGE 52x52x4.5 mm.HOLE DIA. 18 MM. TIS.258 | PCS. | 4 | 0
| 1010180301 | WASHER,LOCK,SPRING,SIZE 16 mm.,GENERAL PURPOSE,TIS.259 | PCS. | 2 | 0
| 1010200002 | BRACE,FLAT,FOR CROSSARM 40x6x1,000 mm. | PCS. | 4 | 0
| 1010210304 | THIMBLE,GUY,FOR STEEL WIRE 50-95 sq.mm. | PCS. | 4 | 0
| 1010230000 | CLAMP,SINGLE U-BOLT,M.8 (WIRE ROPE CLIP) | SET | 20 | 0
| 1030020002 | INSULATOR,SUSPENSION TYPE D (CLASS 52-4)TIS.354 | PCS. | 18 | 18
set30703 | H-FRAME 33 KV. 1 CCT, SPAN 200-350 M. (16 M.)
| 1010000100 | STEEL CHANNEL, 100x50x5 mm. 2,250 MM.LONG | PCS | 4 | 4
| 1010000303 | STEEL CHANNEL,150X75X6.5 MM.6,000 MM.LONG | PCS. | 2 | 2
| 1010010101 | STEEL ANGLE 75X75X6 MM.4,100 MM.LONG | PCS. | 4 | 4
| 1010050005 | PIPE,STEEL,SIZE 20, 230 MM.LONG TIS.277 BUT WITHOUT THREADED END | EACH | 1 | 0
| 1010050006 | PIPE STEEL,SIZE 20 TYPE 2, 300 MM.LONG TIS.277 BUT WITHOUT THREADED END | EACH | 4 | 0
| 1010110200 | BOLT,MACHINE M.16x130 mm. | SET | 12 | 12
| 1010110203 | BOLT,MACHINE M.16x250 mm. | SET | 6 | 0
| 1010110204 | BOLT,MACHINE M.16x300 mm. | SET | 6 | 0
| 1010110205 | BOLT,MACHINE M.16x350 mm. | SET | 2 | 0
| 1010120000 | BOLT,DOUBLE ARMING,M.16x400 mm. | SET | 9 | 0
| 1010140001 | BOLT, ROUNG EYE M 16X200 MM. | SET | 2 | 0
| 1010180001 | NUT,EYE M.16 DIN 582 | PCS | 6 | 0
| 1010180100 | WASHER,PLAIN,SQUARE,LARGE 52x52x4.5 mm.HOLE DIA. 18 MM. TIS.258 | PCS. | 22 | 0
| 1010180301 | WASHER,LOCK,SPRING,SIZE 16 mm.,GENERAL PURPOSE,TIS.259 | PCS. | 2 | 0
| 1010200002 | BRACE,FLAT,FOR CROSSARM 40x6x1,000 mm. | PCS. | 4 | 0
| 1010210304 | THIMBLE,GUY,FOR STEEL WIRE 50-95 sq.mm. | PCS. | 4 | 0
| 1010230000 | CLAMP,SINGLE U-BOLT,M.8 (WIRE ROPE CLIP) | SET | 20 | 0
| 1030020002 | INSULATOR,SUSPENSION TYPE D (CLASS 52-4)TIS.354 | PCS. | 18 | 18
set30750 | 33 KV RISER POLE(12,12.20M) ASS.7611
| 1000110002 | CROSSARM,PRESTRESSED CONCRETE,SPUN,H.T. 120X120X3,000 MM. | PCS. | 4 | 4
| 1000110004 | CROSSARM,PRESTRESSED CONCRETE,SPUN(FOR DEAD-ENDING) 120X120X2,50 | PCS. | 2 | 2
| 1010000100 | STEEL CHANNEL, 100x50x5 mm. 2,250 MM.LONG | PCS | 1 | 1
| 1010100004 | WIRE,STEEL STRANDED 50/7 sq.mm.TIS.404 | M. | 27 | 0
| 1010110201 | BOLT,MACHINE M.16x170 mm. | SET | 8 | 0
| 1010140001 | BOLT, ROUNG EYE M 16X200 MM. | SET | 1 | 0
| 1010180100 | WASHER,PLAIN,SQUARE,LARGE 52x52x4.5 mm.HOLE DIA. 18 MM. TIS.258 | PCS. | 37 | 0
| 1010200001 | BRACE,FLAT,FOR CROSSARM 30x6x760 mm. | PCS. | 4 | 4
| 1010200002 | BRACE,FLAT,FOR CROSSARM 40x6x1,000 mm. | PCS. | 4 | 4
| 1010210304 | THIMBLE,GUY,FOR STEEL WIRE 50-95 sq.mm. | PCS. | 1 | 1
| 1010220002 | ROD,GROUND,60x60x5 mm. 2 m.LONG | SET | 1 | 0
| 1010230000 | CLAMP,SINGLE U-BOLT,M.8 (WIRE ROPE CLIP) | SET | 12 | 0
| 1020050100 | CABLE,AERIAL,AL 33 kV. 1x50 sq.mm. | M. | 3 | 0
| 1020050104 | CABLE,AERIAL,AL 33 kV. 1x185 sq.mm. | M. | 15 | 0
| 1020180001 | TAPE,ELECTRICAL,PVC.PLASTIC,OUTDOOR TYPE,ROLL SIZE 0.18X19X10,000 MM. TIS.386 | ROLL | 3 | 0
| 1020180003 | ELECTRICAL SPLICING TAPE,FOR H.T.AERIAL CABLE,SIZE 3/4"X30' | ROLL | 1 | 0
| 1020300103 | CONNECTOR,PARALLEL GROOVE,TRIPLE BOLT,AL,AL-ALLOY AND ACSR 70-185 SQ.MM. | PCS. | 9 | 0
| 1020420106 | CABLE LUG,NEMA HOLE,COMPRESSION TYPE,AL 185 SQ.MM. | PCS. | 9 | 0
| 1030020002 | INSULATOR,SUSPENSION TYPE D (CLASS 52-4)TIS.354 | PCS. | 9 | 9
| 1040000101 | LIGHTNING ARRESTER,30 KV.10 KA. | SET | 3 | 3
| 1040050101 | SWITCH,CONNECTING,SINGLE POLE, 33 KV.600 A.40 KA.STATION CLASS | SET | 3 | 3
| 1080040001 | CONDUIT,PVC,RIGID,DIA. 20x2500 mm.TIS.216 | EACH | 1 | 0
| 1080050013 | CONDUIT,HDPE PN 6.3 SIZE 160 MM. TIS.982 | EACH | 4 | 0
| 9090010035 | คอมปาวด์ช่วยการสัมผัสทางไฟฟ้า | KG. | 0.4 | 0
| 9090010067 | MOUNTING ACCESSORIES FOR DISCONNECTING SWITCH | SET | 3 | 3
| 9090011007 | WELDING POWDER, ST. WIRE 50 SQ.MM. TO GD | EA | 1 | 0
set30751 | 33 KV RISER POLE(14,14.30 M) ASS.7611
| 1000110002 | CROSSARM,PRESTRESSED CONCRETE,SPUN,H.T. 120X120X3,000 MM. | PCS. | 5 | 5
| 1000110004 | CROSSARM,PRESTRESSED CONCRETE,SPUN(FOR DEAD-ENDING) 120X120X2,50 | PCS. | 2 | 2
| 1010100004 | WIRE,STEEL STRANDED 50/7 sq.mm.TIS.404 | M. | 30 | 0
| 1010110201 | BOLT,MACHINE M.16x170 mm. | SET | 13 | 0
| 1010140001 | BOLT, ROUNG EYE M 16X200 MM. | SET | 1 | 0
| 1010180100 | WASHER,PLAIN,SQUARE,LARGE 52x52x4.5 mm.HOLE DIA. 18 MM. TIS.258 | PCS. | 45 | 0
| 1010200001 | BRACE,FLAT,FOR CROSSARM 30x6x760 mm. | PCS. | 6 | 6
| 1010200002 | BRACE,FLAT,FOR CROSSARM 40x6x1,000 mm. | PCS. | 4 | 4
| 1010210304 | THIMBLE,GUY,FOR STEEL WIRE 50-95 sq.mm. | PCS. | 1 | 0
| 1010220002 | ROD,GROUND,60x60x5 mm. 2 m.LONG | SET | 1 | 0
| 1010230000 | CLAMP,SINGLE U-BOLT,M.8 (WIRE ROPE CLIP) | SET | 12 | 0
| 1020050100 | CABLE,AERIAL,AL 33 kV. 1x50 sq.mm. | M. | 3 | 0
| 1020050104 | CABLE,AERIAL,AL 33 kV. 1x185 sq.mm. | M. | 21 | 0
| 1020180001 | TAPE,ELECTRICAL,PVC.PLASTIC,OUTDOOR TYPE,ROLL SIZE 0.18X19X10,000 MM. TIS.386 | ROLL | 3 | 0
| 1020180003 | ELECTRICAL SPLICING TAPE,FOR H.T.AERIAL CABLE,SIZE 3/4"X30' | ROLL | 1 | 0
| 1020300103 | CONNECTOR,PARALLEL GROOVE,TRIPLE BOLT,AL,AL-ALLOY AND ACSR 70-185 SQ.MM. | PCS. | 9 | 0
| 1020420106 | CABLE LUG,NEMA HOLE,COMPRESSION TYPE,AL 185 SQ.MM. | PCS. | 9 | 0
| 1030000002 | INSULATOR,PIN TYPE,TYPE C (CLASS 56-3)TIS.279 | EACH | 3 | 3
| 1030020002 | INSULATOR,SUSPENSION TYPE D (CLASS 52-4)TIS.354 | PCS. | 9 | 9
| 1030100001 | PIN,INSULATOR,33 KV.SHANK 165 MM.LEAD HEAD 35 MM.(1 3/8") | EACH | 3 | 3
| 1040000101 | LIGHTNING ARRESTER,30 KV.10 KA. | SET | 3 | 3
| 1040050101 | SWITCH,CONNECTING,SINGLE POLE, 33 KV.600 A.40 KA.STATION CLASS | SET | 3 | 3
| 1080040001 | CONDUIT,PVC,RIGID,DIA. 20x2500 mm.TIS.216 | EACH | 1 | 0
| 1080050013 | CONDUIT,HDPE PN 6.3 SIZE 160 MM. TIS.982 | EACH | 4 | 0
| 9090010035 | คอมปาวด์ช่วยการสัมผัสทางไฟฟ้า | KG. | 0.4 | 0
| 9090010067 | MOUNTING ACCESSORIES FOR DISCONNECTING SWITCH | SET | 3 | 3
| 9090011007 | WELDING POWDER, ST. WIRE 50 SQ.MM. TO GD | EA | 1 | 0
set30752 | BOLT SET FOR 33 KV RISER POLE(12 M)
| 1010110203 | BOLT,MACHINE M.16x250 mm. | SET | 4 | 0
| 1010110204 | BOLT,MACHINE M.16x300 mm. | SET | 1 | 0
| 1010110205 | BOLT,MACHINE M.16x350 mm. | SET | 2 | 0
| 1010110207 | BOLT,MACHINE M.16x450 mm. | SET | 1 | 0
| 1010120002 | BOLT,DOUBLE ARMING,M.16x500 mm. | SET | 2 | 0
| 1010130001 | BOLT,DOUBLE ARMING,ROUND EYE M.16x450 mm. | SET | 3 | 0
set30753 | BOLT SET FOR 33 KV RISER POLE(12.20 M)
| 1010110204 | BOLT,MACHINE M.16x300 mm. | SET | 4 | 0
| 1010110205 | BOLT,MACHINE M.16x350 mm. | SET | 1 | 0
| 1010110206 | BOLT,MACHINE M.16x400 mm. | SET | 2 | 0
| 1010110208 | BOLT,MACHINE M.16x500 mm. | SET | 1 | 0
| 1010120002 | BOLT,DOUBLE ARMING,M.16x500 mm. | SET | 2 | 0
| 1010130002 | BOLT,DOUBLE ARMING,ROUND EYE M.16x500 mm. | SET | 3 | 0
set30754 | BOLT SET FOR 33 KV RISER POLE(14 M)
| 1010110203 | BOLT,MACHINE M.16x250 mm. | SET | 4 | 0
| 1010110204 | BOLT,MACHINE M.16x300 mm. | SET | 2 | 0
| 1010110205 | BOLT,MACHINE M.16x350 mm. | SET | 1 | 0
| 1010110206 | BOLT,MACHINE M.16x400 mm. | SET | 2 | 0
| 1010110208 | BOLT,MACHINE M.16x500 mm. | SET | 1 | 0
| 1010120002 | BOLT,DOUBLE ARMING,M.16x500 mm. | SET | 2 | 0
| 1010130002 | BOLT,DOUBLE ARMING,ROUND EYE M.16x500 mm. | SET | 3 | 0
set30755 | BOLT SET FOR 33 KV RISER POLE(14.30 M)
| 1010110204 | BOLT,MACHINE M.16x300 mm. | SET | 4 | 0
| 1010110205 | BOLT,MACHINE M.16x350 mm. | SET | 1 | 0
| 1010110206 | BOLT,MACHINE M.16x400 mm. | SET | 1 | 0
| 1010110207 | BOLT,MACHINE M.16x450 mm. | SET | 3 | 0
| 1010110209 | BOLT MACHINE M.16X600 MM. | SET | 1 | 0
| 1010120004 | BOLT,DOUBLE ARMING,M.16x600 mm. | SET | 2 | 0
| 1010130004 | BOLT,DOUBLE ARMING,ROUND EYE,M.16X550 MM. | SET | 3 | 0
set31101 | X-ARM-C, 2-CCT, 1ST-CCT, SP 0-5 (14 M.)
| 1000110002 | CROSSARM,PRESTRESSED CONCRETE,SPUN,H.T. 120X120X3,000 MM. | PCS. | 1 | 1
| 1010010003 | STEEL ANGLE,OVERHEAD GROUND WIRE BAYONET 65x65x6 MM. 2,250 MM. LONG | PCS. | 1 | 1
| 1010100000 | WIRE,STEEL SOLID DIA. 4.0 mm.TIS.71 | KG. | 0.4 | 0
| 1010110201 | BOLT,MACHINE M.16x170 mm. | SET | 2 | 0
| 1010110203 | BOLT,MACHINE M.16x250 mm. | SET | 3 | 0
| 1010110205 | BOLT,MACHINE M.16x350 mm. | SET | 1 | 0
| 1010180100 | WASHER,PLAIN,SQUARE,LARGE 52x52x4.5 mm.HOLE DIA. 18 MM. TIS.258 | PCS. | 7 | 0
| 1010180201 | WASHER,SQUARE,CURVED 60x60x5 mm.HOLE DIA. 22 mm. | PCS. | 3 | 0
| 1010180301 | WASHER,LOCK,SPRING,SIZE 16 mm.,GENERAL PURPOSE,TIS.259 | PCS. | 1 | 0
| 1010200002 | BRACE,FLAT,FOR CROSSARM 40x6x1,000 mm. | PCS. | 2 | 2
| 1010230000 | CLAMP,SINGLE U-BOLT,M.8 (WIRE ROPE CLIP) | SET | 2 | 0
| 1010230205 | GROUND WIRE CLAMP,J.1152 | SET | 1 | 0
| 1030000002 | INSULATOR,PIN TYPE,TYPE C (CLASS 56-3)TIS.279 | EACH | 3 | 3
| 1030100001 | PIN,INSULATOR,33 KV.SHANK 165 MM.LEAD HEAD 35 MM.(1 3/8") | EACH | 3 | 3
set31102 | X-ARM-C, 2-CCT, 1ST-CCT, SP 5-30 (14 M.)
| 1000110002 | CROSSARM,PRESTRESSED CONCRETE,SPUN,H.T. 120X120X3,000 MM. | PCS. | 1 | 1
| 1010000100 | STEEL CHANNEL, 100x50x5 mm. 2,250 MM.LONG | PCS | 1 | 1
| 1010100000 | WIRE,STEEL SOLID DIA. 4.0 mm.TIS.71 | KG. | 0.4 | 0
| 1010110201 | BOLT,MACHINE M.16x170 mm. | SET | 2 | 0
| 1010110203 | BOLT,MACHINE M.16x250 mm. | SET | 1 | 0
| 1010110205 | BOLT,MACHINE M.16x350 mm. | SET | 3 | 0
| 1010180100 | WASHER,PLAIN,SQUARE,LARGE 52x52x4.5 mm.HOLE DIA. 18 MM. TIS.258 | PCS. | 5 | 0
| 1010180201 | WASHER,SQUARE,CURVED 60x60x5 mm.HOLE DIA. 22 mm. | PCS. | 3 | 0
| 1010180301 | WASHER,LOCK,SPRING,SIZE 16 mm.,GENERAL PURPOSE,TIS.259 | PCS. | 1 | 0
| 1010200002 | BRACE,FLAT,FOR CROSSARM 40x6x1,000 mm. | PCS. | 2 | 2
| 1010230000 | CLAMP,SINGLE U-BOLT,M.8 (WIRE ROPE CLIP) | SET | 2 | 0
| 1010230205 | GROUND WIRE CLAMP,J.1152 | SET | 1 | 0
| 1030000002 | INSULATOR,PIN TYPE,TYPE C (CLASS 56-3)TIS.279 | EACH | 3 | 3
| 1030100001 | PIN,INSULATOR,33 KV.SHANK 165 MM.LEAD HEAD 35 MM.(1 3/8") | EACH | 3 | 3
set31207 | X-ARM-C, 2-CCT, 2ND-CCT, SP 0-30 (14 M.)
| 1000110002 | CROSSARM,PRESTRESSED CONCRETE,SPUN,H.T. 120X120X3,000 MM. | PCS. | 1 | 1
| 1010100000 | WIRE,STEEL SOLID DIA. 4.0 mm.TIS.71 | KG. | 0.4 | 0
| 1010100002 | WIRE,STEEL STRANDED 25 sq.mm.TIS.404 | M. | 2.5 | 0
| 1010110201 | BOLT,MACHINE M.16x170 mm. | SET | 2 | 0
| 1010110203 | BOLT,MACHINE M.16x250 mm. | SET | 1 | 0
| 1010110206 | BOLT,MACHINE M.16x400 mm. | SET | 1 | 0
| 1010180100 | WASHER,PLAIN,SQUARE,LARGE 52x52x4.5 mm.HOLE DIA. 18 MM. TIS.258 | PCS. | 5 | 0
| 1010180201 | WASHER,SQUARE,CURVED 60x60x5 mm.HOLE DIA. 22 mm. | PCS. | 3 | 0
| 1010180301 | WASHER,LOCK,SPRING,SIZE 16 mm.,GENERAL PURPOSE,TIS.259 | PCS. | 1 | 0
| 1010200002 | BRACE,FLAT,FOR CROSSARM 40x6x1,000 mm. | PCS. | 2 | 2
| 1010230000 | CLAMP,SINGLE U-BOLT,M.8 (WIRE ROPE CLIP) | SET | 1 | 0
| 1030000002 | INSULATOR,PIN TYPE,TYPE C (CLASS 56-3)TIS.279 | EACH | 3 | 3
| 1030100001 | PIN,INSULATOR,33 KV.SHANK 165 MM.LEAD HEAD 35 MM.(1 3/8") | EACH | 3 | 3
set31208 | X-ARM-C, 2-CCT, 2ND-CCT, DP 5-30 (14 M.)
| 1000110002 | CROSSARM,PRESTRESSED CONCRETE,SPUN,H.T. 120X120X3,000 MM. | PCS. | 2 | 2
| 1010100000 | WIRE,STEEL SOLID DIA. 4.0 mm.TIS.71 | KG. | 0.7 | 0
| 1010100002 | WIRE,STEEL STRANDED 25 sq.mm.TIS.404 | M. | 2.5 | 0
| 1010110201 | BOLT,MACHINE M.16x170 mm. | SET | 2 | 0
| 1010110203 | BOLT,MACHINE M.16x250 mm. | SET | 1 | 0
| 1010110208 | BOLT,MACHINE M.16x500 mm. | SET | 1 | 0
| 1010120002 | BOLT,DOUBLE ARMING,M.16x500 mm. | SET | 2 | 0
| 1010180100 | WASHER,PLAIN,SQUARE,LARGE 52x52x4.5 mm.HOLE DIA. 18 MM. TIS.258 | PCS. | 13 | 0
| 1010180201 | WASHER,SQUARE,CURVED 60x60x5 mm.HOLE DIA. 22 mm. | PCS. | 6 | 0
| 1010180301 | WASHER,LOCK,SPRING,SIZE 16 mm.,GENERAL PURPOSE,TIS.259 | PCS. | 1 | 0
| 1010200002 | BRACE,FLAT,FOR CROSSARM 40x6x1,000 mm. | PCS. | 2 | 2
| 1010230000 | CLAMP,SINGLE U-BOLT,M.8 (WIRE ROPE CLIP) | SET | 1 | 0
| 1030000002 | INSULATOR,PIN TYPE,TYPE C (CLASS 56-3)TIS.279 | EACH | 6 | 6
| 1030100001 | PIN,INSULATOR,33 KV.SHANK 165 MM.LEAD HEAD 35 MM.(1 3/8") | EACH | 6 | 6
set31209 | X-ARM-C, 2-CCT, 2ND-CCT, DDE (14 M.)
| 1000110004 | CROSSARM,PRESTRESSED CONCRETE,SPUN(FOR DEAD-ENDING) 120X120X2,50 | PCS. | 2 | 2
| 1010100000 | WIRE,STEEL SOLID DIA. 4.0 mm.TIS.71 | KG. | 0.4 | 0
| 1010100002 | WIRE,STEEL STRANDED 25 sq.mm.TIS.404 | M. | 2.5 | 0
| 1010110201 | BOLT,MACHINE M.16x170 mm. | SET | 2 | 0
| 1010110203 | BOLT,MACHINE M.16x250 mm. | SET | 1 | 0
| 1010130002 | BOLT,DOUBLE ARMING,ROUND EYE M.16x500 mm. | SET | 3 | 0
| 1010180001 | NUT,EYE M.16 DIN 582 | PCS | 3 | 0
| 1010180100 | WASHER,PLAIN,SQUARE,LARGE 52x52x4.5 mm.HOLE DIA. 18 MM. TIS.258 | PCS. | 13 | 0
| 1010180201 | WASHER,SQUARE,CURVED 60x60x5 mm.HOLE DIA. 22 mm. | PCS. | 3 | 0
| 1010200002 | BRACE,FLAT,FOR CROSSARM 40x6x1,000 mm. | PCS. | 2 | 2
| 1010230000 | CLAMP,SINGLE U-BOLT,M.8 (WIRE ROPE CLIP) | SET | 1 | 0
| 1030000002 | INSULATOR,PIN TYPE,TYPE C (CLASS 56-3)TIS.279 | EACH | 3 | 3
| 1030020002 | INSULATOR,SUSPENSION TYPE D (CLASS 52-4)TIS.354 | PCS. | 18 | 18
| 1030100001 | PIN,INSULATOR,33 KV.SHANK 165 MM.LEAD HEAD 35 MM.(1 3/8") | EACH | 3 | 3
set31210 | X-ARM-C, 2-CCT, 2ND-CCT, BREAK LINE (14 M.)
| 1000110004 | CROSSARM,PRESTRESSED CONCRETE,SPUN(FOR DEAD-ENDING) 120X120X2,50 | PCS. | 2 | 2
| 1010110201 | BOLT,MACHINE M.16x170 mm. | SET | 2 | 0
| 1010110203 | BOLT,MACHINE M.16x250 mm. | SET | 1 | 0
| 1010130002 | BOLT,DOUBLE ARMING,ROUND EYE M.16x500 mm. | SET | 3 | 0
| 1010180001 | NUT,EYE M.16 DIN 582 | PCS | 3 | 0
| 1010180100 | WASHER,PLAIN,SQUARE,LARGE 52x52x4.5 mm.HOLE DIA. 18 MM. TIS.258 | PCS. | 13 | 0
| 1010200002 | BRACE,FLAT,FOR CROSSARM 40x6x1,000 mm. | PCS. | 2 | 2
| 1030020002 | INSULATOR,SUSPENSION TYPE D (CLASS 52-4)TIS.354 | PCS. | 18 | 18
set31211 | X-ARM-C, 2-CCT, 2ND-CCT, 1ST-POLE LAT-SLK SPN (14 M.)
| 1000110004 | CROSSARM,PRESTRESSED CONCRETE,SPUN(FOR DEAD-ENDING) 120X120X2,50 | PCS. | 2 | 2
| 1010100000 | WIRE,STEEL SOLID DIA. 4.0 mm.TIS.71 | KG. | 0.4 | 0
| 1010100002 | WIRE,STEEL STRANDED 25 sq.mm.TIS.404 | M. | 2.5 | 0
| 1010110201 | BOLT,MACHINE M.16x170 mm. | SET | 4 | 0
| 1010110203 | BOLT,MACHINE M.16x250 mm. | SET | 1 | 0
| 1010130002 | BOLT,DOUBLE ARMING,ROUND EYE M.16x500 mm. | SET | 3 | 0
| 1010180100 | WASHER,PLAIN,SQUARE,LARGE 52x52x4.5 mm.HOLE DIA. 18 MM. TIS.258 | PCS. | 14 | 0
| 1010180201 | WASHER,SQUARE,CURVED 60x60x5 mm.HOLE DIA. 22 mm. | PCS. | 3 | 0
| 1010200002 | BRACE,FLAT,FOR CROSSARM 40x6x1,000 mm. | PCS. | 4 | 4
| 1010230000 | CLAMP,SINGLE U-BOLT,M.8 (WIRE ROPE CLIP) | SET | 1 | 0
| 1030000002 | INSULATOR,PIN TYPE,TYPE C (CLASS 56-3)TIS.279 | EACH | 3 | 3
| 1030020002 | INSULATOR,SUSPENSION TYPE D (CLASS 52-4)TIS.354 | PCS. | 9 | 9
| 1030100001 | PIN,INSULATOR,33 KV.SHANK 165 MM.LEAD HEAD 35 MM.(1 3/8") | EACH | 3 | 3
set31212 | X-ARM-C, 2-CCT, 2ND-CCT, DE (14 M.)
| 1000110004 | CROSSARM,PRESTRESSED CONCRETE,SPUN(FOR DEAD-ENDING) 120X120X2,50 | PCS. | 2 | 2
| 1010110201 | BOLT,MACHINE M.16x170 mm. | SET | 4 | 0
| 1010110203 | BOLT,MACHINE M.16x250 mm. | SET | 1 | 0
| 1010130002 | BOLT,DOUBLE ARMING,ROUND EYE M.16x500 mm. | SET | 3 | 0
| 1010180100 | WASHER,PLAIN,SQUARE,LARGE 52x52x4.5 mm.HOLE DIA. 18 MM. TIS.258 | PCS. | 14 | 0
| 1010200002 | BRACE,FLAT,FOR CROSSARM 40x6x1,000 mm. | PCS. | 4 | 4
| 1030020002 | INSULATOR,SUSPENSION TYPE D (CLASS 52-4)TIS.354 | PCS. | 9 | 9
set31213 | X-ARM-C, 2-CCT, 2ND-CCT, BA (14 M.)
| 1000110004 | CROSSARM,PRESTRESSED CONCRETE,SPUN(FOR DEAD-ENDING) 120X120X2,50 | PCS. | 2 | 2
| 1010100000 | WIRE,STEEL SOLID DIA. 4.0 mm.TIS.71 | KG. | 0.2 | 0
| 1010110201 | BOLT,MACHINE M.16x170 mm. | SET | 4 | 0
| 1010110204 | BOLT,MACHINE M.16x300 mm. | SET | 1 | 0
| 1010130003 | BOLT,DOUBLE ARMING,ROUND EYE M.16x600 mm. | SET | 3 | 0
| 1010140001 | BOLT, ROUNG EYE M 16X200 MM. | SET | 1 | 0
| 1010180100 | WASHER,PLAIN,SQUARE,LARGE 52x52x4.5 mm.HOLE DIA. 18 MM. TIS.258 | PCS. | 16 | 0
| 1010180201 | WASHER,SQUARE,CURVED 60x60x5 mm.HOLE DIA. 22 mm. | PCS. | 1 | 0
| 1010200002 | BRACE,FLAT,FOR CROSSARM 40x6x1,000 mm. | PCS. | 4 | 4
| 1010210304 | THIMBLE,GUY,FOR STEEL WIRE 50-95 sq.mm. | PCS. | 1 | 0
| 1010230000 | CLAMP,SINGLE U-BOLT,M.8 (WIRE ROPE CLIP) | SET | 6 | 0
| 1030000002 | INSULATOR,PIN TYPE,TYPE C (CLASS 56-3)TIS.279 | EACH | 1 | 1
| 1030020002 | INSULATOR,SUSPENSION TYPE D (CLASS 52-4)TIS.354 | PCS. | 9 | 9
| 1030100001 | PIN,INSULATOR,33 KV.SHANK 165 MM.LEAD HEAD 35 MM.(1 3/8") | EACH | 1 | 1
set31214 | A-ARM-C, 2-CCT, 2ND-CCT, SP 0-30 (14 M.)
| 1000110002 | CROSSARM,PRESTRESSED CONCRETE,SPUN,H.T. 120X120X3,000 MM. | PCS. | 1 | 1
| 1010100000 | WIRE,STEEL SOLID DIA. 4.0 mm.TIS.71 | KG. | 0.35 | 0
| 1010100002 | WIRE,STEEL STRANDED 25 sq.mm.TIS.404 | M. | 2.5 | 0
| 1010110201 | BOLT,MACHINE M.16x170 mm. | SET | 1 | 0
| 1010110204 | BOLT,MACHINE M.16x300 mm. | SET | 1 | 0
| 1010110205 | BOLT,MACHINE M.16x350 mm. | SET | 1 | 0
| 1010180100 | WASHER,PLAIN,SQUARE,LARGE 52x52x4.5 mm.HOLE DIA. 18 MM. TIS.258 | PCS. | 4 | 0
| 1010180201 | WASHER,SQUARE,CURVED 60x60x5 mm.HOLE DIA. 22 mm. | PCS. | 3 | 0
| 1010180301 | WASHER,LOCK,SPRING,SIZE 16 mm.,GENERAL PURPOSE,TIS.259 | PCS. | 1 | 0
| 1010200005 | BRACE,ALLEY ARM 50x50x6 mm. 2,350 mm.LONG | PCS. | 1 | 1
| 1010230000 | CLAMP,SINGLE U-BOLT,M.8 (WIRE ROPE CLIP) | SET | 1 | 0
| 1030000002 | INSULATOR,PIN TYPE,TYPE C (CLASS 56-3)TIS.279 | EACH | 3 | 3
| 1030100001 | PIN,INSULATOR,33 KV.SHANK 165 MM.LEAD HEAD 35 MM.(1 3/8") | EACH | 3 | 3
set31215 | A-ARM-C, 2-CCT, 2ND-CCT, BA (14 M.)
| 1000110002 | CROSSARM,PRESTRESSED CONCRETE,SPUN,H.T. 120X120X3,000 MM. | PCS. | 2 | 2
| 1010100000 | WIRE,STEEL SOLID DIA. 4.0 mm.TIS.71 | KG. | 0.2 | 0
| 1010110203 | BOLT,MACHINE M.16x250 mm. | SET | 1 | 0
| 1010110209 | BOLT MACHINE M.16X600 MM. | SET | 1 | 0
| 1010130003 | BOLT,DOUBLE ARMING,ROUND EYE M.16x600 mm. | SET | 3 | 0
| 1010140001 | BOLT, ROUNG EYE M 16X200 MM. | SET | 1 | 0
| 1010180100 | WASHER,PLAIN,SQUARE,LARGE 52x52x4.5 mm.HOLE DIA. 18 MM. TIS.258 | PCS. | 16 | 0
| 1010180201 | WASHER,SQUARE,CURVED 60x60x5 mm.HOLE DIA. 22 mm. | PCS. | 1 | 0
| 1010200005 | BRACE,ALLEY ARM 50x50x6 mm. 2,350 mm.LONG | PCS. | 1 | 1
| 1010210304 | THIMBLE,GUY,FOR STEEL WIRE 50-95 sq.mm. | PCS. | 1 | 0
| 1010230000 | CLAMP,SINGLE U-BOLT,M.8 (WIRE ROPE CLIP) | SET | 6 | 0
| 1030000002 | INSULATOR,PIN TYPE,TYPE C (CLASS 56-3)TIS.279 | EACH | 1 | 1
| 1030020002 | INSULATOR,SUSPENSION TYPE D (CLASS 52-4)TIS.354 | PCS. | 9 | 9
| 1030100001 | PIN,INSULATOR,33 KV.SHANK 165 MM.LEAD HEAD 35 MM.(1 3/8") | EACH | 1 | 1
set31221 | X-ARM-C, 2-CCT, 1ST-CCT, SP 0-5 OF PIC (12.20 M.)
| 1000110001 | CROSSARM,PRESTRESSED CONCRETE,SPUN,H.T. 100X100X2,500 MM. | PCS. | 1 | 1
| 1010010003 | STEEL ANGLE,OVERHEAD GROUND WIRE BAYONET 65x65x6 MM. 2,250 MM. LONG | PCS. | 1 | 0
| 1010100000 | WIRE,STEEL SOLID DIA. 4.0 mm.TIS.71 | KG. | 0.4 | 0
| 1010110200 | BOLT,MACHINE M.16x130 mm. | SET | 2 | 0
| 1010110203 | BOLT,MACHINE M.16x250 mm. | SET | 3 | 0
| 1010110205 | BOLT,MACHINE M.16x350 mm. | SET | 1 | 0
| 1010180100 | WASHER,PLAIN,SQUARE,LARGE 52x52x4.5 mm.HOLE DIA. 18 MM. TIS.258 | PCS. | 7 | 0
| 1010180201 | WASHER,SQUARE,CURVED 60x60x5 mm.HOLE DIA. 22 mm. | PCS. | 3 | 0
| 1010180300 | WASHER LOCK SPRING SIZE 12 MM. GENERAL PURPOSE TIS 259 | PCS | 1 | 0
| 1010200001 | BRACE,FLAT,FOR CROSSARM 30x6x760 mm. | PCS. | 2 | 2
| 1010230000 | CLAMP,SINGLE U-BOLT,M.8 (WIRE ROPE CLIP) | SET | 3 | 0
| 1010230205 | GROUND WIRE CLAMP,J.1152 | SET | 1 | 0
| 1030000002 | INSULATOR,PIN TYPE,TYPE C (CLASS 56-3)TIS.279 | EACH | 3 | 3
| 1030100001 | PIN,INSULATOR,33 KV.SHANK 165 MM.LEAD HEAD 35 MM.(1 3/8") | EACH | 3 | 3
set31222 | X-ARM-C, 2-CCT, 1ST-CCT, SP 5-30 OF PIC (12.20 M.)
| 1000110001 | CROSSARM,PRESTRESSED CONCRETE,SPUN,H.T. 100X100X2,500 MM. | PCS. | 1 | 1
| 1010000100 | STEEL CHANNEL, 100x50x5 mm. 2,250 MM.LONG | PCS | 1 | 1
| 1010100000 | WIRE,STEEL SOLID DIA. 4.0 mm.TIS.71 | KG. | 0.4 | 0
| 1010110200 | BOLT,MACHINE M.16x130 mm. | SET | 2 | 0
| 1010110203 | BOLT,MACHINE M.16x250 mm. | SET | 1 | 0
| 1010110205 | BOLT,MACHINE M.16x350 mm. | SET | 3 | 0
| 1010180100 | WASHER,PLAIN,SQUARE,LARGE 52x52x4.5 mm.HOLE DIA. 18 MM. TIS.258 | PCS. | 7 | 0
| 1010180201 | WASHER,SQUARE,CURVED 60x60x5 mm.HOLE DIA. 22 mm. | PCS. | 3 | 0
| 1010180300 | WASHER LOCK SPRING SIZE 12 MM. GENERAL PURPOSE TIS 259 | PCS | 1 | 0
| 1010200001 | BRACE,FLAT,FOR CROSSARM 30x6x760 mm. | PCS. | 2 | 2
| 1010230000 | CLAMP,SINGLE U-BOLT,M.8 (WIRE ROPE CLIP) | SET | 3 | 0
| 1010230205 | GROUND WIRE CLAMP,J.1152 | SET | 1 | 0
| 1030000002 | INSULATOR,PIN TYPE,TYPE C (CLASS 56-3)TIS.279 | EACH | 3 | 3
| 1030100001 | PIN,INSULATOR,33 KV.SHANK 165 MM.LEAD HEAD 35 MM.(1 3/8") | EACH | 3 | 3
set31223 | X-ARM-C, 2-CCT, 1ST-CCT, DDE OF PIC (12.20 M.)
| 1000110004 | CROSSARM,PRESTRESSED CONCRETE,SPUN(FOR DEAD-ENDING) 120X120X2,50 | PCS. | 2 | 2
| 1010000100 | STEEL CHANNEL, 100x50x5 mm. 2,250 MM.LONG | PCS | 1 | 1
| 1010100000 | WIRE,STEEL SOLID DIA. 4.0 mm.TIS.71 | KG. | 0.4 | 0
| 1010110201 | BOLT,MACHINE M.16x170 mm. | SET | 2 | 0
| 1010110203 | BOLT,MACHINE M.16x250 mm. | SET | 3 | 0
| 1010130002 | BOLT,DOUBLE ARMING,ROUND EYE M.16x500 mm. | SET | 3 | 0
| 1010140001 | BOLT, ROUNG EYE M 16X200 MM. | SET | 1 | 0
| 1010180001 | NUT,EYE M.16 DIN 582 | PCS | 4 | 0
| 1010180100 | WASHER,PLAIN,SQUARE,LARGE 52x52x4.5 mm.HOLE DIA. 18 MM. TIS.258 | PCS. | 17 | 0
| 1010180201 | WASHER,SQUARE,CURVED 60x60x5 mm.HOLE DIA. 22 mm. | PCS. | 3 | 0
| 1010200001 | BRACE,FLAT,FOR CROSSARM 30x6x760 mm. | PCS. | 2 | 2
| 1010210304 | THIMBLE,GUY,FOR STEEL WIRE 50-95 sq.mm. | PCS. | 2 | 0
| 1010230000 | CLAMP,SINGLE U-BOLT,M.8 (WIRE ROPE CLIP) | SET | 8 | 0
| 1030000002 | INSULATOR,PIN TYPE,TYPE C (CLASS 56-3)TIS.279 | EACH | 3 | 3
| 1030020002 | INSULATOR,SUSPENSION TYPE D (CLASS 52-4)TIS.354 | PCS. | 18 | 18
| 1030100001 | PIN,INSULATOR,33 KV.SHANK 165 MM.LEAD HEAD 35 MM.(1 3/8") | EACH | 3 | 3
set31224 | X-ARM-C, 2-CCT, 1ST-CCT, DE OF PIC (12.20 M.)
| 1000110004 | CROSSARM,PRESTRESSED CONCRETE,SPUN(FOR DEAD-ENDING) 120X120X2,50 | PCS. | 2 | 2
| 1010000100 | STEEL CHANNEL, 100x50x5 mm. 2,250 MM.LONG | PCS | 1 | 1
| 1010110201 | BOLT,MACHINE M.16x170 mm. | SET | 4 | 0
| 1010110203 | BOLT,MACHINE M.16x250 mm. | SET | 3 | 0
| 1010130002 | BOLT,DOUBLE ARMING,ROUND EYE M.16x500 mm. | SET | 3 | 0
| 1010140001 | BOLT, ROUNG EYE M 16X200 MM. | SET | 1 | 0
| 1010180100 | WASHER,PLAIN,SQUARE,LARGE 52x52x4.5 mm.HOLE DIA. 18 MM. TIS.258 | PCS. | 16 | 0
| 1010200001 | BRACE,FLAT,FOR CROSSARM 30x6x760 mm. | PCS. | 4 | 4
| 1010210304 | THIMBLE,GUY,FOR STEEL WIRE 50-95 sq.mm. | PCS. | 1 | 0
| 1010230000 | CLAMP,SINGLE U-BOLT,M.8 (WIRE ROPE CLIP) | SET | 5 | 0
| 1030020002 | INSULATOR,SUSPENSION TYPE D (CLASS 52-4)TIS.354 | PCS. | 9 | 9
set31231 | X-ARM-C, 2-CCT, 2ND-CCT, SAC ON X-ARM-C 0-30 (12.20 M.)
| 1000110001 | CROSSARM,PRESTRESSED CONCRETE,SPUN,H.T. 100X100X2,500 MM. | PCS. | 1 | 1
| 1010100004 | WIRE,STEEL STRANDED 50/7 sq.mm.TIS.404 | M. | 3 | 0
| 1010110200 | BOLT,MACHINE M.16x130 mm. | SET | 2 | 0
| 1010110201 | BOLT,MACHINE M.16x170 mm. | SET | 1 | 0
| 1010110203 | BOLT,MACHINE M.16x250 mm. | SET | 1 | 0
| 1010110204 | BOLT,MACHINE M.16x300 mm. | SET | 1 | 0
| 1010180100 | WASHER,PLAIN,SQUARE,LARGE 52x52x4.5 mm.HOLE DIA. 18 MM. TIS.258 | PCS. | 8 | 0
| 1010180301 | WASHER,LOCK,SPRING,SIZE 16 mm.,GENERAL PURPOSE,TIS.259 | PCS. | 2 | 0
| 1010200001 | BRACE,FLAT,FOR CROSSARM 30x6x760 mm. | PCS. | 2 | 2
| 1010230000 | CLAMP,SINGLE U-BOLT,M.8 (WIRE ROPE CLIP) | SET | 4 | 0
| 1020440102 | CLAMP,GUY,TRIPLE BOLT | SET | 1 | 0
| 1020440103 | LINK,CABLE SPACER | PCS. | 1 | 0
set31232 | X-ARM-C, 2 CIRCUIT, 2ND(SECOND) CIRCUIT, DDE OF SAC (12.20 M.) (ASSEMBLY NO.3213)
| 1000110004 | CROSSARM,PRESTRESSED CONCRETE,SPUN(FOR DEAD-ENDING) 120X120X2,50 | PCS. | 2 | 2
| 1010100000 | WIRE,STEEL SOLID DIA. 4.0 mm.TIS.71 | KG. | 1.2 | 0
| 1010110201 | BOLT,MACHINE M.16x170 mm. | SET | 1 | 0
| 1010110204 | BOLT,MACHINE M.16x300 mm. | SET | 1 | 0
| 1010110208 | BOLT,MACHINE M.16x500 mm. | SET | 1 | 0
| 1010130002 | BOLT,DOUBLE ARMING,ROUND EYE M.16x500 mm. | SET | 3 | 0
| 1010180001 | NUT,EYE M.16 DIN 582 | PCS | 3 | 0
| 1010180100 | WASHER,PLAIN,SQUARE,LARGE 52x52x4.5 mm.HOLE DIA. 18 MM. TIS.258 | PCS. | 20 | 0
| 1010180201 | WASHER,SQUARE,CURVED 60x60x5 mm.HOLE DIA. 22 mm. | PCS. | 6 | 0
| 1010180301 | WASHER,LOCK,SPRING,SIZE 16 mm.,GENERAL PURPOSE,TIS.259 | PCS. | 4 | 0
| 1010200001 | BRACE,FLAT,FOR CROSSARM 30x6x760 mm. | PCS. | 4 | 4
| 1010230000 | CLAMP,SINGLE U-BOLT,M.8 (WIRE ROPE CLIP) | SET | 2 | 0
| 1030000002 | INSULATOR,PIN TYPE,TYPE C (CLASS 56-3)TIS.279 | EACH | 6 | 6
| 1030020002 | INSULATOR,SUSPENSION TYPE D (CLASS 52-4)TIS.354 | PCS. | 18 | 18
| 1030100001 | PIN,INSULATOR,33 KV.SHANK 165 MM.LEAD HEAD 35 MM.(1 3/8") | EACH | 3 | 3
set31233 | X-ARM-C, 2-CCT, 2ND-CCT, DE OF SAC (12.20 M.)
| 1000110004 | CROSSARM,PRESTRESSED CONCRETE,SPUN(FOR DEAD-ENDING) 120X120X2,50 | PCS. | 2 | 2
| 1010100004 | WIRE,STEEL STRANDED 50/7 sq.mm.TIS.404 | M. | 1.5 | 0
| 1010110201 | BOLT,MACHINE M.16x170 mm. | SET | 2 | 0
| 1010110203 | BOLT,MACHINE M.16x250 mm. | SET | 1 | 0
| 1010130002 | BOLT,DOUBLE ARMING,ROUND EYE M.16x500 mm. | SET | 3 | 0
| 1010180100 | WASHER,PLAIN,SQUARE,LARGE 52x52x4.5 mm.HOLE DIA. 18 MM. TIS.258 | PCS. | 15 | 0
| 1010200001 | BRACE,FLAT,FOR CROSSARM 30x6x760 mm. | PCS. | 4 | 4
| 1030020002 | INSULATOR,SUSPENSION TYPE D (CLASS 52-4)TIS.354 | PCS. | 9 | 9
set31234 | X-ARM-C, 2-CCT, 2ND-CCT, SAC ON X-ARM-C 0-30 (14 M.)
| 1000110001 | CROSSARM,PRESTRESSED CONCRETE,SPUN,H.T. 100X100X2,500 MM. | PCS. | 1 | 1
| 1010100002 | WIRE,STEEL STRANDED 25 sq.mm.TIS.404 | M. | 3.5 | 0
| 1010110200 | BOLT,MACHINE M.16x130 mm. | SET | 2 | 0
| 1010110201 | BOLT,MACHINE M.16x170 mm. | SET | 1 | 0
| 1010110203 | BOLT,MACHINE M.16x250 mm. | SET | 1 | 0
| 1010110205 | BOLT,MACHINE M.16x350 mm. | SET | 1 | 0
| 1010180100 | WASHER,PLAIN,SQUARE,LARGE 52x52x4.5 mm.HOLE DIA. 18 MM. TIS.258 | PCS. | 8 | 0
| 1010180301 | WASHER,LOCK,SPRING,SIZE 16 mm.,GENERAL PURPOSE,TIS.259 | PCS. | 2 | 0
| 1010200001 | BRACE,FLAT,FOR CROSSARM 30x6x760 mm. | PCS. | 2 | 2
| 1010230000 | CLAMP,SINGLE U-BOLT,M.8 (WIRE ROPE CLIP) | SET | 4 | 0
| 1020440102 | CLAMP,GUY,TRIPLE BOLT | SET | 1 | 0
| 1020440103 | LINK,CABLE SPACER | PCS. | 1 | 0
set31235 | X-ARM-C, 2-CCT, 2ND-CCT, SP FOR SAC (14 M.)
| 1000110001 | CROSSARM,PRESTRESSED CONCRETE,SPUN,H.T. 100X100X2,500 MM. | PCS. | 1 | 1
| 1010100000 | WIRE,STEEL SOLID DIA. 4.0 mm.TIS.71 | KG. | 0.4 | 0
| 1010100002 | WIRE,STEEL STRANDED 25 sq.mm.TIS.404 | M. | 2.5 | 0
| 1010110200 | BOLT,MACHINE M.16x130 mm. | SET | 2 | 0
| 1010110203 | BOLT,MACHINE M.16x250 mm. | SET | 1 | 0
| 1010130000 | BOLT,DOUBLE ARMING,ROUND EYE M.16x400 mm. | SET | 1 | 0
| 1010180001 | NUT,EYE M.16 DIN 582 | PCS | 1 | 0
| 1010180100 | WASHER,PLAIN,SQUARE,LARGE 52x52x4.5 mm.HOLE DIA. 18 MM. TIS.258 | PCS. | 5 | 0
| 1010180201 | WASHER,SQUARE,CURVED 60x60x5 mm.HOLE DIA. 22 mm. | PCS. | 3 | 0
| 1010180301 | WASHER,LOCK,SPRING,SIZE 16 mm.,GENERAL PURPOSE,TIS.259 | PCS. | 1 | 0
| 1010200001 | BRACE,FLAT,FOR CROSSARM 30x6x760 mm. | PCS. | 2 | 2
| 1010210304 | THIMBLE,GUY,FOR STEEL WIRE 50-95 sq.mm. | PCS. | 2 | 0
| 1010230000 | CLAMP,SINGLE U-BOLT,M.8 (WIRE ROPE CLIP) | SET | 13 | 0
| 1010230201 | GROUND WIRE SUPPORT AND CLAMP,FOR CONCRETE POLE | SET | 1 | 0
| 1030000002 | INSULATOR,PIN TYPE,TYPE C (CLASS 56-3)TIS.279 | EACH | 3 | 3
| 1030100001 | PIN,INSULATOR,33 KV.SHANK 165 MM.LEAD HEAD 35 MM.(1 3/8") | EACH | 3 | 3
set31236 | X-ARM-C, 2-CCT, 2ND-CCT, SAC ON X-ARM-C 0-30 (14.30 M.)
| 1000110001 | CROSSARM,PRESTRESSED CONCRETE,SPUN,H.T. 100X100X2,500 MM. | PCS. | 1 | 1
| 1010100002 | WIRE,STEEL STRANDED 25 sq.mm.TIS.404 | M. | 3.5 | 0
| 1010110200 | BOLT,MACHINE M.16x130 mm. | SET | 2 | 0
| 1010110201 | BOLT,MACHINE M.16x170 mm. | SET | 1 | 0
| 1010110204 | BOLT,MACHINE M.16x300 mm. | SET | 1 | 0
| 1010110206 | BOLT,MACHINE M.16x400 mm. | SET | 1 | 0
| 1010180100 | WASHER,PLAIN,SQUARE,LARGE 52x52x4.5 mm.HOLE DIA. 18 MM. TIS.258 | PCS. | 8 | 0
| 1010180301 | WASHER,LOCK,SPRING,SIZE 16 mm.,GENERAL PURPOSE,TIS.259 | PCS. | 2 | 0
| 1010200001 | BRACE,FLAT,FOR CROSSARM 30x6x760 mm. | PCS. | 2 | 2
| 1010230000 | CLAMP,SINGLE U-BOLT,M.8 (WIRE ROPE CLIP) | SET | 4 | 0
| 1020440102 | CLAMP,GUY,TRIPLE BOLT | SET | 1 | 0
| 1020440103 | LINK,CABLE SPACER | PCS. | 1 | 0
set31237 | X-ARM-C, 2-CCT, 2ND-CCT, SP FOR SAC (14.30 M.)
| 1000110001 | CROSSARM,PRESTRESSED CONCRETE,SPUN,H.T. 100X100X2,500 MM. | PCS. | 1 | 1
| 1010100000 | WIRE,STEEL SOLID DIA. 4.0 mm.TIS.71 | KG. | 0.4 | 0
| 1010100002 | WIRE,STEEL STRANDED 25 sq.mm.TIS.404 | M. | 2.5 | 0
| 1010110200 | BOLT,MACHINE M.16x130 mm. | SET | 2 | 0
| 1010110204 | BOLT,MACHINE M.16x300 mm. | SET | 1 | 0
| 1010130000 | BOLT,DOUBLE ARMING,ROUND EYE M.16x400 mm. | SET | 1 | 0
| 1010180001 | NUT,EYE M.16 DIN 582 | PCS | 1 | 0
| 1010180100 | WASHER,PLAIN,SQUARE,LARGE 52x52x4.5 mm.HOLE DIA. 18 MM. TIS.258 | PCS. | 5 | 0
| 1010180201 | WASHER,SQUARE,CURVED 60x60x5 mm.HOLE DIA. 22 mm. | PCS. | 3 | 0
| 1010180301 | WASHER,LOCK,SPRING,SIZE 16 mm.,GENERAL PURPOSE,TIS.259 | PCS. | 1 | 0
| 1010200001 | BRACE,FLAT,FOR CROSSARM 30x6x760 mm. | PCS. | 2 | 2
| 1010210304 | THIMBLE,GUY,FOR STEEL WIRE 50-95 sq.mm. | PCS. | 2 | 0
| 1010230000 | CLAMP,SINGLE U-BOLT,M.8 (WIRE ROPE CLIP) | SET | 13 | 0
| 1030000002 | INSULATOR,PIN TYPE,TYPE C (CLASS 56-3)TIS.279 | EACH | 3 | 3
| 1030100001 | PIN,INSULATOR,33 KV.SHANK 165 MM.LEAD HEAD 35 MM.(1 3/8") | EACH | 3 | 3
set31238 | X-ARM-C, 2 CIRCUIT, 2ND(SECOND) CIRCUIT, DDE OF SAC (14.30 M.) (ASSEMBLY NO.3213)
| 1000110004 | CROSSARM,PRESTRESSED CONCRETE,SPUN(FOR DEAD-ENDING) 120X120X2,50 | PCS. | 2 | 2
| 1010100000 | WIRE,STEEL SOLID DIA. 4.0 mm.TIS.71 | KG. | 1.32 | 0
| 1010110201 | BOLT,MACHINE M.16x170 mm. | SET | 2 | 0
| 1010110205 | BOLT,MACHINE M.16x350 mm. | SET | 1 | 0
| 1010110401 | BOLT,MACHINE,HEXAGON,M.16x550 mm. | SET | 1 | 0
| 1010130003 | BOLT,DOUBLE ARMING,ROUND EYE M.16x600 mm. | SET | 3 | 0
| 1010180001 | NUT,EYE M.16 DIN 582 | PCS | 3 | 0
| 1010180100 | WASHER,PLAIN,SQUARE,LARGE 52x52x4.5 mm.HOLE DIA. 18 MM. TIS.258 | PCS. | 20 | 0
| 1010180201 | WASHER,SQUARE,CURVED 60x60x5 mm.HOLE DIA. 22 mm. | PCS. | 6 | 0
| 1010180301 | WASHER,LOCK,SPRING,SIZE 16 mm.,GENERAL PURPOSE,TIS.259 | PCS. | 4 | 0
| 1010200001 | BRACE,FLAT,FOR CROSSARM 30x6x760 mm. | PCS. | 4 | 4
| 1010230000 | CLAMP,SINGLE U-BOLT,M.8 (WIRE ROPE CLIP) | SET | 2 | 0
| 1030000002 | INSULATOR,PIN TYPE,TYPE C (CLASS 56-3)TIS.279 | EACH | 6 | 6
| 1030020002 | INSULATOR,SUSPENSION TYPE D (CLASS 52-4)TIS.354 | PCS. | 18 | 18
| 1030100001 | PIN,INSULATOR,33 KV.SHANK 165 MM.LEAD HEAD 35 MM.(1 3/8") | EACH | 3 | 3
set31239 | X-ARM-C, 2-CCT, 2ND-CCT, DE OF SAC (14.30 M.)
| 1000110004 | CROSSARM,PRESTRESSED CONCRETE,SPUN(FOR DEAD-ENDING) 120X120X2,50 | PCS. | 2 | 2
| 1010100002 | WIRE,STEEL STRANDED 25 sq.mm.TIS.404 | M. | 2 | 0
| 1010110201 | BOLT,MACHINE M.16x170 mm. | SET | 2 | 0
| 1010110204 | BOLT,MACHINE M.16x300 mm. | SET | 1 | 0
| 1010130003 | BOLT,DOUBLE ARMING,ROUND EYE M.16x600 mm. | SET | 3 | 0
| 1010180100 | WASHER,PLAIN,SQUARE,LARGE 52x52x4.5 mm.HOLE DIA. 18 MM. TIS.258 | PCS. | 15 | 0
| 1010200001 | BRACE,FLAT,FOR CROSSARM 30x6x760 mm. | PCS. | 4 | 4
| 1030020002 | INSULATOR,SUSPENSION TYPE D (CLASS 52-4)TIS.354 | PCS. | 9 | 9
set31240 | X-ARM-C, 2-CCT, 2ND-CCT, BA OF SAC (14.30 M.)
| 1000110004 | CROSSARM,PRESTRESSED CONCRETE,SPUN(FOR DEAD-ENDING) 120X120X2,50 | PCS. | 2 | 2
| 1010100000 | WIRE,STEEL SOLID DIA. 4.0 mm.TIS.71 | KG. | 0.25 | 0
| 1010110201 | BOLT,MACHINE M.16x170 mm. | SET | 2 | 0
| 1010110205 | BOLT,MACHINE M.16x350 mm. | SET | 1 | 0
| 1010130003 | BOLT,DOUBLE ARMING,ROUND EYE M.16x600 mm. | SET | 3 | 0
| 1010180100 | WASHER,PLAIN,SQUARE,LARGE 52x52x4.5 mm.HOLE DIA. 18 MM. TIS.258 | PCS. | 16 | 0
| 1010180201 | WASHER,SQUARE,CURVED 60x60x5 mm.HOLE DIA. 22 mm. | PCS. | 2 | 0
| 1010200001 | BRACE,FLAT,FOR CROSSARM 30x6x760 mm. | PCS. | 4 | 4
| 1010230000 | CLAMP,SINGLE U-BOLT,M.8 (WIRE ROPE CLIP) | SET | 4 | 0
| 1030000002 | INSULATOR,PIN TYPE,TYPE C (CLASS 56-3)TIS.279 | EACH | 2 | 2
| 1030020002 | INSULATOR,SUSPENSION TYPE D (CLASS 52-4)TIS.354 | PCS. | 9 | 9
| 1030100001 | PIN,INSULATOR,33 KV.SHANK 165 MM.LEAD HEAD 35 MM.(1 3/8") | EACH | 2 | 2
set31270 | SAC ON STEEL BRACKET,2ND CCT,3-P,CORNER 0-60
| 1010100002 | WIRE,STEEL STRANDED 25 sq.mm.TIS.404 | M. | 0.5 | 0
| 1010110207 | BOLT,MACHINE M.16x450 mm. | SET | 2 | 0
| 1010180201 | WASHER,SQUARE,CURVED 60x60x5 mm.HOLE DIA. 22 mm. | PCS. | 1 | 0
| 1020440121 | BRACKET FOR SAC, CORNER SUPPORT, 33kV | PCS | 1 | 1
| 1030000002 | INSULATOR,PIN TYPE,TYPE C (CLASS 56-3)TIS.279 | EACH | 3 | 3
| 1030100001 | PIN,INSULATOR,33 KV.SHANK 165 MM.LEAD HEAD 35 MM.(1 3/8") | EACH | 3 | 3
set31281 | TWISTED AERIAL CABLE, 2 CIR, 0-5 AND 5-30 DEGREE (12.20 M.) (ASSEMBLY NO.3313)
| 1010100004 | WIRE,STEEL STRANDED 50/7 sq.mm.TIS.404 | M. | 2.5 | 0
| 1010110101 | BOLE,MACHINE M. 12X50 MM. | SET | 2 | 0
| 1010110204 | BOLT,MACHINE M.16x300 mm. | SET | 2 | 0
| 1010180100 | WASHER,PLAIN,SQUARE,LARGE 52x52x4.5 mm.HOLE DIA. 18 MM. TIS.258 | PCS. | 2 | 0
| 1010180300 | WASHER LOCK SPRING SIZE 12 MM. GENERAL PURPOSE TIS 259 | PCS | 2 | 0
| 1010230000 | CLAMP,SINGLE U-BOLT,M.8 (WIRE ROPE CLIP) | SET | 4 | 0
| 1020440102 | CLAMP,GUY,TRIPLE BOLT | SET | 2 | 1
| 1020440207 | ที่แขวนสายหุ้มฉนวนเต็มพิกัดตีเกลียว | EA | 2 | 1
set31282 | TWISTED AERIAL CABLE, 2 CIR, 30-60 AND 90 DEGREE (12.20 M.) (ASSEMBLY NO.3313)
| 1010100004 | WIRE,STEEL STRANDED 50/7 sq.mm.TIS.404 | M. | 2.5 | 0
| 1010100006 | WIRE,STEEL STRANDED 95 sq.mm.TIS.404 | M. | 2 | 0
| 1010130000 | BOLT,DOUBLE ARMING,ROUND EYE M.16x400 mm. | SET | 4 | 0
| 1010180100 | WASHER,PLAIN,SQUARE,LARGE 52x52x4.5 mm.HOLE DIA. 18 MM. TIS.258 | PCS. | 8 | 0
| 1010210304 | THIMBLE,GUY,FOR STEEL WIRE 50-95 sq.mm. | PCS. | 4 | 0
| 1010230000 | CLAMP,SINGLE U-BOLT,M.8 (WIRE ROPE CLIP) | SET | 8 | 0
| 1010230001 | CLAMP,DOUBLE U-BOLT,M.16 (WIRE ROPE CLIP) | SET | 12 | 0
set31283 | TWISTED AERIAL CABLE, 2 CIR, DEAD END DEGREE (12.20 M.) (ASSEMBLY NO.3313)
| 1010100004 | WIRE,STEEL STRANDED 50/7 sq.mm.TIS.404 | M. | 2.5 | 0
| 1010110204 | BOLT,MACHINE M.16x300 mm. | SET | 2 | 0
| 1010130000 | BOLT,DOUBLE ARMING,ROUND EYE M.16x400 mm. | SET | 2 | 0
| 1010180100 | WASHER,PLAIN,SQUARE,LARGE 52x52x4.5 mm.HOLE DIA. 18 MM. TIS.258 | PCS. | 6 | 0
| 1010210304 | THIMBLE,GUY,FOR STEEL WIRE 50-95 sq.mm. | PCS. | 2 | 0
| 1010230000 | CLAMP,SINGLE U-BOLT,M.8 (WIRE ROPE CLIP) | SET | 4 | 0
| 1010230001 | CLAMP,DOUBLE U-BOLT,M.16 (WIRE ROPE CLIP) | SET | 6 | 0
| 1020440102 | CLAMP,GUY,TRIPLE BOLT | SET | 2 | 1
| 1020440207 | ที่แขวนสายหุ้มฉนวนเต็มพิกัดตีเกลียว | EA | 2 | 1
set31301 | X-ARM-S, 3-P, 2 CCT, 2DDE. (22 M.)
| 1010000302 | STEEL CHANNEL, 150x75x6.5 MM. 4,500 MM.LONG | PCS | 2 | 2
| 1010110202 | BOLT,MACHINE M.16x200 mm. | SET | 2 | 0
| 1010110208 | BOLT,MACHINE M.16x500 mm. | SET | 1 | 0
| 1010110209 | BOLT MACHINE M.16X600 MM. | SET | 1 | 0
| 1010130003 | BOLT,DOUBLE ARMING,ROUND EYE M.16x600 mm. | SET | 6 | 0
| 1010180001 | NUT,EYE M.16 DIN 582 | PCS | 6 | 0
| 1010180100 | WASHER,PLAIN,SQUARE,LARGE 52x52x4.5 mm.HOLE DIA. 18 MM. TIS.258 | PCS. | 28 | 0
| 1010200007 | BRACE,ANGLE STEEL 50x50x6 mm. 1,800 mm.WIDE 450 mm.DROP | PCS. | 2 | 2
| 1010230000 | CLAMP,SINGLE U-BOLT,M.8 (WIRE ROPE CLIP) | SET | 3 | 0
| 1030000002 | INSULATOR,PIN TYPE,TYPE C (CLASS 56-3)TIS.279 | EACH | 6 | 6
| 1030020002 | INSULATOR,SUSPENSION TYPE D (CLASS 52-4)TIS.354 | PCS. | 36 | 36
| 1030100001 | PIN,INSULATOR,33 KV.SHANK 165 MM.LEAD HEAD 35 MM.(1 3/8") | EACH | 6 | 6
set31302 | X-ARM-S, 3-P, 2 CCT, 2BA. (22 M.)
| 1010000302 | STEEL CHANNEL, 150x75x6.5 MM. 4,500 MM.LONG | PCS | 2 | 2
| 1010110202 | BOLT,MACHINE M.16x200 mm. | SET | 2 | 0
| 1010110208 | BOLT,MACHINE M.16x500 mm. | SET | 1 | 0
| 1010110209 | BOLT MACHINE M.16X600 MM. | SET | 1 | 0
| 1010130003 | BOLT,DOUBLE ARMING,ROUND EYE M.16x600 mm. | SET | 6 | 0
| 1010180100 | WASHER,PLAIN,SQUARE,LARGE 52x52x4.5 mm.HOLE DIA. 18 MM. TIS.258 | PCS. | 28 | 0
| 1010200007 | BRACE,ANGLE STEEL 50x50x6 mm. 1,800 mm.WIDE 450 mm.DROP | PCS. | 2 | 2
| 1010230000 | CLAMP,SINGLE U-BOLT,M.8 (WIRE ROPE CLIP) | SET | 3 | 0
| 1030000002 | INSULATOR,PIN TYPE,TYPE C (CLASS 56-3)TIS.279 | EACH | 6 | 6
| 1030020002 | INSULATOR,SUSPENSION TYPE D (CLASS 52-4)TIS.354 | PCS. | 18 | 18
| 1030100001 | PIN,INSULATOR,33 KV.SHANK 165 MM.LEAD HEAD 35 MM.(1 3/8") | EACH | 6 | 6
set31303 | X-ARM-S, 3-P, 2 CCT, 2DE. (22 M.)
| 1010000302 | STEEL CHANNEL, 150x75x6.5 MM. 4,500 MM.LONG | PCS | 2 | 2
| 1010110202 | BOLT,MACHINE M.16x200 mm. | SET | 2 | 0
| 1010110208 | BOLT,MACHINE M.16x500 mm. | SET | 1 | 0
| 1010110209 | BOLT MACHINE M.16X600 MM. | SET | 1 | 0
| 1010130003 | BOLT,DOUBLE ARMING,ROUND EYE M.16x600 mm. | SET | 6 | 0
| 1010180100 | WASHER,PLAIN,SQUARE,LARGE 52x52x4.5 mm.HOLE DIA. 18 MM. TIS.258 | PCS. | 28 | 0
| 1010200007 | BRACE,ANGLE STEEL 50x50x6 mm. 1,800 mm.WIDE 450 mm.DROP | PCS. | 2 | 2
| 1010230000 | CLAMP,SINGLE U-BOLT,M.8 (WIRE ROPE CLIP) | SET | 3 | 0
| 1030020002 | INSULATOR,SUSPENSION TYPE D (CLASS 52-4)TIS.354 | PCS. | 18 | 18
set31701 | H-FRAME 33 KV. 2 CCT, SPAN 120-200 M. (14 M.)
| 1010000100 | STEEL CHANNEL, 100x50x5 mm. 2,250 MM.LONG | PCS | 4 | 4
| 1010000302 | STEEL CHANNEL, 150x75x6.5 MM. 4,500 MM.LONG | PCS | 4 | 4
| 1010010100 | STEEL ANGLE 75x75x6 MM. 3,500 MM.LONG | PCS. | 4 | 4
| 1010050005 | PIPE,STEEL,SIZE 20, 230 MM.LONG TIS.277 BUT WITHOUT THREADED END | EACH | 3 | 0
| 1010050006 | PIPE STEEL,SIZE 20 TYPE 2, 300 MM.LONG TIS.277 BUT WITHOUT THREADED END | EACH | 4 | 0
| 1010050007 | PIPE STEEL,SIZE 20 TYPE 2, 350 MM.LONG TIS.277 BUT WITHOUT THREADED END | EACH | 1 | 0
| 1010110200 | BOLT,MACHINE M.16x130 mm. | SET | 12 | 0
| 1010110203 | BOLT,MACHINE M.16x250 mm. | SET | 8 | 0
| 1010110204 | BOLT,MACHINE M.16x300 mm. | SET | 4 | 0
| 1010110205 | BOLT,MACHINE M.16x350 mm. | SET | 2 | 0
| 1010110206 | BOLT,MACHINE M.16x400 mm. | SET | 2 | 0
| 1010120000 | BOLT,DOUBLE ARMING,M.16x400 mm. | SET | 8 | 0
| 1010140001 | BOLT, ROUNG EYE M 16X200 MM. | SET | 2 | 0
| 1010180001 | NUT,EYE M.16 DIN 582 | PCS | 14 | 0
| 1010180100 | WASHER,PLAIN,SQUARE,LARGE 52x52x4.5 mm.HOLE DIA. 18 MM. TIS.258 | PCS. | 18 | 0
| 1010180301 | WASHER,LOCK,SPRING,SIZE 16 mm.,GENERAL PURPOSE,TIS.259 | PCS. | 4 | 0
| 1010200002 | BRACE,FLAT,FOR CROSSARM 40x6x1,000 mm. | PCS. | 4 | 0
| 1010210304 | THIMBLE,GUY,FOR STEEL WIRE 50-95 sq.mm. | PCS. | 4 | 0
| 1010230000 | CLAMP,SINGLE U-BOLT,M.8 (WIRE ROPE CLIP) | SET | 20 | 0
| 1030020002 | INSULATOR,SUSPENSION TYPE D (CLASS 52-4)TIS.354 | PCS. | 36 | 36
set31702 | H-FRAME 33 KV. 2 CCT, SPAN 120-200 M. (16 M.)
| 1010000100 | STEEL CHANNEL, 100x50x5 mm. 2,250 MM.LONG | PCS | 4 | 4
| 1010000302 | STEEL CHANNEL, 150x75x6.5 MM. 4,500 MM.LONG | PCS | 4 | 4
| 1010010100 | STEEL ANGLE 75x75x6 MM. 3,500 MM.LONG | PCS. | 4 | 4
| 1010050005 | PIPE,STEEL,SIZE 20, 230 MM.LONG TIS.277 BUT WITHOUT THREADED END | EACH | 1 | 0
| 1010050006 | PIPE STEEL,SIZE 20 TYPE 2, 300 MM.LONG TIS.277 BUT WITHOUT THREADED END | EACH | 4 | 0
| 1010050007 | PIPE STEEL,SIZE 20 TYPE 2, 350 MM.LONG TIS.277 BUT WITHOUT THREADED END | EACH | 3 | 0
| 1010110200 | BOLT,MACHINE M.16x130 mm. | SET | 12 | 0
| 1010110203 | BOLT,MACHINE M.16x250 mm. | SET | 6 | 0
| 1010110204 | BOLT,MACHINE M.16x300 mm. | SET | 4 | 0
| 1010110205 | BOLT,MACHINE M.16x350 mm. | SET | 4 | 0
| 1010110206 | BOLT,MACHINE M.16x400 mm. | SET | 2 | 0
| 1010120000 | BOLT,DOUBLE ARMING,M.16x400 mm. | SET | 8 | 0
| 1010140001 | BOLT, ROUNG EYE M 16X200 MM. | SET | 2 | 0
| 1010180001 | NUT,EYE M.16 DIN 582 | PCS | 14 | 0
| 1010180100 | WASHER,PLAIN,SQUARE,LARGE 52x52x4.5 mm.HOLE DIA. 18 MM. TIS.258 | PCS. | 16 | 0
| 1010180301 | WASHER,LOCK,SPRING,SIZE 16 mm.,GENERAL PURPOSE,TIS.259 | PCS. | 4 | 0
| 1010200002 | BRACE,FLAT,FOR CROSSARM 40x6x1,000 mm. | PCS. | 4 | 0
| 1010210304 | THIMBLE,GUY,FOR STEEL WIRE 50-95 sq.mm. | PCS. | 4 | 0
| 1010230000 | CLAMP,SINGLE U-BOLT,M.8 (WIRE ROPE CLIP) | SET | 20 | 0
| 1030020002 | INSULATOR,SUSPENSION TYPE D (CLASS 52-4)TIS.354 | PCS. | 36 | 36
set31703 | H-FRAME 33 KV. 2 CCT, SPAN 200-400 M. (22 M.)
| 1010000303 | STEEL CHANNEL,150X75X6.5 MM.6,000 MM.LONG | PCS. | 4 | 4
| 1010010102 | STEEL ANGLE 75X75X6 MM. 4,500 MM.LONG | EACH | 6 | 6
| 1010050003 | PIPE,STEEL,SIZE 20,TYPE 2, 180 MM.LONG TIS.277 BUT WITHOUT THREADED END | EACH | 2 | 0
| 1010110201 | BOLT,MACHINE M.16x170 mm. | SET | 12 | 0
| 1010110202 | BOLT,MACHINE M.16x200 mm. | SET | 56 | 0
| 1010110205 | BOLT,MACHINE M.16x350 mm. | SET | 12 | 0
| 1010110206 | BOLT,MACHINE M.16x400 mm. | SET | 6 | 0
| 1010110302 | BOLT,MACHINE M.20X450 MM. | SET | 4 | 0
| 1010120000 | BOLT,DOUBLE ARMING,M.16x400 mm. | SET | 1 | 0
| 1010120001 | BOLT,DOUBLE ARMING,M.16x450 mm. | SET | 2 | 0
| 1010120003 | BOLT,DOUBLE ARMING,M.16X550 MM. | SET | 6 | 0
| 1010140001 | BOLT, ROUNG EYE M 16X200 MM. | SET | 2 | 0
| 1010180001 | NUT,EYE M.16 DIN 582 | PCS | 14 | 0
| 1010180100 | WASHER,PLAIN,SQUARE,LARGE 52x52x4.5 mm.HOLE DIA. 18 MM. TIS.258 | PCS. | 12 | 0
| 1010180301 | WASHER,LOCK,SPRING,SIZE 16 mm.,GENERAL PURPOSE,TIS.259 | PCS. | 56 | 0
| 1010180302 | WASHER,LOCK,SPRING,SIZE 20 MM.,GENERAL PURPOSE,TIS.259 | PCS. | 4 | 0
| 1010200002 | BRACE,FLAT,FOR CROSSARM 40x6x1,000 mm. | PCS. | 74 | 0
| 1010210304 | THIMBLE,GUY,FOR STEEL WIRE 50-95 sq.mm. | PCS. | 4 | 0
| 1010230000 | CLAMP,SINGLE U-BOLT,M.8 (WIRE ROPE CLIP) | SET | 20 | 0
| 1030020002 | INSULATOR,SUSPENSION TYPE D (CLASS 52-4)TIS.354 | PCS. | 36 | 36
set32181 | X-ARM-C, 3-CCT, 1 ST-CCT, SP 0-5 OF PIC (14.30 M.)
| 1000110001 | CROSSARM,PRESTRESSED CONCRETE,SPUN,H.T. 100X100X2,500 MM. | PCS. | 1 | 1
| 1010010003 | STEEL ANGLE,OVERHEAD GROUND WIRE BAYONET 65x65x6 MM. 2,250 MM. LONG | PCS. | 1 | 0
| 1010100000 | WIRE,STEEL SOLID DIA. 4.0 mm.TIS.71 | KG. | 0.4 | 0
| 1010110200 | BOLT,MACHINE M.16x130 mm. | SET | 2 | 0
| 1010110204 | BOLT,MACHINE M.16x300 mm. | SET | 3 | 0
| 1010110206 | BOLT,MACHINE M.16x400 mm. | SET | 1 | 0
| 1010180100 | WASHER,PLAIN,SQUARE,LARGE 52x52x4.5 mm.HOLE DIA. 18 MM. TIS.258 | PCS. | 7 | 0
| 1010180300 | WASHER LOCK SPRING SIZE 12 MM. GENERAL PURPOSE TIS 259 | PCS | 1 | 0
| 1010200001 | BRACE,FLAT,FOR CROSSARM 30x6x760 mm. | PCS. | 2 | 2
| 1010230000 | CLAMP,SINGLE U-BOLT,M.8 (WIRE ROPE CLIP) | SET | 3 | 0
| 1010230205 | GROUND WIRE CLAMP,J.1152 | SET | 1 | 0
| 1030000002 | INSULATOR,PIN TYPE,TYPE C (CLASS 56-3)TIS.279 | EACH | 3 | 3
| 1030100001 | PIN,INSULATOR,33 KV.SHANK 165 MM.LEAD HEAD 35 MM.(1 3/8") | EACH | 3 | 3
set32182 | X-ARM-C, 3-CCT, 1 ST-CCT, SP 5-30 OF PIC (14.30 M.)
| 1000110001 | CROSSARM,PRESTRESSED CONCRETE,SPUN,H.T. 100X100X2,500 MM. | PCS. | 1 | 1
| 1010000100 | STEEL CHANNEL, 100x50x5 mm. 2,250 MM.LONG | PCS | 1 | 1
| 1010100000 | WIRE,STEEL SOLID DIA. 4.0 mm.TIS.71 | KG. | 0.4 | 0
| 1010110200 | BOLT,MACHINE M.16x130 mm. | SET | 2 | 0
| 1010110204 | BOLT,MACHINE M.16x300 mm. | SET | 1 | 0
| 1010110206 | BOLT,MACHINE M.16x400 mm. | SET | 3 | 0
| 1010180100 | WASHER,PLAIN,SQUARE,LARGE 52x52x4.5 mm.HOLE DIA. 18 MM. TIS.258 | PCS. | 7 | 0
| 1010180300 | WASHER LOCK SPRING SIZE 12 MM. GENERAL PURPOSE TIS 259 | PCS | 1 | 0
| 1010200001 | BRACE,FLAT,FOR CROSSARM 30x6x760 mm. | PCS. | 2 | 2
| 1010230000 | CLAMP,SINGLE U-BOLT,M.8 (WIRE ROPE CLIP) | SET | 3 | 0
| 1010230205 | GROUND WIRE CLAMP,J.1152 | SET | 1 | 0
| 1030000002 | INSULATOR,PIN TYPE,TYPE C (CLASS 56-3)TIS.279 | EACH | 3 | 3
| 1030100001 | PIN,INSULATOR,33 KV.SHANK 165 MM.LEAD HEAD 35 MM.(1 3/8") | EACH | 3 | 3
set32183 | X-ARM-C,3-CCT, 1 ST-CCT, DDE OF PIC (14.30 M.)
| 1000110004 | CROSSARM,PRESTRESSED CONCRETE,SPUN(FOR DEAD-ENDING) 120X120X2,50 | PCS. | 2 | 2
| 1010000100 | STEEL CHANNEL, 100x50x5 mm. 2,250 MM.LONG | PCS | 1 | 1
| 1010100000 | WIRE,STEEL SOLID DIA. 4.0 mm.TIS.71 | KG. | 0.4 | 0
| 1010110201 | BOLT,MACHINE M.16x170 mm. | SET | 2 | 0
| 1010110204 | BOLT,MACHINE M.16x300 mm. | SET | 3 | 0
| 1010130003 | BOLT,DOUBLE ARMING,ROUND EYE M.16x600 mm. | SET | 3 | 0
| 1010140001 | BOLT, ROUNG EYE M 16X200 MM. | SET | 1 | 0
| 1010180001 | NUT,EYE M.16 DIN 582 | PCS | 4 | 0
| 1010180100 | WASHER,PLAIN,SQUARE,LARGE 52x52x4.5 mm.HOLE DIA. 18 MM. TIS.258 | PCS. | 17 | 0
| 1010180201 | WASHER,SQUARE,CURVED 60x60x5 mm.HOLE DIA. 22 mm. | PCS. | 3 | 0
| 1010200001 | BRACE,FLAT,FOR CROSSARM 30x6x760 mm. | PCS. | 2 | 2
| 1010210304 | THIMBLE,GUY,FOR STEEL WIRE 50-95 sq.mm. | PCS. | 2 | 0
| 1010230000 | CLAMP,SINGLE U-BOLT,M.8 (WIRE ROPE CLIP) | SET | 8 | 0
| 1030000002 | INSULATOR,PIN TYPE,TYPE C (CLASS 56-3)TIS.279 | EACH | 3 | 3
| 1030020002 | INSULATOR,SUSPENSION TYPE D (CLASS 52-4)TIS.354 | PCS. | 18 | 18
| 1030100001 | PIN,INSULATOR,33 KV.SHANK 165 MM.LEAD HEAD 35 MM.(1 3/8") | EACH | 3 | 3
set32186 | X-ARM-C, 3-CCT, 1 ST-CCT, DE OF PIC (14.30 M.)
| 1000110004 | CROSSARM,PRESTRESSED CONCRETE,SPUN(FOR DEAD-ENDING) 120X120X2,50 | PCS. | 2 | 2
| 1010000100 | STEEL CHANNEL, 100x50x5 mm. 2,250 MM.LONG | PCS | 1 | 1
| 1010110201 | BOLT,MACHINE M.16x170 mm. | SET | 4 | 0
| 1010110204 | BOLT,MACHINE M.16x300 mm. | SET | 3 | 0
| 1010130003 | BOLT,DOUBLE ARMING,ROUND EYE M.16x600 mm. | SET | 3 | 0
| 1010140001 | BOLT, ROUNG EYE M 16X200 MM. | SET | 1 | 0
| 1010180100 | WASHER,PLAIN,SQUARE,LARGE 52x52x4.5 mm.HOLE DIA. 18 MM. TIS.258 | PCS. | 16 | 0
| 1010200001 | BRACE,FLAT,FOR CROSSARM 30x6x760 mm. | PCS. | 4 | 4
| 1010210304 | THIMBLE,GUY,FOR STEEL WIRE 50-95 sq.mm. | PCS. | 2 | 0
| 1010230000 | CLAMP,SINGLE U-BOLT,M.8 (WIRE ROPE CLIP) | SET | 5 | 0
| 1030020002 | INSULATOR,SUSPENSION TYPE D (CLASS 52-4)TIS.354 | PCS. | 9 | 9
set32187 | X-ARM-C, 3-CCT, 1 ST-CCT, BA (14.30 M.)
| 1000110004 | CROSSARM,PRESTRESSED CONCRETE,SPUN(FOR DEAD-ENDING) 120X120X2,50 | PCS. | 2 | 2
| 1010100000 | WIRE,STEEL SOLID DIA. 4.0 mm.TIS.71 | KG. | 0.3 | 0
| 1010110201 | BOLT,MACHINE M.16x170 mm. | SET | 4 | 0
| 1010110204 | BOLT,MACHINE M.16x300 mm. | SET | 1 | 0
| 1010130003 | BOLT,DOUBLE ARMING,ROUND EYE M.16x600 mm. | SET | 3 | 0
| 1010140001 | BOLT, ROUNG EYE M 16X200 MM. | SET | 1 | 0
| 1010180100 | WASHER,PLAIN,SQUARE,LARGE 52x52x4.5 mm.HOLE DIA. 18 MM. TIS.258 | PCS. | 16 | 0
| 1010180201 | WASHER,SQUARE,CURVED 60x60x5 mm.HOLE DIA. 22 mm. | PCS. | 2 | 0
| 1010200001 | BRACE,FLAT,FOR CROSSARM 30x6x760 mm. | PCS. | 4 | 4
| 1010210304 | THIMBLE,GUY,FOR STEEL WIRE 50-95 sq.mm. | PCS. | 1 | 0
| 1010230000 | CLAMP,SINGLE U-BOLT,M.8 (WIRE ROPE CLIP) | SET | 6 | 0
| 1030000002 | INSULATOR,PIN TYPE,TYPE C (CLASS 56-3)TIS.279 | EACH | 2 | 2
| 1030020002 | INSULATOR,SUSPENSION TYPE D (CLASS 52-4)TIS.354 | PCS. | 9 | 9
| 1030100001 | PIN,INSULATOR,33 KV.SHANK 165 MM.LEAD HEAD 35 MM.(1 3/8") | EACH | 2 | 2
set32281 | X-ARM-C, 3-CCT, 2 ND-CCT, SP 0-30 OF PIC (14.30 M.)
| 1000110001 | CROSSARM,PRESTRESSED CONCRETE,SPUN,H.T. 100X100X2,500 MM. | PCS. | 1 | 1
| 1010100000 | WIRE,STEEL SOLID DIA. 4.0 mm.TIS.71 | KG. | 0.4 | 0
| 1010100002 | WIRE,STEEL STRANDED 25 sq.mm.TIS.404 | M. | 2 | 0
| 1010110200 | BOLT,MACHINE M.16x130 mm. | SET | 2 | 0
| 1010110204 | BOLT,MACHINE M.16x300 mm. | SET | 1 | 0
| 1010110206 | BOLT,MACHINE M.16x400 mm. | SET | 1 | 0
| 1010180100 | WASHER,PLAIN,SQUARE,LARGE 52x52x4.5 mm.HOLE DIA. 18 MM. TIS.258 | PCS. | 5 | 0
| 1010180201 | WASHER,SQUARE,CURVED 60x60x5 mm.HOLE DIA. 22 mm. | PCS. | 3 | 0
| 1010180300 | WASHER LOCK SPRING SIZE 12 MM. GENERAL PURPOSE TIS 259 | PCS | 1 | 0
| 1010200001 | BRACE,FLAT,FOR CROSSARM 30x6x760 mm. | PCS. | 2 | 2
| 1010230000 | CLAMP,SINGLE U-BOLT,M.8 (WIRE ROPE CLIP) | SET | 1 | 0
| 1030000002 | INSULATOR,PIN TYPE,TYPE C (CLASS 56-3)TIS.279 | EACH | 3 | 3
| 1030100001 | PIN,INSULATOR,33 KV.SHANK 165 MM.LEAD HEAD 35 MM.(1 3/8") | EACH | 3 | 3
set32283 | X-ARM-C, 3-CCT, 2 ND-CCT, DDE OF PIC (14.30 M.)
| 1000110004 | CROSSARM,PRESTRESSED CONCRETE,SPUN(FOR DEAD-ENDING) 120X120X2,50 | PCS. | 2 | 2
| 1010100000 | WIRE,STEEL SOLID DIA. 4.0 mm.TIS.71 | KG. | 0.4 | 0
| 1010100002 | WIRE,STEEL STRANDED 25 sq.mm.TIS.404 | M. | 2 | 0
| 1010110201 | BOLT,MACHINE M.16x170 mm. | SET | 1 | 0
| 1010110204 | BOLT,MACHINE M.16x300 mm. | SET | 1 | 0
| 1010130003 | BOLT,DOUBLE ARMING,ROUND EYE M.16x600 mm. | SET | 4 | 0
| 1010180001 | NUT,EYE M.16 DIN 582 | PCS | 3 | 0
| 1010180100 | WASHER,PLAIN,SQUARE,LARGE 52x52x4.5 mm.HOLE DIA. 18 MM. TIS.258 | PCS. | 16 | 0
| 1010180201 | WASHER,SQUARE,CURVED 60x60x5 mm.HOLE DIA. 22 mm. | PCS. | 3 | 0
| 1010200001 | BRACE,FLAT,FOR CROSSARM 30x6x760 mm. | PCS. | 2 | 2
| 1010230000 | CLAMP,SINGLE U-BOLT,M.8 (WIRE ROPE CLIP) | SET | 1 | 0
| 1030000002 | INSULATOR,PIN TYPE,TYPE C (CLASS 56-3)TIS.279 | EACH | 3 | 3
| 1030020002 | INSULATOR,SUSPENSION TYPE D (CLASS 52-4)TIS.354 | PCS. | 18 | 18
| 1030100001 | PIN,INSULATOR,33 KV.SHANK 165 MM.LEAD HEAD 35 MM.(1 3/8") | EACH | 3 | 3
set32286 | X-ARM-C, 3-CCT, 2 ND-CCT, DE OF PIC (14.30 M.)
| 1000110004 | CROSSARM,PRESTRESSED CONCRETE,SPUN(FOR DEAD-ENDING) 120X120X2,50 | PCS. | 2 | 2
| 1010110201 | BOLT,MACHINE M.16x170 mm. | SET | 4 | 0
| 1010110205 | BOLT,MACHINE M.16x350 mm. | SET | 1 | 0
| 1010130003 | BOLT,DOUBLE ARMING,ROUND EYE M.16x600 mm. | SET | 3 | 0
| 1010180100 | WASHER,PLAIN,SQUARE,LARGE 52x52x4.5 mm.HOLE DIA. 18 MM. TIS.258 | PCS. | 14 | 0
| 1010200001 | BRACE,FLAT,FOR CROSSARM 30x6x760 mm. | PCS. | 4 | 4
| 1030020002 | INSULATOR,SUSPENSION TYPE D (CLASS 52-4)TIS.354 | PCS. | 9 | 9
set32287 | X-ARM-C, 3-CCT, 2 ND-CCT, BA (14.30 M.)
| 1000110004 | CROSSARM,PRESTRESSED CONCRETE,SPUN(FOR DEAD-ENDING) 120X120X2,50 | PCS. | 2 | 2
| 1010100000 | WIRE,STEEL SOLID DIA. 4.0 mm.TIS.71 | KG. | 0.3 | 0
| 1010110201 | BOLT,MACHINE M.16x170 mm. | SET | 4 | 0
| 1010110205 | BOLT,MACHINE M.16x350 mm. | SET | 1 | 0
| 1010130003 | BOLT,DOUBLE ARMING,ROUND EYE M.16x600 mm. | SET | 3 | 0
| 1010140001 | BOLT, ROUNG EYE M 16X200 MM. | SET | 1 | 0
| 1010180100 | WASHER,PLAIN,SQUARE,LARGE 52x52x4.5 mm.HOLE DIA. 18 MM. TIS.258 | PCS. | 16 | 0
| 1010180201 | WASHER,SQUARE,CURVED 60x60x5 mm.HOLE DIA. 22 mm. | PCS. | 2 | 0
| 1010200001 | BRACE,FLAT,FOR CROSSARM 30x6x760 mm. | PCS. | 4 | 4
| 1010210304 | THIMBLE,GUY,FOR STEEL WIRE 50-95 sq.mm. | PCS. | 1 | 0
| 1010230000 | CLAMP,SINGLE U-BOLT,M.8 (WIRE ROPE CLIP) | SET | 6 | 0
| 1030000002 | INSULATOR,PIN TYPE,TYPE C (CLASS 56-3)TIS.279 | EACH | 2 | 2
| 1030020002 | INSULATOR,SUSPENSION TYPE D (CLASS 52-4)TIS.354 | PCS. | 9 | 9
| 1030100001 | PIN,INSULATOR,33 KV.SHANK 165 MM.LEAD HEAD 35 MM.(1 3/8") | EACH | 2 | 2
set32381 | X-ARM-C, 3-CCT, 3 RD-CCT, SAC ON X-ARM-C 0-30 (14.30 M.)
| 1000110001 | CROSSARM,PRESTRESSED CONCRETE,SPUN,H.T. 100X100X2,500 MM. | PCS. | 1 | 1
| 1010100002 | WIRE,STEEL STRANDED 25 sq.mm.TIS.404 | M. | 2.5 | 0
| 1010110200 | BOLT,MACHINE M.16x130 mm. | SET | 2 | 0
| 1010110201 | BOLT,MACHINE M.16x170 mm. | SET | 1 | 0
| 1010110205 | BOLT,MACHINE M.16x350 mm. | SET | 1 | 0
| 1010110206 | BOLT,MACHINE M.16x400 mm. | SET | 1 | 0
| 1010180100 | WASHER,PLAIN,SQUARE,LARGE 52x52x4.5 mm.HOLE DIA. 18 MM. TIS.258 | PCS. | 8 | 0
| 1010180301 | WASHER,LOCK,SPRING,SIZE 16 mm.,GENERAL PURPOSE,TIS.259 | PCS. | 2 | 0
| 1010200001 | BRACE,FLAT,FOR CROSSARM 30x6x760 mm. | PCS. | 2 | 2
| 1010230000 | CLAMP,SINGLE U-BOLT,M.8 (WIRE ROPE CLIP) | SET | 3 | 0
| 1020440102 | CLAMP,GUY,TRIPLE BOLT | SET | 1 | 0
| 1020440103 | LINK,CABLE SPACER | PCS. | 1 | 0
set32383 | X-ARM-C, 3 CIRCUIT, 3 RD(THIRD) CIRCUIT, DDE OF SAC (14.30 M.) (ASSEMBLY NO.3213)
| 1000110004 | CROSSARM,PRESTRESSED CONCRETE,SPUN(FOR DEAD-ENDING) 120X120X2,50 | PCS. | 2 | 2
| 1010100000 | WIRE,STEEL SOLID DIA. 4.0 mm.TIS.71 | KG. | 1.2 | 0
| 1010110201 | BOLT,MACHINE M.16x170 mm. | SET | 2 | 0
| 1010110205 | BOLT,MACHINE M.16x350 mm. | SET | 1 | 0
| 1010110209 | BOLT MACHINE M.16X600 MM. | SET | 1 | 0
| 1010130003 | BOLT,DOUBLE ARMING,ROUND EYE M.16x600 mm. | SET | 3 | 0
| 1010180001 | NUT,EYE M.16 DIN 582 | PCS | 3 | 0
| 1010180100 | WASHER,PLAIN,SQUARE,LARGE 52x52x4.5 mm.HOLE DIA. 18 MM. TIS.258 | PCS. | 20 | 0
| 1010180201 | WASHER,SQUARE,CURVED 60x60x5 mm.HOLE DIA. 22 mm. | PCS. | 6 | 0
| 1010180301 | WASHER,LOCK,SPRING,SIZE 16 mm.,GENERAL PURPOSE,TIS.259 | PCS. | 4 | 0
| 1010200001 | BRACE,FLAT,FOR CROSSARM 30x6x760 mm. | PCS. | 4 | 4
| 1010230000 | CLAMP,SINGLE U-BOLT,M.8 (WIRE ROPE CLIP) | SET | 2 | 0
| 1030000002 | INSULATOR,PIN TYPE,TYPE C (CLASS 56-3)TIS.279 | EACH | 6 | 6
| 1030020002 | INSULATOR,SUSPENSION TYPE D (CLASS 52-4)TIS.354 | PCS. | 18 | 18
set32386 | X-ARM-C, 3-CCT, 3 RD-CCT, DE OF SAC (14.30 M.)
| 1000110004 | CROSSARM,PRESTRESSED CONCRETE,SPUN(FOR DEAD-ENDING) 120X120X2,50 | PCS. | 2 | 2
| 1010100002 | WIRE,STEEL STRANDED 25 sq.mm.TIS.404 | M. | 3.5 | 0
| 1010110201 | BOLT,MACHINE M.16x170 mm. | SET | 2 | 0
| 1010110205 | BOLT,MACHINE M.16x350 mm. | SET | 1 | 0
| 1010130003 | BOLT,DOUBLE ARMING,ROUND EYE M.16x600 mm. | SET | 3 | 0
| 1010180100 | WASHER,PLAIN,SQUARE,LARGE 52x52x4.5 mm.HOLE DIA. 18 MM. TIS.258 | PCS. | 14 | 0
| 1010200001 | BRACE,FLAT,FOR CROSSARM 30x6x760 mm. | PCS. | 4 | 4
| 1010230000 | CLAMP,SINGLE U-BOLT,M.8 (WIRE ROPE CLIP) | SET | 2 | 0
| 1030020002 | INSULATOR,SUSPENSION TYPE D (CLASS 52-4)TIS.354 | PCS. | 9 | 9
set32486 | X-ARM-S, 4-CCT, 3 RD,4TH-CCT, 2DE OF SAC (14.30 M.)
| 1010000302 | STEEL CHANNEL, 150x75x6.5 MM. 4,500 MM.LONG | PCS | 2 | 2
| 1010100002 | WIRE,STEEL STRANDED 25 sq.mm.TIS.404 | M. | 4 | 0
| 1010110202 | BOLT,MACHINE M.16x200 mm. | SET | 4 | 0
| 1010110205 | BOLT,MACHINE M.16x350 mm. | SET | 1 | 0
| 1010110207 | BOLT,MACHINE M.16x450 mm. | SET | 1 | 0
| 1010130001 | BOLT,DOUBLE ARMING,ROUND EYE M.16x450 mm. | SET | 6 | 0
| 1010180100 | WASHER,PLAIN,SQUARE,LARGE 52x52x4.5 mm.HOLE DIA. 18 MM. TIS.258 | PCS. | 30 | 0
| 1010200007 | BRACE,ANGLE STEEL 50x50x6 mm. 1,800 mm.WIDE 450 mm.DROP | PCS. | 2 | 2
| 1010230000 | CLAMP,SINGLE U-BOLT,M.8 (WIRE ROPE CLIP) | SET | 4 | 0
| 1030020002 | INSULATOR,SUSPENSION TYPE D (CLASS 52-4)TIS.354 | PCS. | 18 | 18
set33001 | GUY, GY-32, (DE), POLE 12 M. 95 SQ.MM.
| 1000040001 | ANCHOR,PLATE,REINFORCED CONCRETE 550X550X150 MM. | EACH | 1 | 0
| 1010100002 | WIRE,STEEL STRANDED 25 sq.mm.TIS.404 | M. | 3 | 0
| 1010100006 | WIRE,STEEL STRANDED 95 sq.mm.TIS.404 | M. | 16 | 0
| 1010180100 | WASHER,PLAIN,SQUARE,LARGE 52x52x4.5 mm.HOLE DIA. 18 MM. TIS.258 | PCS. | 1 | 0
| 1010210000 | ROD,ANCHOR,ROUND EYE M.16, 2,000 mm.LONG | SET | 1 | 0
| 1010210201 | BOLT,STRAND EYE,SINGLE 45 DEGREE M.16x250 mm. | SET | 1 | 0
| 1010210304 | THIMBLE,GUY,FOR STEEL WIRE 50-95 sq.mm. | PCS. | 1 | 0
| 1010230000 | CLAMP,SINGLE U-BOLT,M.8 (WIRE ROPE CLIP) | SET | 4 | 0
| 1010230001 | CLAMP,DOUBLE U-BOLT,M.16 (WIRE ROPE CLIP) | SET | 4 | 0
set33002 | GUY, GY-32, (DE), POLE 12.20 M. 95 SQ.MM.
| 1000040003 | ANCHOR, PLATE, REINFORCED CONCRETE 600 X 600 X 180 MM. | EACH | 1 | 0
| 1010100002 | WIRE,STEEL STRANDED 25 sq.mm.TIS.404 | M. | 3 | 0
| 1010100006 | WIRE,STEEL STRANDED 95 sq.mm.TIS.404 | M. | 16 | 0
| 1010180100 | WASHER,PLAIN,SQUARE,LARGE 52x52x4.5 mm.HOLE DIA. 18 MM. TIS.258 | PCS. | 1 | 0
| 1010210000 | ROD,ANCHOR,ROUND EYE M.16, 2,000 mm.LONG | SET | 1 | 0
| 1010210201 | BOLT,STRAND EYE,SINGLE 45 DEGREE M.16x250 mm. | SET | 1 | 0
| 1010210304 | THIMBLE,GUY,FOR STEEL WIRE 50-95 sq.mm. | PCS. | 1 | 0
| 1010230000 | CLAMP,SINGLE U-BOLT,M.8 (WIRE ROPE CLIP) | SET | 4 | 0
| 1010230001 | CLAMP,DOUBLE U-BOLT,M.16 (WIRE ROPE CLIP) | SET | 4 | 0
set33004 | GUY OVER STREET, GY-32, (DE), 95 SQ.MM.
| 1010100002 | WIRE,STEEL STRANDED 25 sq.mm.TIS.404 | M. | 3 | 0
| 1010100006 | WIRE,STEEL STRANDED 95 sq.mm.TIS.404 | M. | 15 | 0
| 1010140001 | BOLT, ROUNG EYE M 16X200 MM. | SET | 1 | 0
| 1010140002 | BOLT,ROUND EYE M.16x250 mm. | SET | 1 | 0
| 1010180100 | WASHER,PLAIN,SQUARE,LARGE 52x52x4.5 mm.HOLE DIA. 18 MM. TIS.258 | PCS. | 3 | 0
| 1010210304 | THIMBLE,GUY,FOR STEEL WIRE 50-95 sq.mm. | PCS. | 2 | 0
| 1010230000 | CLAMP,SINGLE U-BOLT,M.8 (WIRE ROPE CLIP) | SET | 4 | 0
| 1010230001 | CLAMP,DOUBLE U-BOLT,M.16 (WIRE ROPE CLIP) | SET | 4 | 0
set33005 | GUY, GY-32, (DE), POLE 22 M. 95 SQ.MM.
| 1000040003 | ANCHOR, PLATE, REINFORCED CONCRETE 600 X 600 X 180 MM. | EACH | 1 | 0
| 1010100002 | WIRE,STEEL STRANDED 25 sq.mm.TIS.404 | M. | 3 | 0
| 1010100006 | WIRE,STEEL STRANDED 95 sq.mm.TIS.404 | M. | 16 | 0
| 1010180100 | WASHER,PLAIN,SQUARE,LARGE 52x52x4.5 mm.HOLE DIA. 18 MM. TIS.258 | PCS. | 1 | 0
| 1010210000 | ROD,ANCHOR,ROUND EYE M.16, 2,000 mm.LONG | SET | 1 | 0
| 1010210202 | BOLT,STRAND EYE,SINGLE 45 DEGREE M.16X350 MM. | SET | 1 | 0
| 1010210304 | THIMBLE,GUY,FOR STEEL WIRE 50-95 sq.mm. | PCS. | 1 | 0
| 1010230000 | CLAMP,SINGLE U-BOLT,M.8 (WIRE ROPE CLIP) | SET | 4 | 0
| 1010230001 | CLAMP,DOUBLE U-BOLT,M.16 (WIRE ROPE CLIP) | SET | 4 | 0
set33007 | GUY, GY-33, 50 SQ.MM.
| 1000040001 | ANCHOR,PLATE,REINFORCED CONCRETE 550X550X150 MM. | EACH | 1 | 0
| 1010100004 | WIRE,STEEL STRANDED 50/7 sq.mm.TIS.404 | M. | 32 | 0
| 1010180100 | WASHER,PLAIN,SQUARE,LARGE 52x52x4.5 mm.HOLE DIA. 18 MM. TIS.258 | PCS. | 1 | 0
| 1010210003 | ROD,ANCHOR,DOUBLE STRAND EYE,M.20, 2,500 mm.LONG | SET | 1 | 0
| 1010210201 | BOLT,STRAND EYE,SINGLE 45 DEGREE M.16x250 mm. | SET | 1 | 0
| 1010210300 | ANGLE GUY ATTACHMENT 30 DEGREE. | PCS. | 1 | 0
| 1010230000 | CLAMP,SINGLE U-BOLT,M.8 (WIRE ROPE CLIP) | SET | 14 | 0
set33008 | GUY, GY-33, 95 SQ.MM.
| 1000040001 | ANCHOR,PLATE,REINFORCED CONCRETE 550X550X150 MM. | EACH | 1 | 0
| 1010100004 | WIRE,STEEL STRANDED 50/7 sq.mm.TIS.404 | M. | 16 | 0
| 1010100006 | WIRE,STEEL STRANDED 95 sq.mm.TIS.404 | M. | 16 | 0
| 1010180100 | WASHER,PLAIN,SQUARE,LARGE 52x52x4.5 mm.HOLE DIA. 18 MM. TIS.258 | PCS. | 1 | 0
| 1010210003 | ROD,ANCHOR,DOUBLE STRAND EYE,M.20, 2,500 mm.LONG | SET | 1 | 0
| 1010210201 | BOLT,STRAND EYE,SINGLE 45 DEGREE M.16x250 mm. | SET | 1 | 0
| 1010210300 | ANGLE GUY ATTACHMENT 30 DEGREE. | PCS. | 1 | 0
| 1010230000 | CLAMP,SINGLE U-BOLT,M.8 (WIRE ROPE CLIP) | SET | 8 | 0
| 1010230001 | CLAMP,DOUBLE U-BOLT,M.16 (WIRE ROPE CLIP) | SET | 4 | 0
set33009 | GUY, GY-39, DE-AL, 50 SQ.MM.
| 1010100004 | WIRE,STEEL STRANDED 50/7 sq.mm.TIS.404 | M. | 30 | 0
| 1010140001 | BOLT, ROUNG EYE M 16X200 MM. | SET | 2 | 0
| 1010180001 | NUT,EYE M.16 DIN 582 | PCS | 1 | 0
| 1010180100 | WASHER,PLAIN,SQUARE,LARGE 52x52x4.5 mm.HOLE DIA. 18 MM. TIS.258 | PCS. | 3 | 0
| 1010210300 | ANGLE GUY ATTACHMENT 30 DEGREE. | PCS. | 1 | 0
| 1010210304 | THIMBLE,GUY,FOR STEEL WIRE 50-95 sq.mm. | PCS. | 3 | 0
| 1010230000 | CLAMP,SINGLE U-BOLT,M.8 (WIRE ROPE CLIP) | SET | 16 | 0
set33010 | GUY, GY-39, DE-AL, 95 SQ.MM.
| 1010100004 | WIRE,STEEL STRANDED 50/7 sq.mm.TIS.404 | M. | 15 | 0
| 1010100006 | WIRE,STEEL STRANDED 95 sq.mm.TIS.404 | M. | 15 | 0
| 1010140001 | BOLT, ROUNG EYE M 16X200 MM. | SET | 2 | 0
| 1010180001 | NUT,EYE M.16 DIN 582 | PCS | 1 | 0
| 1010180100 | WASHER,PLAIN,SQUARE,LARGE 52x52x4.5 mm.HOLE DIA. 18 MM. TIS.258 | PCS. | 3 | 0
| 1010210300 | ANGLE GUY ATTACHMENT 30 DEGREE. | PCS. | 1 | 0
| 1010210304 | THIMBLE,GUY,FOR STEEL WIRE 50-95 sq.mm. | PCS. | 3 | 0
| 1010230000 | CLAMP,SINGLE U-BOLT,M.8 (WIRE ROPE CLIP) | SET | 10 | 0
| 1010230001 | CLAMP,DOUBLE U-BOLT,M.16 (WIRE ROPE CLIP) | SET | 4 | 0
set33012 | LINE GUY, GY-35, 95 SQ.MM.
| 1000040001 | ANCHOR,PLATE,REINFORCED CONCRETE 550X550X150 MM. | EACH | 2 | 0
| 1010100006 | WIRE,STEEL STRANDED 95 sq.mm.TIS.404 | M. | 32 | 0
| 1010110203 | BOLT,MACHINE M.16x250 mm. | SET | 1 | 0
| 1010210000 | ROD,ANCHOR,ROUND EYE M.16, 2,000 mm.LONG | SET | 2 | 0
| 1010210300 | ANGLE GUY ATTACHMENT 30 DEGREE. | PCS. | 2 | 0
| 1010210304 | THIMBLE,GUY,FOR STEEL WIRE 50-95 sq.mm. | PCS. | 2 | 0
| 1010230000 | CLAMP,SINGLE U-BOLT,M.8 (WIRE ROPE CLIP) | SET | 2 | 0
| 1010230001 | CLAMP,DOUBLE U-BOLT,M.16 (WIRE ROPE CLIP) | SET | 8 | 0
set33013 | SIDE GUY, GY-32, 95 SQ.MM., ON 14.30 M.POLE (ASSEMBLY NO. 8453, 8408)
| 1000040003 | ANCHOR, PLATE, REINFORCED CONCRETE 600 X 600 X 180 MM. | EACH | 1 | 0
| 1010100002 | WIRE,STEEL STRANDED 25 sq.mm.TIS.404 | M. | 3 | 0
| 1010100006 | WIRE,STEEL STRANDED 95 sq.mm.TIS.404 | M. | 16 | 0
| 1010180100 | WASHER,PLAIN,SQUARE,LARGE 52x52x4.5 mm.HOLE DIA. 18 MM. TIS.258 | PCS. | 1 | 0
| 1010210000 | ROD,ANCHOR,ROUND EYE M.16, 2,000 mm.LONG | SET | 1 | 0
| 1010210202 | BOLT,STRAND EYE,SINGLE 45 DEGREE M.16X350 MM. | SET | 1 | 0
| 1010210304 | THIMBLE,GUY,FOR STEEL WIRE 50-95 sq.mm. | PCS. | 1 | 0
| 1010230000 | CLAMP,SINGLE U-BOLT,M.8 (WIRE ROPE CLIP) | SET | 4 | 0
| 1010230001 | CLAMP,DOUBLE U-BOLT,M.16 (WIRE ROPE CLIP) | SET | 4 | 0
set33014 | OHGW DEADEND GUY WITH DEADEND POLE, GY-33, 95 SQ.MM., ON 12.2 M.POLE (ASSEMBLY NO. 8453, 8408)
| 1000040003 | ANCHOR, PLATE, REINFORCED CONCRETE 600 X 600 X 180 MM. | EACH | 1 | 0
| 1010100004 | WIRE,STEEL STRANDED 50/7 sq.mm.TIS.404 | M. | 18 | 0
| 1010100006 | WIRE,STEEL STRANDED 95 sq.mm.TIS.404 | M. | 16 | 0
| 1010180100 | WASHER,PLAIN,SQUARE,LARGE 52x52x4.5 mm.HOLE DIA. 18 MM. TIS.258 | PCS. | 1 | 0
| 1010210003 | ROD,ANCHOR,DOUBLE STRAND EYE,M.20, 2,500 mm.LONG | SET | 1 | 0
| 1010210201 | BOLT,STRAND EYE,SINGLE 45 DEGREE M.16x250 mm. | SET | 1 | 0
| 1010210300 | ANGLE GUY ATTACHMENT 30 DEGREE. | PCS. | 1 | 0
| 1010230000 | CLAMP,SINGLE U-BOLT,M.8 (WIRE ROPE CLIP) | SET | 8 | 0
| 1010230001 | CLAMP,DOUBLE U-BOLT,M.16 (WIRE ROPE CLIP) | SET | 4 | 0
set33015 | OHGW DEADEND GUY WITH DEADEND POLE, GY-33, 95 SQ.MM., ON 14.30 M.POLE (ASSEMBLY NO. 8453, 8408)
| 1000040003 | ANCHOR, PLATE, REINFORCED CONCRETE 600 X 600 X 180 MM. | EACH | 1 | 0
| 1010100004 | WIRE,STEEL STRANDED 50/7 sq.mm.TIS.404 | M. | 20 | 0
| 1010100006 | WIRE,STEEL STRANDED 95 sq.mm.TIS.404 | M. | 18 | 0
| 1010180100 | WASHER,PLAIN,SQUARE,LARGE 52x52x4.5 mm.HOLE DIA. 18 MM. TIS.258 | PCS. | 1 | 0
| 1010210003 | ROD,ANCHOR,DOUBLE STRAND EYE,M.20, 2,500 mm.LONG | SET | 1 | 0
| 1010210202 | BOLT,STRAND EYE,SINGLE 45 DEGREE M.16X350 MM. | SET | 1 | 0
| 1010210300 | ANGLE GUY ATTACHMENT 30 DEGREE. | PCS. | 1 | 0
| 1010230000 | CLAMP,SINGLE U-BOLT,M.8 (WIRE ROPE CLIP) | SET | 8 | 0
| 1010230001 | CLAMP,DOUBLE U-BOLT,M.16 (WIRE ROPE CLIP) | SET | 4 | 0
set33016 | LINE GUY, GY-34, 95 SQ.MM., ON 12.2 M. POLE (ASSEMBLY NO. 8457, 8408)
| 1000040003 | ANCHOR, PLATE, REINFORCED CONCRETE 600 X 600 X 180 MM. | EACH | 2 | 0
| 1010100006 | WIRE,STEEL STRANDED 95 sq.mm.TIS.404 | M. | 32 | 0
| 1010210000 | ROD,ANCHOR,ROUND EYE M.16, 2,000 mm.LONG | SET | 2 | 0
| 1010210300 | ANGLE GUY ATTACHMENT 30 DEGREE. | PCS. | 2 | 0
| 1010210304 | THIMBLE,GUY,FOR STEEL WIRE 50-95 sq.mm. | PCS. | 2 | 0
| 1010230001 | CLAMP,DOUBLE U-BOLT,M.16 (WIRE ROPE CLIP) | SET | 8 | 0
set33017 | LINE GUY, GY-35, 95 SQ.MM., ON 14.3 M. POLE (ASSEMBLY NO. 8457, 8408)
| 1000040003 | ANCHOR, PLATE, REINFORCED CONCRETE 600 X 600 X 180 MM. | EACH | 2 | 0
| 1010100002 | WIRE,STEEL STRANDED 25 sq.mm.TIS.404 | M. | 3 | 0
| 1010100006 | WIRE,STEEL STRANDED 95 sq.mm.TIS.404 | M. | 32 | 0
| 1010110204 | BOLT,MACHINE M.16x300 mm. | SET | 1 | 0
| 1010210000 | ROD,ANCHOR,ROUND EYE M.16, 2,000 mm.LONG | SET | 2 | 0
| 1010210300 | ANGLE GUY ATTACHMENT 30 DEGREE. | PCS. | 2 | 0
| 1010210304 | THIMBLE,GUY,FOR STEEL WIRE 50-95 sq.mm. | PCS. | 2 | 0
| 1010230000 | CLAMP,SINGLE U-BOLT,M.8 (WIRE ROPE CLIP) | SET | 4 | 0
| 1010230001 | CLAMP,DOUBLE U-BOLT,M.16 (WIRE ROPE CLIP) | SET | 8 | 0
set33041 | SIDE GUY, GY-31, POLE 12 M. 50 SQ.MM.
| 1000040001 | ANCHOR,PLATE,REINFORCED CONCRETE 550X550X150 MM. | EACH | 1 | 0
| 1010100004 | WIRE,STEEL STRANDED 50/7 sq.mm.TIS.404 | M. | 16 | 0
| 1010210000 | ROD,ANCHOR,ROUND EYE M.16, 2,000 mm.LONG | SET | 1 | 0
| 1010210300 | ANGLE GUY ATTACHMENT 30 DEGREE. | PCS. | 1 | 0
| 1010210304 | THIMBLE,GUY,FOR STEEL WIRE 50-95 sq.mm. | PCS. | 1 | 0
| 1010230000 | CLAMP,SINGLE U-BOLT,M.8 (WIRE ROPE CLIP) | SET | 6 | 0
set33042 | SIDE GUY, GY-31, POLE 12 M. 95 SQ.MM.
| 1000040001 | ANCHOR,PLATE,REINFORCED CONCRETE 550X550X150 MM. | EACH | 1 | 0
| 1010100006 | WIRE,STEEL STRANDED 95 sq.mm.TIS.404 | M. | 16 | 0
| 1010210000 | ROD,ANCHOR,ROUND EYE M.16, 2,000 mm.LONG | SET | 1 | 0
| 1010210300 | ANGLE GUY ATTACHMENT 30 DEGREE. | PCS. | 1 | 0
| 1010210304 | THIMBLE,GUY,FOR STEEL WIRE 50-95 sq.mm. | PCS. | 1 | 0
| 1010230001 | CLAMP,DOUBLE U-BOLT,M.16 (WIRE ROPE CLIP) | SET | 4 | 0
set33043 | STORM GUY, GY-34, POLE 12 M.
| 1000040001 | ANCHOR,PLATE,REINFORCED CONCRETE 550X550X150 MM. | EACH | 2 | 0
| 1010100004 | WIRE,STEEL STRANDED 50/7 sq.mm.TIS.404 | M. | 32 | 0
| 1010210000 | ROD,ANCHOR,ROUND EYE M.16, 2,000 mm.LONG | SET | 2 | 0
| 1010210300 | ANGLE GUY ATTACHMENT 30 DEGREE. | PCS. | 2 | 0
| 1010210304 | THIMBLE,GUY,FOR STEEL WIRE 50-95 sq.mm. | PCS. | 2 | 0
| 1010230000 | CLAMP,SINGLE U-BOLT,M.8 (WIRE ROPE CLIP) | SET | 12 | 0
set33044 | FIXED POINT GUY, GY-36, POLE 14 M.
| 1000040001 | ANCHOR,PLATE,REINFORCED CONCRETE 550X550X150 MM. | EACH | 4 | 0
| 1010100004 | WIRE,STEEL STRANDED 50/7 sq.mm.TIS.404 | M. | 32 | 0
| 1010100006 | WIRE,STEEL STRANDED 95 sq.mm.TIS.404 | M. | 32 | 0
| 1010110203 | BOLT,MACHINE M.16x250 mm. | SET | 1 | 0
| 1010210000 | ROD,ANCHOR,ROUND EYE M.16, 2,000 mm.LONG | SET | 4 | 0
| 1010210300 | ANGLE GUY ATTACHMENT 30 DEGREE. | PCS. | 4 | 0
| 1010210304 | THIMBLE,GUY,FOR STEEL WIRE 50-95 sq.mm. | PCS. | 4 | 0
| 1010230000 | CLAMP,SINGLE U-BOLT,M.8 (WIRE ROPE CLIP) | SET | 14 | 0
| 1010230001 | CLAMP,DOUBLE U-BOLT,M.16 (WIRE ROPE CLIP) | SET | 8 | 0
set33045 | GUY OVER STREET, SIDE GUY, GY-38, POLE 12 M. 50 SQ.MM.
| 1010100004 | WIRE,STEEL STRANDED 50/7 sq.mm.TIS.404 | M. | 15 | 0
| 1010140001 | BOLT, ROUNG EYE M 16X200 MM. | SET | 1 | 0
| 1010180001 | NUT,EYE M.16 DIN 582 | PCS | 1 | 0
| 1010180100 | WASHER,PLAIN,SQUARE,LARGE 52x52x4.5 mm.HOLE DIA. 18 MM. TIS.258 | PCS. | 1 | 0
| 1010210304 | THIMBLE,GUY,FOR STEEL WIRE 50-95 sq.mm. | PCS. | 2 | 0
| 1010230000 | CLAMP,SINGLE U-BOLT,M.8 (WIRE ROPE CLIP) | SET | 6 | 0
set33046 | GUY OVER STREET, SIDE GUY, GY-38, POLE 12 M. 95 SQ.MM.
| 1010100006 | WIRE,STEEL STRANDED 95 sq.mm.TIS.404 | M. | 15 | 0
| 1010140001 | BOLT, ROUNG EYE M 16X200 MM. | SET | 1 | 0
| 1010180001 | NUT,EYE M.16 DIN 582 | PCS | 1 | 0
| 1010180100 | WASHER,PLAIN,SQUARE,LARGE 52x52x4.5 mm.HOLE DIA. 18 MM. TIS.258 | PCS. | 1 | 0
| 1010210304 | THIMBLE,GUY,FOR STEEL WIRE 50-95 sq.mm. | PCS. | 2 | 0
| 1010230001 | CLAMP,DOUBLE U-BOLT,M.16 (WIRE ROPE CLIP) | SET | 4 | 0
set33047 | SIDE GUY, GY-31, 95 SQ.MM., ON 12.2 M. POLE (ASSEMBLY NO. 8453, 8408)
| 1000040003 | ANCHOR, PLATE, REINFORCED CONCRETE 600 X 600 X 180 MM. | EACH | 1 | 0
| 1010100006 | WIRE,STEEL STRANDED 95 sq.mm.TIS.404 | M. | 16 | 0
| 1010210000 | ROD,ANCHOR,ROUND EYE M.16, 2,000 mm.LONG | SET | 1 | 0
| 1010210300 | ANGLE GUY ATTACHMENT 30 DEGREE. | PCS. | 1 | 0
| 1010210304 | THIMBLE,GUY,FOR STEEL WIRE 50-95 sq.mm. | PCS. | 1 | 0
| 1010230001 | CLAMP,DOUBLE U-BOLT,M.16 (WIRE ROPE CLIP) | SET | 4 | 0
set33048 | STORM GUY, GY-34, 95 SQ.MM., ON 12.2 M. POLE (ASSEMBLY NO. 8457, 8408)
| 1000040003 | ANCHOR, PLATE, REINFORCED CONCRETE 600 X 600 X 180 MM. | EACH | 2 | 0
| 1010100004 | WIRE,STEEL STRANDED 50/7 sq.mm.TIS.404 | M. | 32 | 0
| 1010210000 | ROD,ANCHOR,ROUND EYE M.16, 2,000 mm.LONG | SET | 2 | 0
| 1010210300 | ANGLE GUY ATTACHMENT 30 DEGREE. | PCS. | 2 | 0
| 1010210304 | THIMBLE,GUY,FOR STEEL WIRE 50-95 sq.mm. | PCS. | 2 | 0
| 1010230000 | CLAMP,SINGLE U-BOLT,M.8 (WIRE ROPE CLIP) | SET | 12 | 0
set33049 | FIXED POINT GUY, GY-36, ON 12.2 M. POLE (ASSEMBLY NO. 8457)
| 1000040003 | ANCHOR, PLATE, REINFORCED CONCRETE 600 X 600 X 180 MM. | EACH | 4 | 0
| 1010100004 | WIRE,STEEL STRANDED 50/7 sq.mm.TIS.404 | M. | 32 | 0
| 1010100006 | WIRE,STEEL STRANDED 95 sq.mm.TIS.404 | M. | 32 | 0
| 1010110203 | BOLT,MACHINE M.16x250 mm. | SET | 1 | 0
| 1010210000 | ROD,ANCHOR,ROUND EYE M.16, 2,000 mm.LONG | SET | 4 | 0
| 1010210300 | ANGLE GUY ATTACHMENT 30 DEGREE. | PCS. | 4 | 0
| 1010210304 | THIMBLE,GUY,FOR STEEL WIRE 50-95 sq.mm. | PCS. | 4 | 0
| 1010230000 | CLAMP,SINGLE U-BOLT,M.8 (WIRE ROPE CLIP) | SET | 14 | 0
| 1010230001 | CLAMP,DOUBLE U-BOLT,M.16 (WIRE ROPE CLIP) | SET | 8 | 0
set33061 | SIDE GUY, GY-31, POLE 14 M. 50 SQ.MM.
| 1000040001 | ANCHOR,PLATE,REINFORCED CONCRETE 550X550X150 MM. | EACH | 1 | 0
| 1010100002 | WIRE,STEEL STRANDED 25 sq.mm.TIS.404 | M. | 3 | 0
| 1010100004 | WIRE,STEEL STRANDED 50/7 sq.mm.TIS.404 | M. | 16 | 0
| 1010180100 | WASHER,PLAIN,SQUARE,LARGE 52x52x4.5 mm.HOLE DIA. 18 MM. TIS.258 | PCS. | 1 | 0
| 1010210000 | ROD,ANCHOR,ROUND EYE M.16, 2,000 mm.LONG | SET | 1 | 0
| 1010210201 | BOLT,STRAND EYE,SINGLE 45 DEGREE M.16x250 mm. | SET | 1 | 0
| 1010210304 | THIMBLE,GUY,FOR STEEL WIRE 50-95 sq.mm. | PCS. | 1 | 0
| 1010230000 | CLAMP,SINGLE U-BOLT,M.8 (WIRE ROPE CLIP) | SET | 10 | 0
set33062 | SIDE GUY, GY-31, POLE 14 M. 95 SQ.MM.
| 1000040001 | ANCHOR,PLATE,REINFORCED CONCRETE 550X550X150 MM. | EACH | 1 | 0
| 1010100002 | WIRE,STEEL STRANDED 25 sq.mm.TIS.404 | M. | 3 | 0
| 1010100006 | WIRE,STEEL STRANDED 95 sq.mm.TIS.404 | M. | 16 | 0
| 1010180100 | WASHER,PLAIN,SQUARE,LARGE 52x52x4.5 mm.HOLE DIA. 18 MM. TIS.258 | PCS. | 1 | 0
| 1010210000 | ROD,ANCHOR,ROUND EYE M.16, 2,000 mm.LONG | SET | 1 | 0
| 1010210201 | BOLT,STRAND EYE,SINGLE 45 DEGREE M.16x250 mm. | SET | 1 | 0
| 1010210304 | THIMBLE,GUY,FOR STEEL WIRE 50-95 sq.mm. | PCS. | 1 | 0
| 1010230000 | CLAMP,SINGLE U-BOLT,M.8 (WIRE ROPE CLIP) | SET | 4 | 0
| 1010230001 | CLAMP,DOUBLE U-BOLT,M.16 (WIRE ROPE CLIP) | SET | 4 | 0
set33063 | STORM GUY, GY-35, POLE 14 M.
| 1000040001 | ANCHOR,PLATE,REINFORCED CONCRETE 550X550X150 MM. | EACH | 2 | 0
| 1010100002 | WIRE,STEEL STRANDED 25 sq.mm.TIS.404 | M. | 3 | 0
| 1010100004 | WIRE,STEEL STRANDED 50/7 sq.mm.TIS.404 | M. | 32 | 0
| 1010110203 | BOLT,MACHINE M.16x250 mm. | SET | 1 | 0
| 1010210000 | ROD,ANCHOR,ROUND EYE M.16, 2,000 mm.LONG | SET | 2 | 0
| 1010210300 | ANGLE GUY ATTACHMENT 30 DEGREE. | PCS. | 2 | 0
| 1010210304 | THIMBLE,GUY,FOR STEEL WIRE 50-95 sq.mm. | PCS. | 2 | 0
| 1010230000 | CLAMP,SINGLE U-BOLT,M.8 (WIRE ROPE CLIP) | SET | 15 | 0
set33064 | FIXED POINT GUY, GY-37, POLE 16 M.
| 1000040001 | ANCHOR,PLATE,REINFORCED CONCRETE 550X550X150 MM. | EACH | 4 | 0
| 1010100002 | WIRE,STEEL STRANDED 25 sq.mm.TIS.404 | M. | 3 | 0
| 1010100006 | WIRE,STEEL STRANDED 95 sq.mm.TIS.404 | M. | 64 | 0
| 1010110203 | BOLT,MACHINE M.16x250 mm. | SET | 2 | 0
| 1010210000 | ROD,ANCHOR,ROUND EYE M.16, 2,000 mm.LONG | SET | 4 | 0
| 1010210300 | ANGLE GUY ATTACHMENT 30 DEGREE. | PCS. | 4 | 0
| 1010210304 | THIMBLE,GUY,FOR STEEL WIRE 50-95 sq.mm. | PCS. | 4 | 0
| 1010230000 | CLAMP,SINGLE U-BOLT,M.8 (WIRE ROPE CLIP) | SET | 3 | 0
| 1010230001 | CLAMP,DOUBLE U-BOLT,M.16 (WIRE ROPE CLIP) | SET | 16 | 0
set33065 | GUY OVER STREET, SIDE GUY, GY-38, POLE 14 M. 50 SQ.MM.
| 1010100002 | WIRE,STEEL STRANDED 25 sq.mm.TIS.404 | M. | 3 | 0
| 1010100004 | WIRE,STEEL STRANDED 50/7 sq.mm.TIS.404 | M. | 15 | 0
| 1010140001 | BOLT, ROUNG EYE M 16X200 MM. | SET | 1 | 0
| 1010140002 | BOLT,ROUND EYE M.16x250 mm. | SET | 1 | 0
| 1010180100 | WASHER,PLAIN,SQUARE,LARGE 52x52x4.5 mm.HOLE DIA. 18 MM. TIS.258 | PCS. | 3 | 0
| 1010210304 | THIMBLE,GUY,FOR STEEL WIRE 50-95 sq.mm. | PCS. | 2 | 0
| 1010230000 | CLAMP,SINGLE U-BOLT,M.8 (WIRE ROPE CLIP) | SET | 10 | 0
set33066 | GUY OVER STREET, SIDE GUY, GY-38, POLE 14 M. 95 SQ.MM.
| 1010100002 | WIRE,STEEL STRANDED 25 sq.mm.TIS.404 | M. | 3 | 0
| 1010100006 | WIRE,STEEL STRANDED 95 sq.mm.TIS.404 | M. | 15 | 0
| 1010140001 | BOLT, ROUNG EYE M 16X200 MM. | SET | 1 | 0
| 1010140002 | BOLT,ROUND EYE M.16x250 mm. | SET | 1 | 0
| 1010180100 | WASHER,PLAIN,SQUARE,LARGE 52x52x4.5 mm.HOLE DIA. 18 MM. TIS.258 | PCS. | 3 | 0
| 1010210304 | THIMBLE,GUY,FOR STEEL WIRE 50-95 sq.mm. | PCS. | 2 | 0
| 1010230000 | CLAMP,SINGLE U-BOLT,M.8 (WIRE ROPE CLIP) | SET | 4 | 0
| 1010230001 | CLAMP,DOUBLE U-BOLT,M.16 (WIRE ROPE CLIP) | SET | 4 | 0
set33067 | STORM GUY, GY-35, ON 14.3 M. POLE (ASSEMBLY NO. 8457, 8408)
| 1000040003 | ANCHOR, PLATE, REINFORCED CONCRETE 600 X 600 X 180 MM. | EACH | 2 | 0
| 1010100002 | WIRE,STEEL STRANDED 25 sq.mm.TIS.404 | M. | 3 | 0
| 1010100004 | WIRE,STEEL STRANDED 50/7 sq.mm.TIS.404 | M. | 32 | 0
| 1010110204 | BOLT,MACHINE M.16x300 mm. | SET | 1 | 0
| 1010210000 | ROD,ANCHOR,ROUND EYE M.16, 2,000 mm.LONG | SET | 2 | 0
| 1010210300 | ANGLE GUY ATTACHMENT 30 DEGREE. | PCS. | 2 | 0
| 1010210304 | THIMBLE,GUY,FOR STEEL WIRE 50-95 sq.mm. | PCS. | 2 | 0
| 1010230000 | CLAMP,SINGLE U-BOLT,M.8 (WIRE ROPE CLIP) | SET | 16 | 0
set33068 | FIXED POINT GUY, GY-36, ON 14.3 M. POLE (ASSEMBLY NO. 8457)
| 1000040003 | ANCHOR, PLATE, REINFORCED CONCRETE 600 X 600 X 180 MM. | EACH | 4 | 0
| 1010100002 | WIRE,STEEL STRANDED 25 sq.mm.TIS.404 | M. | 3 | 0
| 1010100004 | WIRE,STEEL STRANDED 50/7 sq.mm.TIS.404 | M. | 32 | 0
| 1010100006 | WIRE,STEEL STRANDED 95 sq.mm.TIS.404 | M. | 32 | 0
| 1010110204 | BOLT,MACHINE M.16x300 mm. | SET | 2 | 0
| 1010210000 | ROD,ANCHOR,ROUND EYE M.16, 2,000 mm.LONG | SET | 4 | 0
| 1010210300 | ANGLE GUY ATTACHMENT 30 DEGREE. | PCS. | 4 | 0
| 1010210304 | THIMBLE,GUY,FOR STEEL WIRE 50-95 sq.mm. | PCS. | 4 | 0
| 1010230000 | CLAMP,SINGLE U-BOLT,M.8 (WIRE ROPE CLIP) | SET | 16 | 0
| 1010230001 | CLAMP,DOUBLE U-BOLT,M.16 (WIRE ROPE CLIP) | SET | 8 | 0
set33107 | STUB GUY, GY-33, 1st-CCT, DE 50 SQ.MM.
| 1010100004 | WIRE,STEEL STRANDED 50/7 sq.mm.TIS.404 | M. | 32 | 0
| 1010180100 | WASHER,PLAIN,SQUARE,LARGE 52x52x4.5 mm.HOLE DIA. 18 MM. TIS.258 | PCS. | 5 | 0
| 1010210201 | BOLT,STRAND EYE,SINGLE 45 DEGREE M.16x250 mm. | SET | 1 | 0
| 1010210202 | BOLT,STRAND EYE,SINGLE 45 DEGREE M.16X350 MM. | SET | 2 | 0
| 1010210300 | ANGLE GUY ATTACHMENT 30 DEGREE. | PCS. | 1 | 0
| 1010230000 | CLAMP,SINGLE U-BOLT,M.8 (WIRE ROPE CLIP) | SET | 14 | 0
set33108 | STUB GUY, GY-33, 1st-CCT, DE 95 SQ.MM.
| 1010100004 | WIRE,STEEL STRANDED 50/7 sq.mm.TIS.404 | M. | 16 | 0
| 1010100006 | WIRE,STEEL STRANDED 95 sq.mm.TIS.404 | M. | 16 | 0
| 1010130000 | BOLT,DOUBLE ARMING,ROUND EYE M.16x400 mm. | SET | 2 | 0
| 1010180100 | WASHER,PLAIN,SQUARE,LARGE 52x52x4.5 mm.HOLE DIA. 18 MM. TIS.258 | PCS. | 5 | 0
| 1010210201 | BOLT,STRAND EYE,SINGLE 45 DEGREE M.16x250 mm. | SET | 1 | 0
| 1010210300 | ANGLE GUY ATTACHMENT 30 DEGREE. | PCS. | 1 | 0
| 1010210304 | THIMBLE,GUY,FOR STEEL WIRE 50-95 sq.mm. | PCS. | 2 | 0
| 1010230000 | CLAMP,SINGLE U-BOLT,M.8 (WIRE ROPE CLIP) | SET | 8 | 0
| 1010230001 | CLAMP,DOUBLE U-BOLT,M.16 (WIRE ROPE CLIP) | SET | 4 | 0
set33141 | STUB-SIDE GUY, GY-31, POLE 12 M., 50 SQ.MM.
| 1010100004 | WIRE,STEEL STRANDED 50/7 sq.mm.TIS.404 | M. | 16 | 0
| 1010180100 | WASHER,PLAIN,SQUARE,LARGE 52x52x4.5 mm.HOLE DIA. 18 MM. TIS.258 | PCS. | 2 | 0
| 1010210202 | BOLT,STRAND EYE,SINGLE 45 DEGREE M.16X350 MM. | SET | 1 | 0
| 1010210300 | ANGLE GUY ATTACHMENT 30 DEGREE. | PCS. | 1 | 0
| 1010230000 | CLAMP,SINGLE U-BOLT,M.8 (WIRE ROPE CLIP) | SET | 6 | 0
set33142 | STUB-SIDE GUY, GY-31, POLE 12 M., 95 SQ.MM.
| 1010100006 | WIRE,STEEL STRANDED 95 sq.mm.TIS.404 | M. | 16 | 0
| 1010130000 | BOLT,DOUBLE ARMING,ROUND EYE M.16x400 mm. | SET | 1 | 0
| 1010180100 | WASHER,PLAIN,SQUARE,LARGE 52x52x4.5 mm.HOLE DIA. 18 MM. TIS.258 | PCS. | 2 | 0
| 1010210300 | ANGLE GUY ATTACHMENT 30 DEGREE. | PCS. | 1 | 0
| 1010210304 | THIMBLE,GUY,FOR STEEL WIRE 50-95 sq.mm. | PCS. | 1 | 0
| 1010230001 | CLAMP,DOUBLE U-BOLT,M.16 (WIRE ROPE CLIP) | SET | 4 | 0
set33143 | STUB-STORM GUY, GY-34, POLE 12 M.
| 1010100004 | WIRE,STEEL STRANDED 50/7 sq.mm.TIS.404 | M. | 32 | 0
| 1010180100 | WASHER,PLAIN,SQUARE,LARGE 52x52x4.5 mm.HOLE DIA. 18 MM. TIS.258 | PCS. | 2 | 0
| 1010210202 | BOLT,STRAND EYE,SINGLE 45 DEGREE M.16X350 MM. | SET | 2 | 0
| 1010210300 | ANGLE GUY ATTACHMENT 30 DEGREE. | PCS. | 2 | 0
| 1010230000 | CLAMP,SINGLE U-BOLT,M.8 (WIRE ROPE CLIP) | SET | 12 | 0
set33161 | STUB-SIDE GUY, GY-31, POLE 14 M., 50 SQ.MM.
| 1010100002 | WIRE,STEEL STRANDED 25 sq.mm.TIS.404 | M. | 3 | 0
| 1010100004 | WIRE,STEEL STRANDED 50/7 sq.mm.TIS.404 | M. | 16 | 0
| 1010180100 | WASHER,PLAIN,SQUARE,LARGE 52x52x4.5 mm.HOLE DIA. 18 MM. TIS.258 | PCS. | 3 | 0
| 1010210201 | BOLT,STRAND EYE,SINGLE 45 DEGREE M.16x250 mm. | SET | 1 | 0
| 1010210202 | BOLT,STRAND EYE,SINGLE 45 DEGREE M.16X350 MM. | SET | 1 | 0
| 1010230000 | CLAMP,SINGLE U-BOLT,M.8 (WIRE ROPE CLIP) | SET | 10 | 0
set33162 | STUB-SIDE GUY, GY-31, POLE 14 M., 95 SQ.MM.
| 1010100002 | WIRE,STEEL STRANDED 25 sq.mm.TIS.404 | M. | 3 | 0
| 1010100006 | WIRE,STEEL STRANDED 95 sq.mm.TIS.404 | M. | 16 | 0
| 1010130000 | BOLT,DOUBLE ARMING,ROUND EYE M.16x400 mm. | SET | 1 | 0
| 1010180100 | WASHER,PLAIN,SQUARE,LARGE 52x52x4.5 mm.HOLE DIA. 18 MM. TIS.258 | PCS. | 3 | 0
| 1010210201 | BOLT,STRAND EYE,SINGLE 45 DEGREE M.16x250 mm. | SET | 1 | 0
| 1010210304 | THIMBLE,GUY,FOR STEEL WIRE 50-95 sq.mm. | PCS. | 1 | 0
| 1010230000 | CLAMP,SINGLE U-BOLT,M.8 (WIRE ROPE CLIP) | SET | 4 | 0
| 1010230001 | CLAMP,DOUBLE U-BOLT,M.16 (WIRE ROPE CLIP) | SET | 4 | 0
set34001 | X-ARM-C, FOR ISO. SWITCH ON BREAK LINE POLE (ASSEMBLY NO. 3405)
| 1000110002 | CROSSARM,PRESTRESSED CONCRETE,SPUN,H.T. 120X120X3,000 MM. | PCS. | 2 | 2
| 1010110201 | BOLT,MACHINE M.16x170 mm. | SET | 2 | 0
| 1010110203 | BOLT,MACHINE M.16x250 mm. | SET | 1 | 0
| 1010110208 | BOLT,MACHINE M.16x500 mm. | SET | 1 | 0
| 1010120002 | BOLT,DOUBLE ARMING,M.16x500 mm. | SET | 2 | 0
| 1010180100 | WASHER,PLAIN,SQUARE,LARGE 52x52x4.5 mm.HOLE DIA. 18 MM. TIS.258 | PCS. | 13 | 0
| 1010200002 | BRACE,FLAT,FOR CROSSARM 40x6x1,000 mm. | PCS. | 2 | 2
| 9090010035 | คอมปาวด์ช่วยการสัมผัสทางไฟฟ้า | KG. | 0.4 | 0
set34002 | X-ARM-C, FOR CUTOUT ON BREAK LINE POLE (ASSEMBLY NO. 3404)
| 1000110002 | CROSSARM,PRESTRESSED CONCRETE,SPUN,H.T. 120X120X3,000 MM. | PCS. | 1 | 1
| 1010100002 | WIRE,STEEL STRANDED 25 sq.mm.TIS.404 | M. | 4.5 | 0
| 1010110201 | BOLT,MACHINE M.16x170 mm. | SET | 2 | 0
| 1010110203 | BOLT,MACHINE M.16x250 mm. | SET | 1 | 0
| 1010110205 | BOLT,MACHINE M.16x350 mm. | SET | 1 | 0
| 1010180100 | WASHER,PLAIN,SQUARE,LARGE 52x52x4.5 mm.HOLE DIA. 18 MM. TIS.258 | PCS. | 5 | 0
| 1010200002 | BRACE,FLAT,FOR CROSSARM 40x6x1,000 mm. | PCS. | 2 | 2
| 1010230000 | CLAMP,SINGLE U-BOLT,M.8 (WIRE ROPE CLIP) | SET | 3 | 0
| 1010230012 | CLAMP, DOUBLE BOLTS, ST. WIRE 25 SQ.MM. | SET | 2 | 0
| 1040010100 | CUT-OUT,FUSE,OPEN TYPE,SINGLE ISULATOR,DROPOUT 33 KV. 100 A. | SET | 3 | 3
| 1090250040 | DROPOUT FUSE CUTOUT COVERS | EA | 3 | 0
set34003 | LOAD BREAK SWITCH INSTL.
| 1010100004 | WIRE,STEEL STRANDED 50/7 sq.mm.TIS.404 | M. | 11 | 0
| 1010110200 | BOLT,MACHINE M.16x130 mm. | SET | 2 | 0
| 1010110203 | BOLT,MACHINE M.16x250 mm. | SET | 5 | 0
| 1010110204 | BOLT,MACHINE M.16x300 mm. | SET | 1 | 0
| 1010180100 | WASHER,PLAIN,SQUARE,LARGE 52x52x4.5 mm.HOLE DIA. 18 MM. TIS.258 | PCS. | 5 | 0
| 1010200007 | BRACE,ANGLE STEEL 50x50x6 mm. 1,800 mm.WIDE 450 mm.DROP | PCS. | 1 | 1
| 1010220002 | ROD,GROUND,60x60x5 mm. 2 m.LONG | SET | 1 | 0
| 1030020002 | INSULATOR,SUSPENSION TYPE D (CLASS 52-4)TIS.354 | PCS. | 18 | 18
| 1040070100 | SWITCH,LOAD INTERRUPTER,3 PHASE 33 kV. 600 A. 40 kA. | SET | 1 | 1
| 9090011007 | WELDING POWDER, ST. WIRE 50 SQ.MM. TO GD | EA | 3 | 0
set34005 | SF6, LOAD BREAK SWITCH INSTL. IN DISTRIBUTION LINE 33 KV.
| 1010050201 | BEAM STEEL,SQUARE TUBE 100X100X3.2 MM.2.0 M.LONG FOR SF6 SWITCH | PCS. | 1 | 1
| 1010100004 | WIRE,STEEL STRANDED 50/7 sq.mm.TIS.404 | M. | 26 | 0
| 1010110200 | BOLT,MACHINE M.16x130 mm. | SET | 3 | 0
| 1010110202 | BOLT,MACHINE M.16x200 mm. | SET | 1 | 0
| 1010110204 | BOLT,MACHINE M.16x300 mm. | SET | 1 | 0
| 1010180100 | WASHER,PLAIN,SQUARE,LARGE 52x52x4.5 mm.HOLE DIA. 18 MM. TIS.258 | PCS. | 16 | 0
| 1010180301 | WASHER,LOCK,SPRING,SIZE 16 mm.,GENERAL PURPOSE,TIS.259 | PCS. | 1 | 0
| 1010200001 | BRACE,FLAT,FOR CROSSARM 30x6x760 mm. | PCS. | 2 | 0
| 1010200002 | BRACE,FLAT,FOR CROSSARM 40x6x1,000 mm. | PCS. | 1 | 0
| 1010230000 | CLAMP,SINGLE U-BOLT,M.8 (WIRE ROPE CLIP) | SET | 7 | 0
| 1020070004 | CABLE,AL,COMPACT STRANDED,PVC-INSULATED,750 V. 75 DEG.C, 95 SQ.MM. TIS.293 | M. | 6 | 0
| 1020180002 | TAPE,ELECTRICAL,PVC PLASTIC,OUTDOOR TYPE,ROLL SIZE 0.18X19X20,000 MM.TIS.386 | ROLL | 4 | 0
| 1020180003 | ELECTRICAL SPLICING TAPE,FOR H.T.AERIAL CABLE,SIZE 3/4"X30' | ROLL | 4 | 0
| 1020300103 | CONNECTOR,PARALLEL GROOVE,TRIPLE BOLT,AL,AL-ALLOY AND ACSR 70-185 SQ.MM. | PCS. | 6 | 0
| 1020420104 | CABLE LUG,NEMA HOLE,COMPRESSION TYPE,AL 95 SQ.MM. | PCS. | 6 | 0
| 1040000100 | S.A. 30 KV. 5 KA. | SET | 6 | 6
| 1040070104 | SWITCH,SP6,LOAD BREAK,3 PHASE 33 KV.,400 A. | SET | 1 | 1
| 1080040002 | CONDUIT,PVC,RIGID,DIA. 20x4000 mm.TIS.216 | EACH | 1 | 0
| 9090010001 | STEEL,ANGLE, 65X65X6 MM,250 MM. LONG | EACH | 1 | 0
set34006 | AIR BREAK SWITCH INSTL.
| 1010100004 | WIRE,STEEL STRANDED 50/7 sq.mm.TIS.404 | M. | 11 | 0
| 1010110200 | BOLT,MACHINE M.16x130 mm. | SET | 2 | 0
| 1010110203 | BOLT,MACHINE M.16x250 mm. | SET | 5 | 0
| 1010110204 | BOLT,MACHINE M.16x300 mm. | SET | 1 | 0
| 1010180100 | WASHER,PLAIN,SQUARE,LARGE 52x52x4.5 mm.HOLE DIA. 18 MM. TIS.258 | PCS. | 5 | 0
| 1010200007 | BRACE,ANGLE STEEL 50x50x6 mm. 1,800 mm.WIDE 450 mm.DROP | PCS. | 1 | 1
| 1010220002 | ROD,GROUND,60x60x5 mm. 2 m.LONG | SET | 1 | 0
| 1030020002 | INSULATOR,SUSPENSION TYPE D (CLASS 52-4)TIS.354 | PCS. | 18 | 18
| 1040060101 | SWITCH,AIR BREAK,TRIPLE POLE,33 KV.600 A.40 KA WITH OPERATING RODS | SET | 1 | 1
set34007 | STEEL BAYONET INSTL.
| 1010010003 | STEEL ANGLE,OVERHEAD GROUND WIRE BAYONET 65x65x6 MM. 2,250 MM. LONG | PCS. | 1 | 1
| 1010110203 | BOLT,MACHINE M.16x250 mm. | SET | 2 | 0
| 1010180100 | WASHER,PLAIN,SQUARE,LARGE 52x52x4.5 mm.HOLE DIA. 18 MM. TIS.258 | PCS. | 2 | 0
| 1010230000 | CLAMP,SINGLE U-BOLT,M.8 (WIRE ROPE CLIP) | SET | 2 | 0
| 1010230205 | GROUND WIRE CLAMP,J.1152 | SET | 1 | 0
set34008 | STEEL ANGLE BAYONET INSTL.
| 1010000100 | STEEL CHANNEL, 100x50x5 mm. 2,250 MM.LONG | PCS | 1 | 1
| 1010110205 | BOLT,MACHINE M.16x350 mm. | SET | 2 | 0
| 1010230000 | CLAMP,SINGLE U-BOLT,M.8 (WIRE ROPE CLIP) | SET | 2 | 0
| 1010230205 | GROUND WIRE CLAMP,J.1152 | SET | 1 | 0
set34013 | SET OF INSULATOR PIN TYPE 33 KV.
| 1010180201 | WASHER,SQUARE,CURVED 60x60x5 mm.HOLE DIA. 22 mm. | PCS. | 1 | 0
| 1030000002 | INSULATOR,PIN TYPE,TYPE C (CLASS 56-3)TIS.279 | EACH | 1 | 1
| 1030100001 | PIN,INSULATOR,33 KV.SHANK 165 MM.LEAD HEAD 35 MM.(1 3/8") | EACH | 1 | 1
set34014 | SET OF INSULATOR PIN FOG TYPE 33 KV.
| 1010180201 | WASHER,SQUARE,CURVED 60x60x5 mm.HOLE DIA. 22 mm. | PCS. | 1 | 0
| 1030000003 | INSULATOR,PIN,FOG TYPE, 33 kV. | PCS. | 1 | 1
| 1030100002 | PIN,FOR FOG TYPE PIN INSULATOR 33 kV. | EACH | 1 | 1
set34015 | ELECTRONIC RECLOSER INSTL.
| 1000010004 | POLE,CONCRETE, 12 M.LONG | EACH | 2 | 2
| 1000110002 | CROSSARM,PRESTRESSED CONCRETE,SPUN,H.T. 120X120X3,000 MM. | PCS. | 5 | 5
| 1000110004 | CROSSARM,PRESTRESSED CONCRETE,SPUN(FOR DEAD-ENDING) 120X120X2,50 | PCS. | 2 | 0
| 1010010006 | STEEL ANGLE,OVERHEAD GROUND WIRE BAYONET 65X65X6 MM. 3,000 MM.LONG | EACH | 1 | 1
| 1010100000 | WIRE,STEEL SOLID DIA. 4.0 mm.TIS.71 | KG. | 3.5 | 0
| 1010100004 | WIRE,STEEL STRANDED 50/7 sq.mm.TIS.404 | M. | 44 | 0
| 1010110201 | BOLT,MACHINE M.16x170 mm. | SET | 8 | 0
| 1010110202 | BOLT,MACHINE M.16x200 mm. | SET | 2 | 0
| 1010110203 | BOLT,MACHINE M.16x250 mm. | SET | 10 | 0
| 1010110205 | BOLT,MACHINE M.16x350 mm. | SET | 1 | 0
| 1010110207 | BOLT,MACHINE M.16x450 mm. | SET | 2 | 0
| 1010120001 | BOLT,DOUBLE ARMING,M.16x450 mm. | SET | 4 | 0
| 1010130001 | BOLT,DOUBLE ARMING,ROUND EYE M.16x450 mm. | SET | 3 | 0
| 1010180001 | NUT,EYE M.16 DIN 582 | PCS | 3 | 0
| 1010180100 | WASHER,PLAIN,SQUARE,LARGE 52x52x4.5 mm.HOLE DIA. 18 MM. TIS.258 | PCS. | 57 | 0
| 1010180201 | WASHER,SQUARE,CURVED 60x60x5 mm.HOLE DIA. 22 mm. | PCS. | 3 | 0
| 1010180301 | WASHER,LOCK,SPRING,SIZE 16 mm.,GENERAL PURPOSE,TIS.259 | PCS. | 1 | 0
| 1010200002 | BRACE,FLAT,FOR CROSSARM 40x6x1,000 mm. | PCS. | 10 | 10
| 1010220002 | ROD,GROUND,60x60x5 mm. 2 m.LONG | SET | 2 | 0
| 1010230000 | CLAMP,SINGLE U-BOLT,M.8 (WIRE ROPE CLIP) | SET | 13 | 0
| 1010230205 | GROUND WIRE CLAMP,J.1152 | SET | 1 | 0
| 1020010004 | CONDUCTOR,AL,BARE 95 sq.mm.TIS.85 | M. | 5 | 0
| 1020050100 | CABLE,AERIAL,AL 33 kV. 1x50 sq.mm. | M. | 3 | 0
| 1020050104 | CABLE,AERIAL,AL 33 kV. 1x185 sq.mm. | M. | 40 | 0
| 1020180002 | TAPE,ELECTRICAL,PVC PLASTIC,OUTDOOR TYPE,ROLL SIZE 0.18X19X20,000 MM.TIS.386 | ROLL | 1 | 0
| 1020180003 | ELECTRICAL SPLICING TAPE,FOR H.T.AERIAL CABLE,SIZE 3/4"X30' | ROLL | 4 | 0
| 1020200000 | TAPE,ARMOR,AL 1x10 mm. | KG. | 0.5 | 0
| 1020200002 | TIE WIRE,AL 4 mm. | KG. | 0.5 | 0
| 1020300103 | CONNECTOR,PARALLEL GROOVE,TRIPLE BOLT,AL,AL-ALLOY AND ACSR 70-185 SQ.MM. | PCS. | 20 | 0
| 1020420102 | CABLE LUG,NEMA HOLE,COMPRESSION TYPE,AL 50 SQ.MM. | PCS. | 2 | 0
| 1020420104 | CABLE LUG,NEMA HOLE,COMPRESSION TYPE,AL 95 SQ.MM. | PCS. | 6 | 0
| 1020420106 | CABLE LUG,NEMA HOLE,COMPRESSION TYPE,AL 185 SQ.MM. | PCS. | 18 | 0
| 1030000002 | INSULATOR,PIN TYPE,TYPE C (CLASS 56-3)TIS.279 | EACH | 3 | 0
| 1030020002 | INSULATOR,SUSPENSION TYPE D (CLASS 52-4)TIS.354 | PCS. | 18 | 0
| 1030100001 | PIN,INSULATOR,33 KV.SHANK 165 MM.LEAD HEAD 35 MM.(1 3/8") | EACH | 3 | 0
| 1040000101 | LIGHTNING ARRESTER,30 KV.10 KA. | SET | 6 | 1
| 1040050100 | SWITCH,DISCONNECTING,SINGLE POLE 33 kV. 600 A.DISTRIBUTION CLASS | SET | 9 | 0
| 1040080102 | RECLOSER,3 PHASE.33 KV.560 A.10 KA.(ELECTRONIC) | SET | 1 | 1
| 1040080300 | RECLOSER,HANGER,FOR DOUBLE-POLE MOUNTING | SET | 1 | 0
| 1040080302 | CONTROL UNIT,AUTOMATIC,FOR ELECTRONIC RECLOSER | SET | 1 | 1
| 1040080305 | TRANSFORMER,0.5 KVA.,1 PHASE 19 KV.FOR POWER SUPPLY OF ELECTRONIC RECOLSER DONTROL UNIT | EACH | 1 | 1
| 1060100002 | METER PLATE, SIZE 2X20X120 CM. | PCS. | 1 | 0
| 1080040001 | CONDUIT,PVC,RIGID,DIA. 20x2500 mm.TIS.216 | EACH | 2 | 0
| 9090011007 | WELDING POWDER, ST. WIRE 50 SQ.MM. TO GD | EA | 7 | 0
set34016 | ELECTRONIC RECLOSER INSTL. (REPLACE)
| 1020050100 | CABLE,AERIAL,AL 33 kV. 1x50 sq.mm. | M. | 3 | 3
| 1020050104 | CABLE,AERIAL,AL 33 kV. 1x185 sq.mm. | M. | 20 | 20
| 1020180003 | ELECTRICAL SPLICING TAPE,FOR H.T.AERIAL CABLE,SIZE 3/4"X30' | ROLL | 3 | 0
| 1020300103 | CONNECTOR,PARALLEL GROOVE,TRIPLE BOLT,AL,AL-ALLOY AND ACSR 70-185 SQ.MM. | PCS. | 2 | 0
| 1020420106 | CABLE LUG,NEMA HOLE,COMPRESSION TYPE,AL 185 SQ.MM. | PCS. | 12 | 0
| 1040080102 | RECLOSER,3 PHASE.33 KV.560 A.10 KA.(ELECTRONIC) | SET | 1 | 1
| 1040080300 | RECLOSER,HANGER,FOR DOUBLE-POLE MOUNTING | SET | 1 | 1
| 1060100002 | METER PLATE, SIZE 2X20X120 CM. | PCS. | 1 | 0
set34017 | SET OF LOW VOLTAGE FOR RECLOSER
| 1010110203 | BOLT,MACHINE M.16x250 mm. | SET | 4 | 0
| 1010180100 | WASHER,PLAIN,SQUARE,LARGE 52x52x4.5 mm.HOLE DIA. 18 MM. TIS.258 | PCS. | 4 | 0
| 1010990000 | NAIL,MILD STEEL,ROUND-FLAT HEAD,DIA. 2.00X5.00 MM. 35 MM.LONG | EACH | 10 | 0
| 1020070002 | CABLE,AL,COMPACT STRANDED,PVC-INSULATED,750 V. 75 DEG.C, 50 SQ.MM. TIS.293 | M. | 18 | 18
| 1020200000 | TAPE,ARMOR,AL 1x10 mm. | KG. | 0.2 | 0
| 1020310001 | CONNECTOR,DEAD END,AL 50-70 sq.mm. | PCS. | 4 | 0
| 1020320003 | CONNECTOR,COMPRESSION,H-TYPE,MAIN AL 50-95 SQ.MM.,TAP AL. OR CU. 50-95 SQ.MM. | PCS. | 6 | 0
| 1030030000 | INSULATOR,SPOOL,TYPE B (CLASS 53-2)TIS.227 | PCS. | 4 | 4
| 1030130000 | RACK,SECONDARY,MEDIUM PRESSED STEEL 2X200 mm.(2x8") | EACH | 2 | 2
| 1050100002 | STEEL BRACKET | SET | 8 | 8
| 1080040003 | CONDUIT,PVC,RIGID,DIA. 65x1000 mm.TIS.216 | EACH | 2 | 0
set34018 | ELECTRONIC RECLOSER INSTL. (SUBSTATION)
| 1010000302 | STEEL CHANNEL, 150x75x6.5 MM. 4,500 MM.LONG | PCS | 2 | 2
| 1010110206 | BOLT,MACHINE M.16x400 mm. | SET | 2 | 0
| 1010130002 | BOLT,DOUBLE ARMING,ROUND EYE M.16x500 mm. | SET | 4 | 0
| 1010180100 | WASHER,PLAIN,SQUARE,LARGE 52x52x4.5 mm.HOLE DIA. 18 MM. TIS.258 | PCS. | 8 | 0
| 1020050104 | CABLE,AERIAL,AL 33 kV. 1x185 sq.mm. | M. | 12 | 12
| 1020180003 | ELECTRICAL SPLICING TAPE,FOR H.T.AERIAL CABLE,SIZE 3/4"X30' | ROLL | 2 | 0
| 1020420106 | CABLE LUG,NEMA HOLE,COMPRESSION TYPE,AL 185 SQ.MM. | PCS. | 12 | 0
| 1040080102 | RECLOSER,3 PHASE.33 KV.560 A.10 KA.(ELECTRONIC) | SET | 1 | 1
| 1040080302 | CONTROL UNIT,AUTOMATIC,FOR ELECTRONIC RECLOSER | SET | 1 | 1
| 1060030104 | TRANSFORMER,CURRENT,OUTDOOR,L.T. 500 V.RATIO 800-1,600/5 A. CLASS 0.5, 5 VA. | EACH | 50 | 50
set34019 | CONTROL UNIT FOR SF6 LOAD BREAK SWITCH & 1X1 PHASE TRANSFORMER (ASS.No.3419)
| 1010110203 | BOLT,MACHINE M.16x250 mm. | SET | 4 | 0
| 1010220002 | ROD,GROUND,60x60x5 mm. 2 m.LONG | SET | 1 | 0
| 1020080500 | CONDUCTOR,CU.PVC. INSULATED AND JACKTED 2X6 SQ.MM 600 V. | M | 24 | 0
| 1020200000 | TAPE,ARMOR,AL 1x10 mm. | KG. | 0.3 | 0
| 1020310000 | CONNECTOR,DEAD END,AL 25-35 sq.mm. | PCS. | 4 | 0
| 1030030000 | INSULATOR,SPOOL,TYPE B (CLASS 53-2)TIS.227 | PCS. | 6 | 6
| 1030130000 | RACK,SECONDARY,MEDIUM PRESSED STEEL 2X200 mm.(2x8") | EACH | 2 | 2
| 1040000300 | LIGHTNING ARRESTER 250-500 V. 2.5-5.0 kA. | SET | 1 | 0
| 1040020001 | L.T. H.R.C. FUSE 50 A.DIN 43620 SIZE 0 OR 1 OR BS.88 | PCS. | 1 | 0
| 1040030102 | FUSE LINK 33 kV. 3 A.EEI-NEMA TYPE K OR HIGH SURGE TYPE | EACH | 1 | 0
| 1040070303 | CONTROL UNIT AUTOMATIC,FOR SF 6 LOAD BREAK SWITCH | SET | 1 | 1
| 1040070304 | AUTOMATIC TRANSFER SWITCH 220 V. 40 A. | SET | 1 | 1
| 1050000202 | TRANSFORMER, 30 KVA. 1 BUSHING ,CONVENTIONAL TYPE 33 GRDY/19-0.46/0.23 KV. | EACH | 1 | 1
| 1060100000 | CABLE PLATE, SIZE 2X20X20 CM. | PCS. | 2 | 0
| 1060100002 | METER PLATE, SIZE 2X20X120 CM. | PCS. | 1 | 0
| 9090011007 | WELDING POWDER, ST. WIRE 50 SQ.MM. TO GD | EA | 4 | 0
set34020 | CONTROL UNIT FOR SF6 LOAD BREAK SWITCH & 2X1 PHASE TRANSFORMER (ASS.No.3419)
| 1010110203 | BOLT,MACHINE M.16x250 mm. | SET | 6 | 0
| 1010220002 | ROD,GROUND,60x60x5 mm. 2 m.LONG | SET | 2 | 0
| 1020080500 | CONDUCTOR,CU.PVC. INSULATED AND JACKTED 2X6 SQ.MM 600 V. | M | 24 | 24
| 1020200000 | TAPE,ARMOR,AL 1x10 mm. | KG. | 0.3 | 0
| 1020310000 | CONNECTOR,DEAD END,AL 25-35 sq.mm. | PCS. | 8 | 0
| 1030030000 | INSULATOR,SPOOL,TYPE B (CLASS 53-2)TIS.227 | PCS. | 10 | 10
| 1030130000 | RACK,SECONDARY,MEDIUM PRESSED STEEL 2X200 mm.(2x8") | EACH | 4 | 4
| 1040000300 | LIGHTNING ARRESTER 250-500 V. 2.5-5.0 kA. | SET | 2 | 0
| 1040020001 | L.T. H.R.C. FUSE 50 A.DIN 43620 SIZE 0 OR 1 OR BS.88 | PCS. | 2 | 0
| 1040030102 | FUSE LINK 33 kV. 3 A.EEI-NEMA TYPE K OR HIGH SURGE TYPE | EACH | 2 | 0
| 1040070303 | CONTROL UNIT AUTOMATIC,FOR SF 6 LOAD BREAK SWITCH | SET | 1 | 1
| 1040070304 | AUTOMATIC TRANSFER SWITCH 220 V. 40 A. | SET | 1 | 1
| 1050000202 | TRANSFORMER, 30 KVA. 1 BUSHING ,CONVENTIONAL TYPE 33 GRDY/19-0.46/0.23 KV. | EACH | 2 | 2
| 1060100000 | CABLE PLATE, SIZE 2X20X20 CM. | PCS. | 2 | 0
| 1060100002 | METER PLATE, SIZE 2X20X120 CM. | PCS. | 1 | 0
| 9090011007 | WELDING POWDER, ST. WIRE 50 SQ.MM. TO GD | EA | 7 | 0
set34021 | SF6, LOAD BREAK SWITCH 33 KV. INSTALL (G&W)
| 1010050201 | BEAM STEEL,SQUARE TUBE 100X100X3.2 MM.2.0 M.LONG FOR SF6 SWITCH | PCS. | 1 | 1
| 1010100004 | WIRE,STEEL STRANDED 50/7 sq.mm.TIS.404 | M. | 26 | 0
| 1010110200 | BOLT,MACHINE M.16x130 mm. | SET | 3 | 0
| 1010180100 | WASHER,PLAIN,SQUARE,LARGE 52x52x4.5 mm.HOLE DIA. 18 MM. TIS.258 | PCS. | 2 | 0
| 1010180301 | WASHER,LOCK,SPRING,SIZE 16 mm.,GENERAL PURPOSE,TIS.259 | PCS. | 1 | 0
| 1010200001 | BRACE,FLAT,FOR CROSSARM 30x6x760 mm. | PCS. | 2 | 2
| 1010220002 | ROD,GROUND,60x60x5 mm. 2 m.LONG | SET | 1 | 0
| 1010230000 | CLAMP,SINGLE U-BOLT,M.8 (WIRE ROPE CLIP) | SET | 13 | 0
| 1020070004 | CABLE,AL,COMPACT STRANDED,PVC-INSULATED,750 V. 75 DEG.C, 95 SQ.MM. TIS.293 | M. | 6 | 0
| 1020180003 | ELECTRICAL SPLICING TAPE,FOR H.T.AERIAL CABLE,SIZE 3/4"X30' | ROLL | 8 | 0
| 1020180004 | TAPE,ELECTRICAL,SILICONE RUBBER,SELF-FUSING,ROLL SIZE 25.4 MMX9 M. | ROLL | 5 | 0
| 1020300103 | CONNECTOR,PARALLEL GROOVE,TRIPLE BOLT,AL,AL-ALLOY AND ACSR 70-185 SQ.MM. | PCS. | 6 | 0
| 1040000100 | S.A. 30 KV. 5 KA. | SET | 6 | 6
| 1040070107 | SWITCH,SF.6 LOAD BREAK,REMOTE CONTROLLED,3 PHASE 33 KV. 400 A. | SET | 1 | 1
| 1080040001 | CONDUIT,PVC,RIGID,DIA. 20x2500 mm.TIS.216 | EACH | 2 | 2
| 9090010035 | คอมปาวด์ช่วยการสัมผัสทางไฟฟ้า | KG. | 0.4 | 0
| 9090011007 | WELDING POWDER, ST. WIRE 50 SQ.MM. TO GD | EA | 3 | 0
set34022 | BOLT SET FOR 33 KV SF6 LBS INSTALL(12M)
| 1010110202 | BOLT,MACHINE M.16x200 mm. | SET | 1 | 0
| 1010110204 | BOLT,MACHINE M.16x300 mm. | SET | 1 | 0
| 9090011007 | WELDING POWDER, ST. WIRE 50 SQ.MM. TO GD | EA | 1 | 0
set34023 | BOLT SET FOR 33KV SF6 LBS INSTALL.(12.20,14 M)
| 1010110203 | BOLT,MACHINE M.16x250 mm. | SET | 1 | 0
| 1010110205 | BOLT,MACHINE M.16x350 mm. | SET | 1 | 0
set34024 | BOLT SET FOR 33 KV SF6 LBS INSTALL(14.30M.)
| 1010110204 | BOLT,MACHINE M.16x300 mm. | SET | 1 | 0
| 1010110206 | BOLT,MACHINE M.16x400 mm. | SET | 1 | 0
set34025 | CONTROL CABINET AND VOLTAGE TR.INSTALL FOR 33 KV SF6 LBS(G&W)(ASSEMBLY NO.3421)
| 1010100004 | WIRE,STEEL STRANDED 50/7 sq.mm.TIS.404 | M. | 13 | 0
| 1010180100 | WASHER,PLAIN,SQUARE,LARGE 52x52x4.5 mm.HOLE DIA. 18 MM. TIS.258 | PCS. | 10 | 0
| 1010220002 | ROD,GROUND,60x60x5 mm. 2 m.LONG | SET | 1 | 0
| 1010230000 | CLAMP,SINGLE U-BOLT,M.8 (WIRE ROPE CLIP) | SET | 2 | 0
| 1020050100 | CABLE,AERIAL,AL 33 kV. 1x50 sq.mm. | M. | 6 | 0
| 1020200000 | TAPE,ARMOR,AL 1x10 mm. | KG. | 2 | 0
| 1020330006 | HOTLINE BAIL-CLAMP,MAIN 70-185 SQ.MM. | EA | 3 | 0
| 1020330104 | HOTLINE CLAMP,MAIN35-185,TAP50-185SQ.MM. | EA | 3 | 0
| 1020420102 | CABLE LUG,NEMA HOLE,COMPRESSION TYPE,AL 50 SQ.MM. | PCS. | 3 | 0
| 1040070305 | CONTROL UNIT AUTOMATIC REMOTE CONTROLLED,FOR SF.6 LOAD BREAK SWITCH | SET | 1 | 1
| 1040073012 | VT.3P.O/D 33,000/110-220 V.RCS 500 VA. | EA | 1 | 1
| 1060100000 | CABLE PLATE, SIZE 2X20X20 CM. | PCS. | 2 | 0
| 1060100001 | METER PLATE, SIZE 2X20X60 CM. | PCS. | 1 | 0
| 1060100002 | METER PLATE, SIZE 2X20X120 CM. | PCS. | 1 | 0
| 1080040001 | CONDUIT,PVC,RIGID,DIA. 20x2500 mm.TIS.216 | EACH | 2 | 0
| 9090011007 | WELDING POWDER, ST. WIRE 50 SQ.MM. TO GD | EA | 1 | 0
set34026 | BOLT SET FOR CONTROL CABINET AND VOLTAGE TR. INSTALL(12M.)
| 1010110202 | BOLT,MACHINE M.16x200 mm. | SET | 2 | 0
| 1010110204 | BOLT,MACHINE M.16x300 mm. | SET | 5 | 0
set34027 | BOLT SET FOR CONTROL CABINET AND VOLTAGE TR. INSTALL.(12.20,14M.)
| 1010110203 | BOLT,MACHINE M.16x250 mm. | SET | 2 | 0
| 1010110205 | BOLT,MACHINE M.16x350 mm. | SET | 5 | 0
set34028 | BOLT SET FOR CONTROL CABINET AND VOLTAGE TR. INSTALL.(14.30M.)
| 1010110204 | BOLT,MACHINE M.16x300 mm. | SET | 2 | 0
| 1010110206 | BOLT,MACHINE M.16x400 mm. | SET | 5 | 0
set34040 | OIL OR SF6 GAS INSULATED RECLOSER 33 KV 560 A INSTALL
| 1000110002 | CROSSARM,PRESTRESSED CONCRETE,SPUN,H.T. 120X120X3,000 MM. | PCS. | 5 | 5
| 1000110004 | CROSSARM,PRESTRESSED CONCRETE,SPUN(FOR DEAD-ENDING) 120X120X2,50 | PCS. | 2 | 2
| 1010010003 | STEEL ANGLE,OVERHEAD GROUND WIRE BAYONET 65x65x6 MM. 2,250 MM. LONG | PCS. | 1 | 1
| 1010100000 | WIRE,STEEL SOLID DIA. 4.0 mm.TIS.71 | KG. | 0.35 | 0
| 1010100004 | WIRE,STEEL STRANDED 50/7 sq.mm.TIS.404 | M. | 47 | 0
| 1010110201 | BOLT,MACHINE M.16x170 mm. | SET | 8 | 0
| 1010180001 | NUT,EYE M.16 DIN 582 | PCS | 3 | 0
| 1010180100 | WASHER,PLAIN,SQUARE,LARGE 52x52x4.5 mm.HOLE DIA. 18 MM. TIS.258 | PCS. | 57 | 0
| 1010180201 | WASHER,SQUARE,CURVED 60x60x5 mm.HOLE DIA. 22 mm. | PCS. | 3 | 0
| 1010180301 | WASHER,LOCK,SPRING,SIZE 16 mm.,GENERAL PURPOSE,TIS.259 | PCS. | 1 | 0
| 1010200002 | BRACE,FLAT,FOR CROSSARM 40x6x1,000 mm. | PCS. | 8 | 8
| 1010230000 | CLAMP,SINGLE U-BOLT,M.8 (WIRE ROPE CLIP) | SET | 24 | 0
| 1010230205 | GROUND WIRE CLAMP,J.1152 | SET | 1 | 0
| 1020050100 | CABLE,AERIAL,AL 33 kV. 1x50 sq.mm. | M. | 8 | 0
| 1020050104 | CABLE,AERIAL,AL 33 kV. 1x185 sq.mm. | M. | 33 | 0
| 1020180001 | TAPE,ELECTRICAL,PVC.PLASTIC,OUTDOOR TYPE,ROLL SIZE 0.18X19X10,000 MM. TIS.386 | ROLL | 2 | 0
| 1020180003 | ELECTRICAL SPLICING TAPE,FOR H.T.AERIAL CABLE,SIZE 3/4"X30' | ROLL | 4 | 0
| 1020200000 | TAPE,ARMOR,AL 1x10 mm. | KG. | 0.2 | 0
| 1020300103 | CONNECTOR,PARALLEL GROOVE,TRIPLE BOLT,AL,AL-ALLOY AND ACSR 70-185 SQ.MM. | PCS. | 20 | 0
| 1020420102 | CABLE LUG,NEMA HOLE,COMPRESSION TYPE,AL 50 SQ.MM. | PCS. | 2 | 0
| 1020420106 | CABLE LUG,NEMA HOLE,COMPRESSION TYPE,AL 185 SQ.MM. | PCS. | 24 | 0
| 1030000002 | INSULATOR,PIN TYPE,TYPE C (CLASS 56-3)TIS.279 | EACH | 3 | 3
| 1030020002 | INSULATOR,SUSPENSION TYPE D (CLASS 52-4)TIS.354 | PCS. | 18 | 18
| 1030100001 | PIN,INSULATOR,33 KV.SHANK 165 MM.LEAD HEAD 35 MM.(1 3/8") | EACH | 3 | 3
| 1040000101 | LIGHTNING ARRESTER,30 KV.10 KA. | SET | 6 | 6
| 1040050100 | SWITCH,DISCONNECTING,SINGLE POLE 33 kV. 600 A.DISTRIBUTION CLASS | SET | 9 | 9
| 1040080102 | RECLOSER,3 PHASE.33 KV.560 A.10 KA.(ELECTRONIC) | SET | 1 | 1
| 1040080300 | RECLOSER,HANGER,FOR DOUBLE-POLE MOUNTING | SET | 1 | 1
| 1040080302 | CONTROL UNIT,AUTOMATIC,FOR ELECTRONIC RECLOSER | SET | 1 | 1
| 1040080305 | TRANSFORMER,0.5 KVA.,1 PHASE 19 KV.FOR POWER SUPPLY OF ELECTRONIC RECOLSER DONTROL UNIT | EACH | 1 | 1
| 1060100002 | METER PLATE, SIZE 2X20X120 CM. | PCS. | 1 | 0
| 1080040001 | CONDUIT,PVC,RIGID,DIA. 20x2500 mm.TIS.216 | EACH | 2 | 0
| 9090010035 | คอมปาวด์ช่วยการสัมผัสทางไฟฟ้า | KG. | 0.4 | 0
| 9090011007 | WELDING POWDER, ST. WIRE 50 SQ.MM. TO GD | EA | 6 | 0
set34041 | SOLID DIELECTRIC INSULATED RECLOSER 33KV 620 A INSTALL
| 1000110002 | CROSSARM,PRESTRESSED CONCRETE,SPUN,H.T. 120X120X3,000 MM. | PCS. | 5 | 5
| 1000110004 | CROSSARM,PRESTRESSED CONCRETE,SPUN(FOR DEAD-ENDING) 120X120X2,50 | PCS. | 2 | 2
| 1010010003 | STEEL ANGLE,OVERHEAD GROUND WIRE BAYONET 65x65x6 MM. 2,250 MM. LONG | PCS. | 1 | 1
| 1010100000 | WIRE,STEEL SOLID DIA. 4.0 mm.TIS.71 | KG. | 0.35 | 0
| 1010100004 | WIRE,STEEL STRANDED 50/7 sq.mm.TIS.404 | M. | 47 | 0
| 1010110201 | BOLT,MACHINE M.16x170 mm. | SET | 8 | 0
| 1010180001 | NUT,EYE M.16 DIN 582 | PCS | 3 | 0
| 1010180100 | WASHER,PLAIN,SQUARE,LARGE 52x52x4.5 mm.HOLE DIA. 18 MM. TIS.258 | PCS. | 57 | 0
| 1010180201 | WASHER,SQUARE,CURVED 60x60x5 mm.HOLE DIA. 22 mm. | PCS. | 3 | 0
| 1010180301 | WASHER,LOCK,SPRING,SIZE 16 mm.,GENERAL PURPOSE,TIS.259 | PCS. | 1 | 0
| 1010200002 | BRACE,FLAT,FOR CROSSARM 40x6x1,000 mm. | PCS. | 8 | 8
| 1010220002 | ROD,GROUND,60x60x5 mm. 2 m.LONG | SET | 2 | 0
| 1010230000 | CLAMP,SINGLE U-BOLT,M.8 (WIRE ROPE CLIP) | SET | 24 | 0
| 1010230205 | GROUND WIRE CLAMP,J.1152 | SET | 1 | 0
| 1020050100 | CABLE,AERIAL,AL 33 kV. 1x50 sq.mm. | M. | 8 | 0
| 1020050104 | CABLE,AERIAL,AL 33 kV. 1x185 sq.mm. | M. | 33 | 0
| 1020180001 | TAPE,ELECTRICAL,PVC.PLASTIC,OUTDOOR TYPE,ROLL SIZE 0.18X19X10,000 MM. TIS.386 | ROLL | 2 | 0
| 1020180003 | ELECTRICAL SPLICING TAPE,FOR H.T.AERIAL CABLE,SIZE 3/4"X30' | ROLL | 4 | 0
| 1020200000 | TAPE,ARMOR,AL 1x10 mm. | KG. | 0.2 | 0
| 1020300103 | CONNECTOR,PARALLEL GROOVE,TRIPLE BOLT,AL,AL-ALLOY AND ACSR 70-185 SQ.MM. | PCS. | 20 | 0
| 1020420102 | CABLE LUG,NEMA HOLE,COMPRESSION TYPE,AL 50 SQ.MM. | PCS. | 2 | 0
| 1020420106 | CABLE LUG,NEMA HOLE,COMPRESSION TYPE,AL 185 SQ.MM. | PCS. | 24 | 0
| 1030000002 | INSULATOR,PIN TYPE,TYPE C (CLASS 56-3)TIS.279 | EACH | 3 | 3
| 1030020002 | INSULATOR,SUSPENSION TYPE D (CLASS 52-4)TIS.354 | PCS. | 18 | 18
| 1030100001 | PIN,INSULATOR,33 KV.SHANK 165 MM.LEAD HEAD 35 MM.(1 3/8") | EACH | 3 | 3
| 1040000101 | LIGHTNING ARRESTER,30 KV.10 KA. | SET | 6 | 6
| 1040050100 | SWITCH,DISCONNECTING,SINGLE POLE 33 kV. 600 A.DISTRIBUTION CLASS | SET | 9 | 9
| 1040080103 | รีโคลสเซอร์ 3 เฟส 33 เควี 630 แอมป์ 12 เคเอ(ชนิด Soild dielectric) ตามสเปคเลขที่ RPRO-034/2547 | SET | 1 | 1
| 1040080300 | RECLOSER,HANGER,FOR DOUBLE-POLE MOUNTING | SET | 1 | 1
| 1040080302 | CONTROL UNIT,AUTOMATIC,FOR ELECTRONIC RECLOSER | SET | 1 | 1
| 1040080305 | TRANSFORMER,0.5 KVA.,1 PHASE 19 KV.FOR POWER SUPPLY OF ELECTRONIC RECOLSER DONTROL UNIT | EACH | 1 | 1
| 1060100002 | METER PLATE, SIZE 2X20X120 CM. | PCS. | 1 | 0
| 1080040001 | CONDUIT,PVC,RIGID,DIA. 20x2500 mm.TIS.216 | EACH | 2 | 0
| 9090010035 | คอมปาวด์ช่วยการสัมผัสทางไฟฟ้า | KG. | 0.4 | 0
| 9090011007 | WELDING POWDER, ST. WIRE 50 SQ.MM. TO GD | EA | 6 | 0
set34042 | BOLT SET FOR RECLOSER 33 KV INSTALL.(12M.)
| 1010110202 | BOLT,MACHINE M.16x200 mm. | SET | 2 | 0
| 1010110203 | BOLT,MACHINE M.16x250 mm. | SET | 10 | 0
| 1010110205 | BOLT,MACHINE M.16x350 mm. | SET | 1 | 0
| 1010110207 | BOLT,MACHINE M.16x450 mm. | SET | 2 | 0
| 1010120001 | BOLT,DOUBLE ARMING,M.16x450 mm. | SET | 4 | 0
| 1010130001 | BOLT,DOUBLE ARMING,ROUND EYE M.16x450 mm. | SET | 3 | 0
set34043 | BOLT SET FOR RECLOSER 33 KV INSTALL.(12.20,14M.)
| 1010110203 | BOLT,MACHINE M.16x250 mm. | SET | 6 | 0
| 1010110204 | BOLT,MACHINE M.16x300 mm. | SET | 4 | 0
| 1010110205 | BOLT,MACHINE M.16x350 mm. | SET | 3 | 0
| 1010110208 | BOLT,MACHINE M.16x500 mm. | SET | 2 | 0
| 1010120002 | BOLT,DOUBLE ARMING,M.16x500 mm. | SET | 4 | 0
| 1010130002 | BOLT,DOUBLE ARMING,ROUND EYE M.16x500 mm. | SET | 3 | 0
set34044 | BOLT SET FOR RECLOSER 33 KV INSTALL.(14.30 M.)
| 1010110204 | BOLT,MACHINE M.16x300 mm. | SET | 6 | 0
| 1010110205 | BOLT,MACHINE M.16x350 mm. | SET | 4 | 0
| 1010110206 | BOLT,MACHINE M.16x400 mm. | SET | 3 | 0
| 1010110209 | BOLT MACHINE M.16X600 MM. | SET | 2 | 0
| 1010120003 | BOLT,DOUBLE ARMING,M.16X550 MM. | SET | 4 | 0
| 1010130004 | BOLT,DOUBLE ARMING,ROUND EYE,M.16X550 MM. | SET | 3 | 0
set34045 | 33 KV RECLOSER (SOLID) INSTALLATION ON SINGLE POLE (ASSEMBLY NO.3416B)
| 1000110002 | CROSSARM,PRESTRESSED CONCRETE,SPUN,H.T. 120X120X3,000 MM. | PCS. | 2 | 2
| 1010010003 | STEEL ANGLE,OVERHEAD GROUND WIRE BAYONET 65x65x6 MM. 2,250 MM. LONG | PCS. | 1 | 1
| 1010100002 | WIRE,STEEL STRANDED 25 sq.mm.TIS.404 | M. | 2 | 0
| 1010100004 | WIRE,STEEL STRANDED 50/7 sq.mm.TIS.404 | M. | 20 | 0
| 1010110201 | BOLT,MACHINE M.16x170 mm. | SET | 2 | 0
| 1010110203 | BOLT,MACHINE M.16x250 mm. | SET | 7 | 0
| 1010110205 | BOLT,MACHINE M.16x350 mm. | SET | 6 | 0
| 1010130002 | BOLT,DOUBLE ARMING,ROUND EYE M.16x500 mm. | SET | 3 | 0
| 1010180001 | NUT,EYE M.16 DIN 582 | PCS | 3 | 0
| 1010180100 | WASHER,PLAIN,SQUARE,LARGE 52x52x4.5 mm.HOLE DIA. 18 MM. TIS.258 | PCS. | 28 | 0
| 1010180301 | WASHER,LOCK,SPRING,SIZE 16 mm.,GENERAL PURPOSE,TIS.259 | PCS. | 1 | 0
| 1010200002 | BRACE,FLAT,FOR CROSSARM 40x6x1,000 mm. | PCS. | 2 | 2
| 1010220002 | ROD,GROUND,60x60x5 mm. 2 m.LONG | SET | 1 | 0
| 1010230000 | CLAMP,SINGLE U-BOLT,M.8 (WIRE ROPE CLIP) | SET | 12 | 0
| 1010230012 | CLAMP, DOUBLE BOLTS, ST. WIRE 25 SQ.MM. | SET | 1 | 0
| 1010230205 | GROUND WIRE CLAMP,J.1152 | SET | 1 | 0
| 1020050104 | CABLE,AERIAL,AL 33 kV. 1x185 sq.mm. | M. | 9 | 0
| 1020070004 | CABLE,AL,COMPACT STRANDED,PVC-INSULATED,750 V. 75 DEG.C, 95 SQ.MM. TIS.293 | M. | 12 | 0
| 1020180001 | TAPE,ELECTRICAL,PVC.PLASTIC,OUTDOOR TYPE,ROLL SIZE 0.18X19X10,000 MM. TIS.386 | ROLL | 2 | 0
| 1020180003 | ELECTRICAL SPLICING TAPE,FOR H.T.AERIAL CABLE,SIZE 3/4"X30' | ROLL | 4 | 0
| 1020200000 | TAPE,ARMOR,AL 1x10 mm. | KG. | 0.5 | 0
| 1020300103 | CONNECTOR,PARALLEL GROOVE,TRIPLE BOLT,AL,AL-ALLOY AND ACSR 70-185 SQ.MM. | PCS. | 15 | 0
| 1020420106 | CABLE LUG,NEMA HOLE,COMPRESSION TYPE,AL 185 SQ.MM. | PCS. | 6 | 0
| 1030020002 | INSULATOR,SUSPENSION TYPE D (CLASS 52-4)TIS.354 | PCS. | 18 | 18
| 1030110004 | CLAMP,STRAIN,STRAIGHT TYPE,FOR AL 185 sq.mm. | SET | 6 | 0
| 1040000101 | LIGHTNING ARRESTER,30 KV.10 KA. | SET | 6 | 6
| 1040073016 | VT.1P.O/D 33,000/230 V.REC.500 VA. | EA | 1 | 1
| 1040080102 | RECLOSER,3 PHASE.33 KV.560 A.10 KA.(ELECTRONIC) | SET | 1 | 1
| 1040080302 | CONTROL UNIT,AUTOMATIC,FOR ELECTRONIC RECLOSER | SET | 1 | 1
| 1060100000 | CABLE PLATE, SIZE 2X20X20 CM. | PCS. | 2 | 0
| 1060100001 | METER PLATE, SIZE 2X20X60 CM. | PCS. | 1 | 0
| 1060100002 | METER PLATE, SIZE 2X20X120 CM. | PCS. | 1 | 0
| 1080040002 | CONDUIT,PVC,RIGID,DIA. 20x4000 mm.TIS.216 | EACH | 2 | 0
| 9090011007 | WELDING POWDER, ST. WIRE 50 SQ.MM. TO GD | EA | 1 | 0
set34101 | SINGLE STUB, STEEL PLATE EMBRACING, 12.00 M POLE (ASSEMBLY N0.8229)
| 1010030200 | ST. PLATE, SINGLE STUB FOR 12.00 M POLE | EA | 2 | 2
| 1010110500 | BOLT, MACHINE, HEXAGON, M.24X2S0 MM. | EA | 4 | 0
| 1010180102 | WASHER,PLAIN,SQUARE, 72X72X6 MM. | EA | 8 | 0
| 1010180303 | WASHER,LOCK,SPRING,SIZE 24 MM.,TIS.259 | EA | 4 | 0
set34102 | SINGLE STUB, STEEL PLATE EMBRACING, 12.20 M POLE (ASSEMBLY NO.8229)
| 1010030201 | ST. PLATE, SINGLE SlUB FOR 12.20 M POLE | EA | 2 | 2
| 1010110500 | BOLT, MACHINE, HEXAGON, M.24X2S0 MM. | EA | 4 | 0
| 1010180102 | WASHER,PLAIN,SQUARE, 72X72X6 MM. | EA | 8 | 0
| 1010180303 | WASHER,LOCK,SPRING,SIZE 24 MM.,TIS.259 | EA | 4 | 0
set34103 | SINGLE STUB, PLATE STEEL EMBRACING, 14.00 M POLE (ASSEMBLY NO.8229)
| 1010030202 | ST. PLATE, SINGLE STUB FOR 14.00 M POLE | EA | 2 | 2
| 1010110500 | BOLT, MACHINE, HEXAGON, M.24X2S0 MM. | EA | 4 | 0
| 1010180102 | WASHER,PLAIN,SQUARE, 72X72X6 MM. | EA | 8 | 0
| 1010180303 | WASHER,LOCK,SPRING,SIZE 24 MM.,TIS.259 | EA | 4 | 0
set34104 | SINGLE STUB,STEEL PLATE EMBRACING, 14.30 M POLE (ASSEMBLY NO.8229)
| 1010030203 | ST. PLATE, SINGLE STUB FOR 14.30 M POLE | EA | 2 | 2
| 1010110500 | BOLT, MACHINE, HEXAGON, M.24X2S0 MM. | EA | 4 | 0
| 1010180102 | WASHER,PLAIN,SQUARE, 72X72X6 MM. | EA | 8 | 0
| 1010180303 | WASHER,LOCK,SPRING,SIZE 24 MM.,TIS.259 | EA | 4 | 0
set34105 | SINGLE STUB, STEEL. PLATE EMBRACING, 16.00 M POLE (ASSEMBLY NO.8229)
| 1010030204 | ST. PLATE, SINGLE STUB FOR 16.00 M POLE | EA | 2 | 2
| 1010110500 | BOLT, MACHINE, HEXAGON, M.24X2S0 MM. | EA | 4 | 0
| 1010180102 | WASHER,PLAIN,SQUARE, 72X72X6 MM. | EA | 8 | 0
| 1010180303 | WASHER,LOCK,SPRING,SIZE 24 MM.,TIS.259 | EA | 4 | 0
set34106 | DOUBLE STUB,STEEL PLATE EMBRACING, 12.00 M POLE (ASSEMBLY NO.8229)
| 1010030300 | ST. PLATE, DOUBLE STUB FOR 12.00 M POLE | EA | 2 | 2
| 1010110500 | BOLT, MACHINE, HEXAGON, M.24X2S0 MM. | EA | 4 | 0
| 1010180102 | WASHER,PLAIN,SQUARE, 72X72X6 MM. | EA | 8 | 0
| 1010180303 | WASHER,LOCK,SPRING,SIZE 24 MM.,TIS.259 | EA | 8 | 0
set34107 | DOUBLE STUB, STEEL PLATE EMBRACING, 12.20 M POLE (ASSEMBLY NO.8229)
| 1010030301 | ST. PLATE, DOUBLE STUB FOR 12.20 M POLE | EA | 2 | 2
| 1010110500 | BOLT, MACHINE, HEXAGON, M.24X2S0 MM. | EA | 4 | 0
| 1010180102 | WASHER,PLAIN,SQUARE, 72X72X6 MM. | EA | 8 | 0
| 1010180303 | WASHER,LOCK,SPRING,SIZE 24 MM.,TIS.259 | EA | 4 | 0
set34108 | DOUBLE STUB, STEEL PLATE EMBRACING, 14.00 M POLE (ASSEMBLY No.8229)
| 1010030302 | ST. PLATE, DOUBLE STUB FOR 14.00 M POLE | EA | 2 | 2
| 1010110500 | BOLT, MACHINE, HEXAGON, M.24X2S0 MM. | EA | 4 | 0
| 1010180102 | WASHER,PLAIN,SQUARE, 72X72X6 MM. | EA | 8 | 0
| 1010180303 | WASHER,LOCK,SPRING,SIZE 24 MM.,TIS.259 | EA | 4 | 0
set34109 | DOUBLE STUB, STEEL PLATE EMBRACING, 14.30 M POLE (ASSEMBLY NO.8229)
| 1010030303 | ST. PLATE, DOUBLE STUB FOR 14.30 M POLE | EA | 2 | 2
| 1010110500 | BOLT, MACHINE, HEXAGON, M.24X2S0 MM. | EA | 4 | 0
| 1010180102 | WASHER,PLAIN,SQUARE, 72X72X6 MM. | EA | 8 | 0
| 1010180303 | WASHER,LOCK,SPRING,SIZE 24 MM.,TIS.259 | EA | 4 | 0
set34110 | DOUBLE STUB, STEEL PLATE EMBRACING, 16.00 M POLE (ASSEMBLY NO.8229)
| 1010030304 | ST. PLATE. DOUBLE S11JS FOR 16.00 M POLE | EA | 2 | 2
| 1010110500 | BOLT, MACHINE, HEXAGON, M.24X2S0 MM. | EA | 4 | 0
| 1010180102 | WASHER,PLAIN,SQUARE, 72X72X6 MM. | EA | 8 | 0
| 1010180303 | WASHER,LOCK,SPRING,SIZE 24 MM.,TIS.259 | EA | 4 | 0
set34111 | SINGLE STUB, COVERED CONCRETE (ASSEMBLY NO.8229)
| 9040020014 | STEEL 9 MM.,10 M.LONG | EACH | 7 | 0
| 9090010037 | CONCRETE 1/2/4 | CU.M. | 0.81 | 0
set34112 | DOUBLE STUB, COVERED CONCRETE (ASSEMBLY NO.8229)
| 9040020014 | STEEL 9 MM.,10 M.LONG | EACH | 9 | 0
| 9090010037 | CONCRETE 1/2/4 | CU.M. | 1.13 | 0
set34700 | SAC ON STEEL BRACKET,3-P CORNER ON PLATFORM
| 1010100000 | WIRE,STEEL SOLID DIA. 4.0 mm.TIS.71 | KG. | 0.5 | 0
| 1010110205 | BOLT,MACHINE M.16x350 mm. | SET | 2 | 0
| 1010180201 | WASHER,SQUARE,CURVED 60x60x5 mm.HOLE DIA. 22 mm. | PCS. | 1 | 0
| 1020440121 | BRACKET FOR SAC, CORNER SUPPORT, 33kV | PCS | 1 | 1
| 1030000002 | INSULATOR,PIN TYPE,TYPE C (CLASS 56-3)TIS.279 | EACH | 3 | 3
| 1030100001 | PIN,INSULATOR,33 KV.SHANK 165 MM.LEAD HEAD 35 MM.(1 3/8") | EACH | 3 | 3
set35001 | CLEVIS,FLAT STEEL INST.,ON CHANNEL STEEL INSULATOR 0-60
| 1010000100 | STEEL CHANNEL, 100x50x5 mm. 2,250 MM.LONG | PCS | 1 | 1
| 1010110200 | BOLT,MACHINE M.16x130 mm. | SET | 1 | 0
| 1010110205 | BOLT,MACHINE M.16x350 mm. | SET | 2 | 0
| 1010180100 | WASHER,PLAIN,SQUARE,LARGE 52x52x4.5 mm.HOLE DIA. 18 MM. TIS.258 | PCS. | 2 | 0
| 1010230000 | CLAMP,SINGLE U-BOLT,M.8 (WIRE ROPE CLIP) | SET | 2 | 0
| 1020030001 | CONDUCTOR,AL-ALLOY 35 sq.mm.TIS.725 | M. | 2.25 | 0
| 1020200000 | TAPE,ARMOR,AL 1x10 mm. | KG. | 0.02 | 0
| 1020200002 | TIE WIRE,AL 4 mm. | KG. | 0.04 | 0
| 1020320002 | CONNECTOR,COMPRESSION,H-TYPE,MAIN AL 25-50 SQ.MM.,TAP AL. OR CU. 16-35 SQ.MM. | PCS. | 2 | 0
| 1030030000 | INSULATOR,SPOOL,TYPE B (CLASS 53-2)TIS.227 | PCS. | 1 | 1
| 1030130100 | CLEVIS,FLAT STEEL 4 1/4" FOR INSULATOR EEI-NEMA CLASS 53-2 TIS.227 | PCS. | 1 | 1
| 9090010035 | คอมปาวด์ช่วยการสัมผัสทางไฟฟ้า | KG. | 0.02 | 0
set35002 | CLEVIS,FLAT STEEL INST.,ON 14 M. POLE INSULATOR 0-60
| 1010110203 | BOLT,MACHINE M.16x250 mm. | SET | 1 | 0
| 1020030001 | CONDUCTOR,AL-ALLOY 35 sq.mm.TIS.725 | M. | 0.25 | 0
| 1020200000 | TAPE,ARMOR,AL 1x10 mm. | KG. | 0.02 | 0
| 1020200002 | TIE WIRE,AL 4 mm. | KG. | 0.04 | 0
| 1020320002 | CONNECTOR,COMPRESSION,H-TYPE,MAIN AL 25-50 SQ.MM.,TAP AL. OR CU. 16-35 SQ.MM. | PCS. | 2 | 0
| 1030030000 | INSULATOR,SPOOL,TYPE B (CLASS 53-2)TIS.227 | PCS. | 1 | 1
| 1030130100 | CLEVIS,FLAT STEEL 4 1/4" FOR INSULATOR EEI-NEMA CLASS 53-2 TIS.227 | PCS. | 1 | 1
| 9090010035 | คอมปาวด์ช่วยการสัมผัสทางไฟฟ้า | KG. | 0.02 | 0
set35003 | CLEVIS,FLAT STEEL INST., ON CHANNEL STEEL INSULATOR DDE
| 1010000100 | STEEL CHANNEL, 100x50x5 mm. 2,250 MM.LONG | PCS | 1 | 1
| 1010110200 | BOLT,MACHINE M.16x130 mm. | SET | 1 | 0
| 1010110203 | BOLT,MACHINE M.16x250 mm. | SET | 2 | 0
| 1010180100 | WASHER,PLAIN,SQUARE,LARGE 52x52x4.5 mm.HOLE DIA. 18 MM. TIS.258 | PCS. | 2 | 0
| 1010230000 | CLAMP,SINGLE U-BOLT,M.8 (WIRE ROPE CLIP) | SET | 2 | 0
| 1020030001 | CONDUCTOR,AL-ALLOY 35 sq.mm.TIS.725 | M. | 2.25 | 0
| 1020200000 | TAPE,ARMOR,AL 1x10 mm. | KG. | 0.04 | 0
| 1020310000 | CONNECTOR,DEAD END,AL 25-35 sq.mm. | PCS. | 2 | 0
| 1020320002 | CONNECTOR,COMPRESSION,H-TYPE,MAIN AL 25-50 SQ.MM.,TAP AL. OR CU. 16-35 SQ.MM. | PCS. | 2 | 0
| 1030030000 | INSULATOR,SPOOL,TYPE B (CLASS 53-2)TIS.227 | PCS. | 2 | 2
| 1030130100 | CLEVIS,FLAT STEEL 4 1/4" FOR INSULATOR EEI-NEMA CLASS 53-2 TIS.227 | PCS. | 2 | 2
| 9090010035 | คอมปาวด์ช่วยการสัมผัสทางไฟฟ้า | KG. | 0.02 | 0
set35004 | CLEVIS,FLAT STEEL INST., ON 14 M. POLE INSULATOR DDE 25-35
| 1010110202 | BOLT,MACHINE M.16x200 mm. | SET | 1 | 0
| 1020200000 | TAPE,ARMOR,AL 1x10 mm. | KG. | 0.04 | 0
| 1020310000 | CONNECTOR,DEAD END,AL 25-35 sq.mm. | PCS. | 2 | 0
| 1020320002 | CONNECTOR,COMPRESSION,H-TYPE,MAIN AL 25-50 SQ.MM.,TAP AL. OR CU. 16-35 SQ.MM. | PCS. | 2 | 0
| 1030030000 | INSULATOR,SPOOL,TYPE B (CLASS 53-2)TIS.227 | PCS. | 2 | 2
| 1030130100 | CLEVIS,FLAT STEEL 4 1/4" FOR INSULATOR EEI-NEMA CLASS 53-2 TIS.227 | PCS. | 2 | 2
| 9090010035 | คอมปาวด์ช่วยการสัมผัสทางไฟฟ้า | KG. | 0.02 | 0
set35005 | CLEVIS,FLAT STEEL INST., ON CHANNEL STEEL INSULATOR DE 25-35 SQ.MM.
| 1010000100 | STEEL CHANNEL, 100x50x5 mm. 2,250 MM.LONG | PCS | 1 | 1
| 1010110200 | BOLT,MACHINE M.16x130 mm. | SET | 1 | 0
| 1010110203 | BOLT,MACHINE M.16x250 mm. | SET | 2 | 0
| 1010180100 | WASHER,PLAIN,SQUARE,LARGE 52x52x4.5 mm.HOLE DIA. 18 MM. TIS.258 | PCS. | 2 | 0
| 1010230000 | CLAMP,SINGLE U-BOLT,M.8 (WIRE ROPE CLIP) | SET | 2 | 0
| 1020030001 | CONDUCTOR,AL-ALLOY 35 sq.mm.TIS.725 | M. | 2.25 | 0
| 1020200000 | TAPE,ARMOR,AL 1x10 mm. | KG. | 0.02 | 0
| 1020310000 | CONNECTOR,DEAD END,AL 25-35 sq.mm. | PCS. | 1 | 0
| 1020320002 | CONNECTOR,COMPRESSION,H-TYPE,MAIN AL 25-50 SQ.MM.,TAP AL. OR CU. 16-35 SQ.MM. | PCS. | 2 | 0
| 1030030000 | INSULATOR,SPOOL,TYPE B (CLASS 53-2)TIS.227 | PCS. | 1 | 1
| 1030130100 | CLEVIS,FLAT STEEL 4 1/4" FOR INSULATOR EEI-NEMA CLASS 53-2 TIS.227 | PCS. | 1 | 1
| 9090010035 | คอมปาวด์ช่วยการสัมผัสทางไฟฟ้า | KG. | 0.02 | 0
set35006 | CLEVIS,FLAT STEEL INST., ON 14 M.POLE INSULATOR DE 25-35 SQ.MM.
| 1010110202 | BOLT,MACHINE M.16x200 mm. | SET | 1 | 0
| 1020200000 | TAPE,ARMOR,AL 1x10 mm. | KG. | 0.02 | 0
| 1020310000 | CONNECTOR,DEAD END,AL 25-35 sq.mm. | PCS. | 1 | 0
| 1020320002 | CONNECTOR,COMPRESSION,H-TYPE,MAIN AL 25-50 SQ.MM.,TAP AL. OR CU. 16-35 SQ.MM. | PCS. | 2 | 0
| 1030030000 | INSULATOR,SPOOL,TYPE B (CLASS 53-2)TIS.227 | PCS. | 1 | 1
| 1030130100 | CLEVIS,FLAT STEEL 4 1/4" FOR INSULATOR EEI-NEMA CLASS 53-2 TIS.227 | PCS. | 1 | 1
| 9090010035 | คอมปาวด์ช่วยการสัมผัสทางไฟฟ้า | KG. | 0.02 | 0
set35007 | FOR 25OHGW TAP LINE
| 1010140001 | BOLT, ROUNG EYE M 16X200 MM. | SET | 1 | 0
| 1010180100 | WASHER,PLAIN,SQUARE,LARGE 52x52x4.5 mm.HOLE DIA. 18 MM. TIS.258 | PCS. | 2 | 0
| 1010210304 | THIMBLE,GUY,FOR STEEL WIRE 50-95 sq.mm. | PCS. | 1 | 0
| 1010230000 | CLAMP,SINGLE U-BOLT,M.8 (WIRE ROPE CLIP) | SET | 2 | 0
| 1020300102 | CONNECTOR,PARALLEL GROOVE,DOUBLE BOLT,AL,AL-ALLOY AND ACSR 25-95 SQ.MM. | PCS. | 1 | 0
| 1020320002 | CONNECTOR,COMPRESSION,H-TYPE,MAIN AL 25-50 SQ.MM.,TAP AL. OR CU. 16-35 SQ.MM. | PCS. | 1 | 0
| 9090010035 | คอมปาวด์ช่วยการสัมผัสทางไฟฟ้า | KG. | 0.02 | 0
set40101 | LT WIRING, 35 SQ.MM., 1-WIRE (ADD PHASE)
| 1020070001 | CABLE,AL,COMPACT STRANDED,PVC-INSULATED,750 V. 75 DEG.C, 35 SQ.MM.TIS.293 | M. | 6 | 0
| 1020420101 | CABLE LUG,NEMA HOLE,COMPRESSION TYPE,AL 35 SQ.MM. | PCS. | 3 | 0
set40102 | LT WIRING, 50 SQ.MM., 1-WIRE (ADD PHASE)
| 1020070002 | CABLE,AL,COMPACT STRANDED,PVC-INSULATED,750 V. 75 DEG.C, 50 SQ.MM. TIS.293 | M. | 6 | 0
| 1020420102 | CABLE LUG,NEMA HOLE,COMPRESSION TYPE,AL 50 SQ.MM. | PCS. | 3 | 0
set40103 | LT WIRING, 35 SQ.MM., 1-P, 2-WIRE, TO LT SWITCH
| 1020070001 | CABLE,AL,COMPACT STRANDED,PVC-INSULATED,750 V. 75 DEG.C, 35 SQ.MM.TIS.293 | M. | 11 | 0
| 1020300102 | CONNECTOR,PARALLEL GROOVE,DOUBLE BOLT,AL,AL-ALLOY AND ACSR 25-95 SQ.MM. | PCS. | 1 | 0
| 1020420101 | CABLE LUG,NEMA HOLE,COMPRESSION TYPE,AL 35 SQ.MM. | PCS. | 8 | 0
set40104 | LT WIRING, 50 SQ.MM., 1-P, 2-WIRE, TO LT SWITCH
| 1020070002 | CABLE,AL,COMPACT STRANDED,PVC-INSULATED,750 V. 75 DEG.C, 50 SQ.MM. TIS.293 | M. | 11 | 0
| 1020300102 | CONNECTOR,PARALLEL GROOVE,DOUBLE BOLT,AL,AL-ALLOY AND ACSR 25-95 SQ.MM. | PCS. | 1 | 0
| 1020420102 | CABLE LUG,NEMA HOLE,COMPRESSION TYPE,AL 50 SQ.MM. | PCS. | 8 | 0
set40105 | LT WIRING, 70 SQ.MM., 1-P, 2-WIRE, TO LT SWITCH
| 1020070003 | CABLE,AL,COMPACT STRANDED,PVC-INSULATED,750 V. 75 DEG.C, 70 SQ.MM. TIS.293 | M. | 11 | 0
| 1020300102 | CONNECTOR,PARALLEL GROOVE,DOUBLE BOLT,AL,AL-ALLOY AND ACSR 25-95 SQ.MM. | PCS. | 1 | 0
| 1020420103 | CABLE LUG,NEMA HOLE,COMPRESSION TYPE,AL 70 SQ.MM. | EACH | 8 | 0
set40106 | LT WIRING, 95 SQ.MM., 1-P, 2-WIRE, TO LT SWITCH
| 1020070004 | CABLE,AL,COMPACT STRANDED,PVC-INSULATED,750 V. 75 DEG.C, 95 SQ.MM. TIS.293 | M. | 11 | 0
| 1020300102 | CONNECTOR,PARALLEL GROOVE,DOUBLE BOLT,AL,AL-ALLOY AND ACSR 25-95 SQ.MM. | PCS. | 1 | 0
| 1020420104 | CABLE LUG,NEMA HOLE,COMPRESSION TYPE,AL 95 SQ.MM. | PCS. | 8 | 0
set40107 | LT WIRING, 35 SQ.MM., 1-P, 3-WIRE, TO LT SWITCH
| 1020070001 | CABLE,AL,COMPACT STRANDED,PVC-INSULATED,750 V. 75 DEG.C, 35 SQ.MM.TIS.293 | M. | 16 | 0
| 1020300102 | CONNECTOR,PARALLEL GROOVE,DOUBLE BOLT,AL,AL-ALLOY AND ACSR 25-95 SQ.MM. | PCS. | 1 | 0
| 1020420101 | CABLE LUG,NEMA HOLE,COMPRESSION TYPE,AL 35 SQ.MM. | PCS. | 9 | 0
set40108 | LT WIRING, 50 SQ.MM., 1-P, 3-WIRE, TO LT SWITCH
| 1020070002 | CABLE,AL,COMPACT STRANDED,PVC-INSULATED,750 V. 75 DEG.C, 50 SQ.MM. TIS.293 | M. | 16 | 0
| 1020300102 | CONNECTOR,PARALLEL GROOVE,DOUBLE BOLT,AL,AL-ALLOY AND ACSR 25-95 SQ.MM. | PCS. | 1 | 0
| 1020420102 | CABLE LUG,NEMA HOLE,COMPRESSION TYPE,AL 50 SQ.MM. | PCS. | 9 | 0
set40109 | LT WIRING, 70 SQ.MM., 1-P, 3-WIRE, TO LT SWITCH
| 1020070003 | CABLE,AL,COMPACT STRANDED,PVC-INSULATED,750 V. 75 DEG.C, 70 SQ.MM. TIS.293 | M. | 16 | 0
| 1020300102 | CONNECTOR,PARALLEL GROOVE,DOUBLE BOLT,AL,AL-ALLOY AND ACSR 25-95 SQ.MM. | PCS. | 1 | 0
| 1020420103 | CABLE LUG,NEMA HOLE,COMPRESSION TYPE,AL 70 SQ.MM. | EACH | 9 | 0
set40110 | LT WIRING, 95 SQ.MM., 1-P, 3-WIRE, TO LT SWITCH
| 1020070004 | CABLE,AL,COMPACT STRANDED,PVC-INSULATED,750 V. 75 DEG.C, 95 SQ.MM. TIS.293 | M. | 16 | 0
| 1020300102 | CONNECTOR,PARALLEL GROOVE,DOUBLE BOLT,AL,AL-ALLOY AND ACSR 25-95 SQ.MM. | PCS. | 1 | 0
| 1020420104 | CABLE LUG,NEMA HOLE,COMPRESSION TYPE,AL 95 SQ.MM. | PCS. | 9 | 0
set40111 | LT WIRING, 35 SQ.MM., 3-P, 4-WIRE, TO LT SWITCH
| 1020070001 | CABLE,AL,COMPACT STRANDED,PVC-INSULATED,750 V. 75 DEG.C, 35 SQ.MM.TIS.293 | M. | 45 | 0
| 1020300102 | CONNECTOR,PARALLEL GROOVE,DOUBLE BOLT,AL,AL-ALLOY AND ACSR 25-95 SQ.MM. | PCS. | 1 | 0
| 1020420101 | CABLE LUG,NEMA HOLE,COMPRESSION TYPE,AL 35 SQ.MM. | PCS. | 10 | 0
set40112 | LT WIRING, 50 SQ.MM., 3-P, 4-WIRE, TO LT SWITCH
| 1010110204 | BOLT,MACHINE M.16x300 mm. | SET | 2 | 0
| 1010180100 | WASHER,PLAIN,SQUARE,LARGE 52x52x4.5 mm.HOLE DIA. 18 MM. TIS.258 | PCS. | 4 | 0
| 1020070002 | CABLE,AL,COMPACT STRANDED,PVC-INSULATED,750 V. 75 DEG.C, 50 SQ.MM. TIS.293 | M. | 45 | 0
| 1020200000 | TAPE,ARMOR,AL 1x10 mm. | KG. | 0.5 | 0
| 1020300102 | CONNECTOR,PARALLEL GROOVE,DOUBLE BOLT,AL,AL-ALLOY AND ACSR 25-95 SQ.MM. | PCS. | 1 | 0
| 1020420102 | CABLE LUG,NEMA HOLE,COMPRESSION TYPE,AL 50 SQ.MM. | PCS. | 10 | 0
| 1060100000 | CABLE PLATE, SIZE 2X20X20 CM. | PCS. | 3 | 0
set40113 | LT WIRING, 70 SQ.MM., 3-P, 4-WIRE, TO LT SWITCH
| 1010110204 | BOLT,MACHINE M.16x300 mm. | SET | 2 | 0
| 1010180100 | WASHER,PLAIN,SQUARE,LARGE 52x52x4.5 mm.HOLE DIA. 18 MM. TIS.258 | PCS. | 4 | 0
| 1020070003 | CABLE,AL,COMPACT STRANDED,PVC-INSULATED,750 V. 75 DEG.C, 70 SQ.MM. TIS.293 | M. | 45 | 0
| 1020200000 | TAPE,ARMOR,AL 1x10 mm. | KG. | 0.5 | 0
| 1020300102 | CONNECTOR,PARALLEL GROOVE,DOUBLE BOLT,AL,AL-ALLOY AND ACSR 25-95 SQ.MM. | PCS. | 1 | 0
| 1020420103 | CABLE LUG,NEMA HOLE,COMPRESSION TYPE,AL 70 SQ.MM. | EACH | 10 | 0
| 1060100000 | CABLE PLATE, SIZE 2X20X20 CM. | PCS. | 3 | 0
set40114 | LT WIRING, 95 SQ.MM., 3-P, 4-WIRE, TO LT SWITCH
| 1010110204 | BOLT,MACHINE M.16x300 mm. | SET | 2 | 0
| 1010180100 | WASHER,PLAIN,SQUARE,LARGE 52x52x4.5 mm.HOLE DIA. 18 MM. TIS.258 | PCS. | 4 | 0
| 1020070004 | CABLE,AL,COMPACT STRANDED,PVC-INSULATED,750 V. 75 DEG.C, 95 SQ.MM. TIS.293 | M. | 45 | 0
| 1020200000 | TAPE,ARMOR,AL 1x10 mm. | KG. | 0.5 | 0
| 1020300102 | CONNECTOR,PARALLEL GROOVE,DOUBLE BOLT,AL,AL-ALLOY AND ACSR 25-95 SQ.MM. | PCS. | 1 | 0
| 1020420104 | CABLE LUG,NEMA HOLE,COMPRESSION TYPE,AL 95 SQ.MM. | PCS. | 10 | 0
| 1060100000 | CABLE PLATE, SIZE 2X20X20 CM. | PCS. | 3 | 0
set40115 | LT WIRING, 120 SQ.MM., 3-P, 4-WIRE, TO LT SWITCH
| 1010110204 | BOLT,MACHINE M.16x300 mm. | SET | 2 | 0
| 1010180100 | WASHER,PLAIN,SQUARE,LARGE 52x52x4.5 mm.HOLE DIA. 18 MM. TIS.258 | PCS. | 4 | 0
| 1020070005 | CABLE,AL,COMPACT STRANDED,PVC-INSULATED,750 V. 75 DEG.C, 120 SQ.MM.TIS.293 | M. | 45 | 0
| 1020200000 | TAPE,ARMOR,AL 1x10 mm. | KG. | 0.5 | 0
| 1020300102 | CONNECTOR,PARALLEL GROOVE,DOUBLE BOLT,AL,AL-ALLOY AND ACSR 25-95 SQ.MM. | PCS. | 1 | 0
| 1020420105 | CABLE LUG,NEMA HOLE,COMPRESSION TYPE,AL 120 SQ.MM. | PCS. | 10 | 0
| 1060100000 | CABLE PLATE, SIZE 2X20X20 CM. | PCS. | 3 | 0
set40116 | LT WIRING, 185 SQ.MM., 3-P, 4-WIRE, TO LT SWITCH
| 1010110204 | BOLT,MACHINE M.16x300 mm. | SET | 2 | 0
| 1010180100 | WASHER,PLAIN,SQUARE,LARGE 52x52x4.5 mm.HOLE DIA. 18 MM. TIS.258 | PCS. | 4 | 0
| 1020070007 | CABLE,AL,COMPACT STRANDED,PVC-INSULATED,750 V. 75 DEG.C, 185 SQ.MM. TIS.293 | M. | 45 | 0
| 1020200000 | TAPE,ARMOR,AL 1x10 mm. | KG. | 0.5 | 0
| 1020300102 | CONNECTOR,PARALLEL GROOVE,DOUBLE BOLT,AL,AL-ALLOY AND ACSR 25-95 SQ.MM. | PCS. | 1 | 0
| 1020420106 | CABLE LUG,NEMA HOLE,COMPRESSION TYPE,AL 185 SQ.MM. | PCS. | 10 | 0
| 1060100000 | CABLE PLATE, SIZE 2X20X20 CM. | PCS. | 3 | 0
set40121 | LT WIRING, 35 SQ.MM., 1-P, 2-WIRE, TO METER
| 1020070001 | CABLE,AL,COMPACT STRANDED,PVC-INSULATED,750 V. 75 DEG.C, 35 SQ.MM.TIS.293 | M. | 18 | 0
| 1020300102 | CONNECTOR,PARALLEL GROOVE,DOUBLE BOLT,AL,AL-ALLOY AND ACSR 25-95 SQ.MM. | PCS. | 1 | 0
| 1020420101 | CABLE LUG,NEMA HOLE,COMPRESSION TYPE,AL 35 SQ.MM. | PCS. | 8 | 0
set40122 | LT WIRING, 50 SQ.MM., 1-P, 2-WIRE, TO METER
| 1020070002 | CABLE,AL,COMPACT STRANDED,PVC-INSULATED,750 V. 75 DEG.C, 50 SQ.MM. TIS.293 | M. | 18 | 0
| 1020300102 | CONNECTOR,PARALLEL GROOVE,DOUBLE BOLT,AL,AL-ALLOY AND ACSR 25-95 SQ.MM. | PCS. | 1 | 0
| 1020420102 | CABLE LUG,NEMA HOLE,COMPRESSION TYPE,AL 50 SQ.MM. | PCS. | 8 | 0
set40123 | LT WIRING, 70 SQ.MM., 1-P, 2-WIRE, TO METER
| 1020070003 | CABLE,AL,COMPACT STRANDED,PVC-INSULATED,750 V. 75 DEG.C, 70 SQ.MM. TIS.293 | M. | 18 | 0
| 1020300102 | CONNECTOR,PARALLEL GROOVE,DOUBLE BOLT,AL,AL-ALLOY AND ACSR 25-95 SQ.MM. | PCS. | 1 | 0
| 1020420103 | CABLE LUG,NEMA HOLE,COMPRESSION TYPE,AL 70 SQ.MM. | EACH | 8 | 0
set40124 | LT WIRING, 95 SQ.MM., 1-P, 2-WIRE, TO METER
| 1020070004 | CABLE,AL,COMPACT STRANDED,PVC-INSULATED,750 V. 75 DEG.C, 95 SQ.MM. TIS.293 | M. | 18 | 0
| 1020300102 | CONNECTOR,PARALLEL GROOVE,DOUBLE BOLT,AL,AL-ALLOY AND ACSR 25-95 SQ.MM. | PCS. | 1 | 0
| 1020420104 | CABLE LUG,NEMA HOLE,COMPRESSION TYPE,AL 95 SQ.MM. | PCS. | 8 | 0
set40125 | LT WIRING, 35 SQ.MM., 3-P, 4-WIRE, TO METER
| 1020070001 | CABLE,AL,COMPACT STRANDED,PVC-INSULATED,750 V. 75 DEG.C, 35 SQ.MM.TIS.293 | M. | 55 | 0
| 1020300102 | CONNECTOR,PARALLEL GROOVE,DOUBLE BOLT,AL,AL-ALLOY AND ACSR 25-95 SQ.MM. | PCS. | 1 | 0
| 1020420101 | CABLE LUG,NEMA HOLE,COMPRESSION TYPE,AL 35 SQ.MM. | PCS. | 10 | 0
set40126 | LT WIRING, 50 SQ.MM., 3-P, 4-WIRE, TO METER
| 1020070002 | CABLE,AL,COMPACT STRANDED,PVC-INSULATED,750 V. 75 DEG.C, 50 SQ.MM. TIS.293 | M. | 55 | 0
| 1020300102 | CONNECTOR,PARALLEL GROOVE,DOUBLE BOLT,AL,AL-ALLOY AND ACSR 25-95 SQ.MM. | PCS. | 1 | 0
| 1020420102 | CABLE LUG,NEMA HOLE,COMPRESSION TYPE,AL 50 SQ.MM. | PCS. | 10 | 0
set40127 | LT WIRING, 70 SQ.MM., 3-P, 4-WIRE, TO METER
| 1020070003 | CABLE,AL,COMPACT STRANDED,PVC-INSULATED,750 V. 75 DEG.C, 70 SQ.MM. TIS.293 | M. | 55 | 0
| 1020300102 | CONNECTOR,PARALLEL GROOVE,DOUBLE BOLT,AL,AL-ALLOY AND ACSR 25-95 SQ.MM. | PCS. | 1 | 0
| 1020420103 | CABLE LUG,NEMA HOLE,COMPRESSION TYPE,AL 70 SQ.MM. | EACH | 10 | 0
set40128 | LT WIRING, 95 SQ.MM., 3-P, 4-WIRE, TO METER
| 1020070004 | CABLE,AL,COMPACT STRANDED,PVC-INSULATED,750 V. 75 DEG.C, 95 SQ.MM. TIS.293 | M. | 55 | 0
| 1020300102 | CONNECTOR,PARALLEL GROOVE,DOUBLE BOLT,AL,AL-ALLOY AND ACSR 25-95 SQ.MM. | PCS. | 1 | 0
| 1020420104 | CABLE LUG,NEMA HOLE,COMPRESSION TYPE,AL 95 SQ.MM. | PCS. | 10 | 0
set40129 | LT WIRING, 120 SQ.MM., 3-P 4-WIRE, TO METER
| 1020070005 | CABLE,AL,COMPACT STRANDED,PVC-INSULATED,750 V. 75 DEG.C, 120 SQ.MM.TIS.293 | M. | 55 | 0
| 1020300103 | CONNECTOR,PARALLEL GROOVE,TRIPLE BOLT,AL,AL-ALLOY AND ACSR 70-185 SQ.MM. | PCS. | 1 | 0
| 1020420105 | CABLE LUG,NEMA HOLE,COMPRESSION TYPE,AL 120 SQ.MM. | PCS. | 10 | 0
set40130 | LT WIRING, 185 SQ.MM., 3-P, 4-WIRE, TO METER
| 1020070007 | CABLE,AL,COMPACT STRANDED,PVC-INSULATED,750 V. 75 DEG.C, 185 SQ.MM. TIS.293 | M. | 55 | 0
| 1020300103 | CONNECTOR,PARALLEL GROOVE,TRIPLE BOLT,AL,AL-ALLOY AND ACSR 70-185 SQ.MM. | PCS. | 1 | 0
| 1020420106 | CABLE LUG,NEMA HOLE,COMPRESSION TYPE,AL 185 SQ.MM. | PCS. | 10 | 0
set40201 | TR.INST., 1-P, 22 KV. ON SINGLE POLE, X-ARM.(ASSEMBLY NO.2701B)
| 1000110001 | CROSSARM,PRESTRESSED CONCRETE,SPUN,H.T. 100X100X2,500 MM. | PCS. | 1 | 1
| 1010100004 | WIRE,STEEL STRANDED 50/7 sq.mm.TIS.404 | M. | 20 | 0
| 1010110200 | BOLT,MACHINE M.16x130 mm. | SET | 4 | 0
| 1010110203 | BOLT,MACHINE M.16x250 mm. | SET | 3 | 0
| 1010110204 | BOLT,MACHINE M.16x300 mm. | SET | 1 | 0
| 1010180100 | WASHER,PLAIN,SQUARE,LARGE 52x52x4.5 mm.HOLE DIA. 18 MM. TIS.258 | PCS. | 6 | 0
| 1010180301 | WASHER,LOCK,SPRING,SIZE 16 mm.,GENERAL PURPOSE,TIS.259 | PCS. | 3 | 0
| 1010200001 | BRACE,FLAT,FOR CROSSARM 30x6x760 mm. | PCS. | 2 | 2
| 1010220002 | ROD,GROUND,60x60x5 mm. 2 m.LONG | SET | 1 | 0
| 1010230000 | CLAMP,SINGLE U-BOLT,M.8 (WIRE ROPE CLIP) | SET | 2 | 0
| 1020050000 | CABLE,AERIAL,AL 22 kV. 1x50 sq.mm. | M. | 9 | 0
| 1020200002 | TIE WIRE,AL 4 mm. | KG. | 1 | 0
| 1020300102 | CONNECTOR,PARALLEL GROOVE,DOUBLE BOLT,AL,AL-ALLOY AND ACSR 25-95 SQ.MM. | PCS. | 2 | 0
| 1020330005 | HOTLINE BAIL-CLAMP,MAIN 35-70 SQ.MM. | EA | 2 | 0
| 1020330104 | HOTLINE CLAMP,MAIN35-185,TAP50-185SQ.MM. | EA | 2 | 0
| 1020420400 | PIN TERMINAL,FOR AL 50 SQ.MM. | EA | 2 | 0
| 1030030000 | INSULATOR,SPOOL,TYPE B (CLASS 53-2)TIS.227 | PCS. | 2 | 2
| 1040000007 | S.A., 21 KV.5 KA.,WITHOUT BRACKET | EA | 2 | 2
| 1040010002 | CUT-OUT,FUSE,OPEN TYPE,SINGLE INSULATOR DROPUOT 22 KV. 100 A. 12 KA. ASYM | SET | 2 | 2
| 1050100003 | BRACKET,STEEL,FOR TRANSFORMER SECONDARY LEAD | SET | 2 | 0
| 1080040001 | CONDUIT,PVC,RIGID,DIA. 20x2500 mm.TIS.216 | EACH | 3 | 0
| 9090011007 | WELDING POWDER, ST. WIRE 50 SQ.MM. TO GD | EA | 3 | 0
set40202 | TR.INST., 1-P, 22 KV. ON SINGLE POLE, A-ARM.(ASSEMBLY NO.2701B)
| 1000110001 | CROSSARM,PRESTRESSED CONCRETE,SPUN,H.T. 100X100X2,500 MM. | PCS. | 1 | 1
| 1010100004 | WIRE,STEEL STRANDED 50/7 sq.mm.TIS.404 | M. | 20 | 0
| 1010110200 | BOLT,MACHINE M.16x130 mm. | SET | 2 | 0
| 1010110201 | BOLT,MACHINE M.16x170 mm. | SET | 1 | 0
| 1010110203 | BOLT,MACHINE M.16x250 mm. | SET | 4 | 0
| 1010110204 | BOLT,MACHINE M.16x300 mm. | SET | 1 | 0
| 1010180100 | WASHER,PLAIN,SQUARE,LARGE 52x52x4.5 mm.HOLE DIA. 18 MM. TIS.258 | PCS. | 6 | 0
| 1010180301 | WASHER,LOCK,SPRING,SIZE 16 mm.,GENERAL PURPOSE,TIS.259 | PCS. | 3 | 0
| 1010200001 | BRACE,FLAT,FOR CROSSARM 30x6x760 mm. | PCS. | 2 | 2
| 1010220002 | ROD,GROUND,60x60x5 mm. 2 m.LONG | SET | 1 | 0
| 1010230000 | CLAMP,SINGLE U-BOLT,M.8 (WIRE ROPE CLIP) | SET | 2 | 0
| 1020050000 | CABLE,AERIAL,AL 22 kV. 1x50 sq.mm. | M. | 10 | 0
| 1020200002 | TIE WIRE,AL 4 mm. | KG. | 1 | 0
| 1020300102 | CONNECTOR,PARALLEL GROOVE,DOUBLE BOLT,AL,AL-ALLOY AND ACSR 25-95 SQ.MM. | PCS. | 2 | 0
| 1020330005 | HOTLINE BAIL-CLAMP,MAIN 35-70 SQ.MM. | EA | 2 | 0
| 1020330104 | HOTLINE CLAMP,MAIN35-185,TAP50-185SQ.MM. | EA | 2 | 0
| 1020420400 | PIN TERMINAL,FOR AL 50 SQ.MM. | EA | 2 | 0
| 1030030000 | INSULATOR,SPOOL,TYPE B (CLASS 53-2)TIS.227 | PCS. | 2 | 2
| 1040000007 | S.A., 21 KV.5 KA.,WITHOUT BRACKET | EA | 2 | 2
| 1040010002 | CUT-OUT,FUSE,OPEN TYPE,SINGLE INSULATOR DROPUOT 22 KV. 100 A. 12 KA. ASYM | SET | 2 | 2
| 1050100003 | BRACKET,STEEL,FOR TRANSFORMER SECONDARY LEAD | SET | 2 | 0
| 1080040001 | CONDUIT,PVC,RIGID,DIA. 20x2500 mm.TIS.216 | EACH | 3 | 0
| 9090011007 | WELDING POWDER, ST. WIRE 50 SQ.MM. TO GD | EA | 3 | 0
set40203 | TR.INST., 3-P, 22 KV. ON SINGLE POLE, X-ARM.
| 1000110001 | CROSSARM,PRESTRESSED CONCRETE,SPUN,H.T. 100X100X2,500 MM. | PCS. | 1 | 1
| 1010100004 | WIRE,STEEL STRANDED 50/7 sq.mm.TIS.404 | M. | 22 | 0
| 1010110200 | BOLT,MACHINE M.16x130 mm. | SET | 2 | 0
| 1010110203 | BOLT,MACHINE M.16x250 mm. | SET | 3 | 0
| 1010110205 | BOLT,MACHINE M.16x350 mm. | SET | 1 | 0
| 1010180100 | WASHER,PLAIN,SQUARE,LARGE 52x52x4.5 mm.HOLE DIA. 18 MM. TIS.258 | PCS. | 6 | 0
| 1010180301 | WASHER,LOCK,SPRING,SIZE 16 mm.,GENERAL PURPOSE,TIS.259 | PCS. | 1 | 0
| 1010200001 | BRACE,FLAT,FOR CROSSARM 30x6x760 mm. | PCS. | 2 | 2
| 1010220002 | ROD,GROUND,60x60x5 mm. 2 m.LONG | SET | 1 | 0
| 1020050000 | CABLE,AERIAL,AL 22 kV. 1x50 sq.mm. | M. | 15 | 0
| 1020200000 | TAPE,ARMOR,AL 1x10 mm. | KG. | 1 | 0
| 1020300102 | CONNECTOR,PARALLEL GROOVE,DOUBLE BOLT,AL,AL-ALLOY AND ACSR 25-95 SQ.MM. | PCS. | 3 | 0
| 1020330005 | HOTLINE BAIL-CLAMP,MAIN 35-70 SQ.MM. | EA | 3 | 0
| 1020330104 | HOTLINE CLAMP,MAIN35-185,TAP50-185SQ.MM. | EA | 3 | 0
| 1020420400 | PIN TERMINAL,FOR AL 50 SQ.MM. | EA | 3 | 0
| 1040000007 | S.A., 21 KV.5 KA.,WITHOUT BRACKET | EA | 3 | 3
| 1040010002 | CUT-OUT,FUSE,OPEN TYPE,SINGLE INSULATOR DROPUOT 22 KV. 100 A. 12 KA. ASYM | SET | 3 | 3
| 1080040001 | CONDUIT,PVC,RIGID,DIA. 20x2500 mm.TIS.216 | EACH | 3 | 0
| 9090011007 | WELDING POWDER, ST. WIRE 50 SQ.MM. TO GD | EA | 3 | 0
set40204 | CSP-TR.INST., 1-P, 22 KV. ON SINGLE POLE, X-ARM.
| 1010100004 | WIRE,STEEL STRANDED 50/7 sq.mm.TIS.404 | M. | 18 | 0
| 1010110203 | BOLT,MACHINE M.16x250 mm. | SET | 2 | 0
| 1010180100 | WASHER,PLAIN,SQUARE,LARGE 52x52x4.5 mm.HOLE DIA. 18 MM. TIS.258 | PCS. | 2 | 0
| 1010220002 | ROD,GROUND,60x60x5 mm. 2 m.LONG | SET | 1 | 0
| 1020050000 | CABLE,AERIAL,AL 22 kV. 1x50 sq.mm. | M. | 6 | 0
| 1020200002 | TIE WIRE,AL 4 mm. | KG. | 1 | 0
| 1020330005 | HOTLINE BAIL-CLAMP,MAIN 35-70 SQ.MM. | EA | 2 | 0
| 1020330104 | HOTLINE CLAMP,MAIN35-185,TAP50-185SQ.MM. | EA | 2 | 0
| 1020420400 | PIN TERMINAL,FOR AL 50 SQ.MM. | EA | 2 | 0
| 1030030000 | INSULATOR,SPOOL,TYPE B (CLASS 53-2)TIS.227 | PCS. | 2 | 2
| 1050100003 | BRACKET,STEEL,FOR TRANSFORMER SECONDARY LEAD | SET | 2 | 0
| 1080040001 | CONDUIT,PVC,RIGID,DIA. 20x2500 mm.TIS.216 | EACH | 3 | 0
set40205 | TR. INST., 3-P 22 KV. ON SINGLE POLE X-ARM,50-250 KVA.(ASSEMBLY NO.2719A)
| 1000110001 | CROSSARM,PRESTRESSED CONCRETE,SPUN,H.T. 100X100X2,500 MM. | PCS. | 1 | 1
| 1010100004 | WIRE,STEEL STRANDED 50/7 sq.mm.TIS.404 | M. | 24 | 0
| 1010110200 | BOLT,MACHINE M.16x130 mm. | SET | 2 | 0
| 1010110203 | BOLT,MACHINE M.16x250 mm. | SET | 3 | 0
| 1010110204 | BOLT,MACHINE M.16x300 mm. | SET | 1 | 0
| 1010180100 | WASHER,PLAIN,SQUARE,LARGE 52x52x4.5 mm.HOLE DIA. 18 MM. TIS.258 | PCS. | 8 | 0
| 1010180301 | WASHER,LOCK,SPRING,SIZE 16 mm.,GENERAL PURPOSE,TIS.259 | PCS. | 1 | 0
| 1010200001 | BRACE,FLAT,FOR CROSSARM 30x6x760 mm. | PCS. | 2 | 2
| 1010220002 | ROD,GROUND,60x60x5 mm. 2 m.LONG | SET | 1 | 0
| 1010230000 | CLAMP,SINGLE U-BOLT,M.8 (WIRE ROPE CLIP) | SET | 4 | 0
| 1020050000 | CABLE,AERIAL,AL 22 kV. 1x50 sq.mm. | M. | 15 | 0
| 1020180001 | TAPE,ELECTRICAL,PVC.PLASTIC,OUTDOOR TYPE,ROLL SIZE 0.18X19X10,000 MM. TIS.386 | ROLL | 12 | 0
| 1020300102 | CONNECTOR,PARALLEL GROOVE,DOUBLE BOLT,AL,AL-ALLOY AND ACSR 25-95 SQ.MM. | PCS. | 3 | 0
| 1020330005 | HOTLINE BAIL-CLAMP,MAIN 35-70 SQ.MM. | EA | 3 | 0
| 1020330104 | HOTLINE CLAMP,MAIN35-185,TAP50-185SQ.MM. | EA | 3 | 0
| 1020420400 | PIN TERMINAL,FOR AL 50 SQ.MM. | EA | 3 | 0
| 1040000007 | S.A., 21 KV.5 KA.,WITHOUT BRACKET | EA | 3 | 3
| 1040010002 | CUT-OUT,FUSE,OPEN TYPE,SINGLE INSULATOR DROPUOT 22 KV. 100 A. 12 KA. ASYM | SET | 3 | 3
| 1080040001 | CONDUIT,PVC,RIGID,DIA. 20x2500 mm.TIS.216 | EACH | 3 | 0
| 9090011007 | WELDING POWDER, ST. WIRE 50 SQ.MM. TO GD | EA | 3 | 0
set40206 | TR. INST., 3-P 22 KV. ON SINGLE POLE A-ARM 50-250 KVA.(ASSEMBLY NO.2719A)
| 1000110001 | CROSSARM,PRESTRESSED CONCRETE,SPUN,H.T. 100X100X2,500 MM. | PCS. | 1 | 1
| 1010100004 | WIRE,STEEL STRANDED 50/7 sq.mm.TIS.404 | M. | 24 | 0
| 1010110201 | BOLT,MACHINE M.16x170 mm. | SET | 1 | 0
| 1010110203 | BOLT,MACHINE M.16x250 mm. | SET | 4 | 0
| 1010110204 | BOLT,MACHINE M.16x300 mm. | SET | 1 | 0
| 1010180100 | WASHER,PLAIN,SQUARE,LARGE 52x52x4.5 mm.HOLE DIA. 18 MM. TIS.258 | PCS. | 8 | 0
| 1010180301 | WASHER,LOCK,SPRING,SIZE 16 mm.,GENERAL PURPOSE,TIS.259 | PCS. | 1 | 0
| 1010200001 | BRACE,FLAT,FOR CROSSARM 30x6x760 mm. | PCS. | 2 | 2
| 1010220002 | ROD,GROUND,60x60x5 mm. 2 m.LONG | SET | 1 | 0
| 1010230000 | CLAMP,SINGLE U-BOLT,M.8 (WIRE ROPE CLIP) | SET | 4 | 0
| 1020050000 | CABLE,AERIAL,AL 22 kV. 1x50 sq.mm. | M. | 15 | 0
| 1020180001 | TAPE,ELECTRICAL,PVC.PLASTIC,OUTDOOR TYPE,ROLL SIZE 0.18X19X10,000 MM. TIS.386 | ROLL | 12 | 0
| 1020300102 | CONNECTOR,PARALLEL GROOVE,DOUBLE BOLT,AL,AL-ALLOY AND ACSR 25-95 SQ.MM. | PCS. | 3 | 0
| 1020330005 | HOTLINE BAIL-CLAMP,MAIN 35-70 SQ.MM. | EA | 3 | 0
| 1020330104 | HOTLINE CLAMP,MAIN35-185,TAP50-185SQ.MM. | EA | 3 | 0
| 1020420400 | PIN TERMINAL,FOR AL 50 SQ.MM. | EA | 3 | 0
| 1040000007 | S.A., 21 KV.5 KA.,WITHOUT BRACKET | EA | 3 | 3
| 1040010002 | CUT-OUT,FUSE,OPEN TYPE,SINGLE INSULATOR DROPUOT 22 KV. 100 A. 12 KA. ASYM | SET | 3 | 3
| 1080040001 | CONDUIT,PVC,RIGID,DIA. 20x2500 mm.TIS.216 | EACH | 3 | 0
| 9090011007 | WELDING POWDER, ST. WIRE 50 SQ.MM. TO GD | EA | 3 | 0
set40211 | TR.INST., 3-P, 22 KV. ON PLATFORM, X-ARM.
| 1000010004 | POLE,CONCRETE, 12 M.LONG | EACH | 1 | 1
| 1000110001 | CROSSARM,PRESTRESSED CONCRETE,SPUN,H.T. 100X100X2,500 MM. | PCS. | 1 | 1
| 1000210000 | BEAM,SPUN PRESTRESSED CONCRETE 100X100X3,200 MM. | PCS. | 2 | 2
| 1000210003 | BEAM, PRESTRESSED CONCRETE, 150 X 250 X 3,550 mm. | PCS. | 2 | 2
| 1010100000 | WIRE,STEEL SOLID DIA. 4.0 mm.TIS.71 | KG. | 0.85 | 0
| 1010100004 | WIRE,STEEL STRANDED 50/7 sq.mm.TIS.404 | M. | 50 | 0
| 1010110200 | BOLT,MACHINE M.16x130 mm. | SET | 2 | 0
| 1010110202 | BOLT,MACHINE M.16x200 mm. | SET | 1 | 0
| 1010110204 | BOLT,MACHINE M.16x300 mm. | SET | 1 | 0
| 1010110205 | BOLT,MACHINE M.16x350 mm. | SET | 4 | 0
| 1010110401 | BOLT,MACHINE,HEXAGON,M.16x550 mm. | SET | 12 | 0
| 1010180100 | WASHER,PLAIN,SQUARE,LARGE 52x52x4.5 mm.HOLE DIA. 18 MM. TIS.258 | PCS. | 14 | 0
| 1010180201 | WASHER,SQUARE,CURVED 60x60x5 mm.HOLE DIA. 22 mm. | PCS. | 6 | 0
| 1010180301 | WASHER,LOCK,SPRING,SIZE 16 mm.,GENERAL PURPOSE,TIS.259 | PCS. | 5 | 0
| 1010200001 | BRACE,FLAT,FOR CROSSARM 30x6x760 mm. | PCS. | 2 | 2
| 1010220002 | ROD,GROUND,60x60x5 mm. 2 m.LONG | SET | 2 | 0
| 1010230000 | CLAMP,SINGLE U-BOLT,M.8 (WIRE ROPE CLIP) | SET | 10 | 0
| 1020050000 | CABLE,AERIAL,AL 22 kV. 1x50 sq.mm. | M. | 18 | 0
| 1020300102 | CONNECTOR,PARALLEL GROOVE,DOUBLE BOLT,AL,AL-ALLOY AND ACSR 25-95 SQ.MM. | PCS. | 3 | 0
| 1020330005 | HOTLINE BAIL-CLAMP,MAIN 35-70 SQ.MM. | EA | 3 | 0
| 1020330104 | HOTLINE CLAMP,MAIN35-185,TAP50-185SQ.MM. | EA | 3 | 0
| 1020420400 | PIN TERMINAL,FOR AL 50 SQ.MM. | EA | 3 | 0
| 1030000001 | INSULATOR,PIN TYPE,TYPE B (CLASS 56-2) TIS.279 | EACH | 6 | 6
| 1030100000 | PIN,INSULATOR,22 KV.SHANK 140 MM.,LEAD HEAD 35 MM.(1 3/8") | EACH | 6 | 6
| 1040000007 | S.A., 21 KV.5 KA.,WITHOUT BRACKET | EA | 3 | 3
| 1040010002 | CUT-OUT,FUSE,OPEN TYPE,SINGLE INSULATOR DROPUOT 22 KV. 100 A. 12 KA. ASYM | SET | 3 | 3
| 1080040001 | CONDUIT,PVC,RIGID,DIA. 20x2500 mm.TIS.216 | EACH | 8 | 0
| 9090010026 | CONCRETE 1/3 (50 KG./SET) | SET | 1 | 0
| 9090011007 | WELDING POWDER, ST. WIRE 50 SQ.MM. TO GD | EA | 6 | 0
set40212 | TR.INST., 3-P, 22 KV. ON PLATFORM, X-ARM., ARIAL CABLE(ASSEMBLY NO.2725A)
| 1000010004 | POLE,CONCRETE, 12 M.LONG | EACH | 1 | 1
| 1000110001 | CROSSARM,PRESTRESSED CONCRETE,SPUN,H.T. 100X100X2,500 MM. | PCS. | 1 | 1
| 1000210000 | BEAM,SPUN PRESTRESSED CONCRETE 100X100X3,200 MM. | PCS. | 2 | 2
| 1000210003 | BEAM, PRESTRESSED CONCRETE, 150 X 250 X 3,550 mm. | PCS. | 2 | 2
| 1010100000 | WIRE,STEEL SOLID DIA. 4.0 mm.TIS.71 | KG. | 1.3 | 0
| 1010100004 | WIRE,STEEL STRANDED 50/7 sq.mm.TIS.404 | M. | 50 | 0
| 1010110200 | BOLT,MACHINE M.16x130 mm. | SET | 2 | 0
| 1010110201 | BOLT,MACHINE M.16x170 mm. | SET | 2 | 0
| 1010110202 | BOLT,MACHINE M.16x200 mm. | SET | 1 | 0
| 1010110205 | BOLT,MACHINE M.16x350 mm. | SET | 5 | 0
| 1010110401 | BOLT,MACHINE,HEXAGON,M.16x550 mm. | SET | 12 | 0
| 1010180100 | WASHER,PLAIN,SQUARE,LARGE 52x52x4.5 mm.HOLE DIA. 18 MM. TIS.258 | PCS. | 22 | 0
| 1010180201 | WASHER,SQUARE,CURVED 60x60x5 mm.HOLE DIA. 22 mm. | PCS. | 6 | 0
| 1010180301 | WASHER,LOCK,SPRING,SIZE 16 mm.,GENERAL PURPOSE,TIS.259 | PCS. | 5 | 0
| 1010200001 | BRACE,FLAT,FOR CROSSARM 30x6x760 mm. | PCS. | 2 | 2
| 1010220002 | ROD,GROUND,60x60x5 mm. 2 m.LONG | SET | 2 | 0
| 1010230000 | CLAMP,SINGLE U-BOLT,M.8 (WIRE ROPE CLIP) | SET | 10 | 0
| 1020050000 | CABLE,AERIAL,AL 22 kV. 1x50 sq.mm. | M. | 18 | 0
| 1020300102 | CONNECTOR,PARALLEL GROOVE,DOUBLE BOLT,AL,AL-ALLOY AND ACSR 25-95 SQ.MM. | PCS. | 3 | 0
| 1020330005 | HOTLINE BAIL-CLAMP,MAIN 35-70 SQ.MM. | EA | 3 | 0
| 1020330104 | HOTLINE CLAMP,MAIN35-185,TAP50-185SQ.MM. | EA | 3 | 0
| 1020420400 | PIN TERMINAL,FOR AL 50 SQ.MM. | EA | 3 | 0
| 1020440102 | CLAMP,GUY,TRIPLE BOLT | SET | 2 | 2
| 1030000001 | INSULATOR,PIN TYPE,TYPE B (CLASS 56-2) TIS.279 | EACH | 6 | 6
| 1030100000 | PIN,INSULATOR,22 KV.SHANK 140 MM.,LEAD HEAD 35 MM.(1 3/8") | EACH | 6 | 6
| 1040000007 | S.A., 21 KV.5 KA.,WITHOUT BRACKET | EA | 3 | 3
| 1040010002 | CUT-OUT,FUSE,OPEN TYPE,SINGLE INSULATOR DROPUOT 22 KV. 100 A. 12 KA. ASYM | SET | 3 | 3
| 1080040001 | CONDUIT,PVC,RIGID,DIA. 20x2500 mm.TIS.216 | EACH | 8 | 0
| 9090010026 | CONCRETE 1/3 (50 KG./SET) | SET | 1 | 0
| 9090011007 | WELDING POWDER, ST. WIRE 50 SQ.MM. TO GD | EA | 6 | 0
set40213 | TR.INST., 3-P, 22 KV. ON PLATFORM, X-ARM., UNDER GRD.CABLE(ASSEMBLY NO.2727)
| 1000010004 | POLE,CONCRETE, 12 M.LONG | EACH | 1 | 1
| 1000110001 | CROSSARM,PRESTRESSED CONCRETE,SPUN,H.T. 100X100X2,500 MM. | PCS. | 1 | 1
| 1000210000 | BEAM,SPUN PRESTRESSED CONCRETE 100X100X3,200 MM. | PCS. | 2 | 2
| 1000210003 | BEAM, PRESTRESSED CONCRETE, 150 X 250 X 3,550 mm. | PCS. | 2 | 2
| 1010100000 | WIRE,STEEL SOLID DIA. 4.0 mm.TIS.71 | KG. | 0.85 | 0
| 1010100004 | WIRE,STEEL STRANDED 50/7 sq.mm.TIS.404 | M. | 50 | 0
| 1010110200 | BOLT,MACHINE M.16x130 mm. | SET | 2 | 0
| 1010110202 | BOLT,MACHINE M.16x200 mm. | SET | 1 | 0
| 1010110204 | BOLT,MACHINE M.16x300 mm. | SET | 1 | 0
| 1010110205 | BOLT,MACHINE M.16x350 mm. | SET | 4 | 0
| 1010110401 | BOLT,MACHINE,HEXAGON,M.16x550 mm. | SET | 12 | 0
| 1010180100 | WASHER,PLAIN,SQUARE,LARGE 52x52x4.5 mm.HOLE DIA. 18 MM. TIS.258 | PCS. | 13 | 0
| 1010180201 | WASHER,SQUARE,CURVED 60x60x5 mm.HOLE DIA. 22 mm. | PCS. | 6 | 0
| 1010180301 | WASHER,LOCK,SPRING,SIZE 16 mm.,GENERAL PURPOSE,TIS.259 | PCS. | 5 | 0
| 1010200001 | BRACE,FLAT,FOR CROSSARM 30x6x760 mm. | PCS. | 2 | 2
| 1010220002 | ROD,GROUND,60x60x5 mm. 2 m.LONG | SET | 2 | 0
| 1010230000 | CLAMP,SINGLE U-BOLT,M.8 (WIRE ROPE CLIP) | SET | 10 | 0
| 1020050000 | CABLE,AERIAL,AL 22 kV. 1x50 sq.mm. | M. | 30 | 0
| 1020300102 | CONNECTOR,PARALLEL GROOVE,DOUBLE BOLT,AL,AL-ALLOY AND ACSR 25-95 SQ.MM. | PCS. | 6 | 0
| 1020310001 | CONNECTOR,DEAD END,AL 50-70 sq.mm. | PCS. | 3 | 0
| 1020420400 | PIN TERMINAL,FOR AL 50 SQ.MM. | EA | 3 | 0
| 1030000001 | INSULATOR,PIN TYPE,TYPE B (CLASS 56-2) TIS.279 | EACH | 6 | 6
| 1030100000 | PIN,INSULATOR,22 KV.SHANK 140 MM.,LEAD HEAD 35 MM.(1 3/8") | EACH | 6 | 6
| 1040000007 | S.A., 21 KV.5 KA.,WITHOUT BRACKET | EA | 3 | 3
| 1040010002 | CUT-OUT,FUSE,OPEN TYPE,SINGLE INSULATOR DROPUOT 22 KV. 100 A. 12 KA. ASYM | SET | 3 | 3
| 1080040001 | CONDUIT,PVC,RIGID,DIA. 20x2500 mm.TIS.216 | EACH | 8 | 0
| 9090010026 | CONCRETE 1/3 (50 KG./SET) | SET | 1 | 0
| 9090011007 | WELDING POWDER, ST. WIRE 50 SQ.MM. TO GD | EA | 6 | 0
set40221 | TR.INST., 3-P, 22 kV. ON PLATFORM, A-ARM.
| 1000010004 | POLE,CONCRETE, 12 M.LONG | EACH | 1 | 1
| 1000110001 | CROSSARM,PRESTRESSED CONCRETE,SPUN,H.T. 100X100X2,500 MM. | PCS. | 1 | 1
| 1000210000 | BEAM,SPUN PRESTRESSED CONCRETE 100X100X3,200 MM. | PCS. | 2 | 2
| 1000210003 | BEAM, PRESTRESSED CONCRETE, 150 X 250 X 3,550 mm. | PCS. | 2 | 2
| 1010100000 | WIRE,STEEL SOLID DIA. 4.0 mm.TIS.71 | KG. | 1.2 | 0
| 1010100004 | WIRE,STEEL STRANDED 50/7 sq.mm.TIS.404 | M. | 50 | 0
| 1010110200 | BOLT,MACHINE M.16x130 mm. | SET | 1 | 0
| 1010110203 | BOLT,MACHINE M.16x250 mm. | SET | 1 | 0
| 1010110205 | BOLT,MACHINE M.16x350 mm. | SET | 5 | 0
| 1010110401 | BOLT,MACHINE,HEXAGON,M.16x550 mm. | SET | 12 | 0
| 1010180100 | WASHER,PLAIN,SQUARE,LARGE 52x52x4.5 mm.HOLE DIA. 18 MM. TIS.258 | PCS. | 15 | 0
| 1010180201 | WASHER,SQUARE,CURVED 60x60x5 mm.HOLE DIA. 22 mm. | PCS. | 6 | 0
| 1010180301 | WASHER,LOCK,SPRING,SIZE 16 mm.,GENERAL PURPOSE,TIS.259 | PCS. | 5 | 0
| 1010200004 | BRACE,ALLEY ARM 40x40x5 mm. 2,120 mm.LONG | PCS. | 1 | 1
| 1010220002 | ROD,GROUND,60x60x5 mm. 2 m.LONG | SET | 2 | 0
| 1010230000 | CLAMP,SINGLE U-BOLT,M.8 (WIRE ROPE CLIP) | SET | 10 | 0
| 1020050000 | CABLE,AERIAL,AL 22 kV. 1x50 sq.mm. | M. | 18 | 0
| 1020300102 | CONNECTOR,PARALLEL GROOVE,DOUBLE BOLT,AL,AL-ALLOY AND ACSR 25-95 SQ.MM. | PCS. | 3 | 0
| 1020330005 | HOTLINE BAIL-CLAMP,MAIN 35-70 SQ.MM. | EA | 3 | 0
| 1020330104 | HOTLINE CLAMP,MAIN35-185,TAP50-185SQ.MM. | EA | 3 | 0
| 1020420400 | PIN TERMINAL,FOR AL 50 SQ.MM. | EA | 3 | 0
| 1030000001 | INSULATOR,PIN TYPE,TYPE B (CLASS 56-2) TIS.279 | EACH | 6 | 6
| 1030100000 | PIN,INSULATOR,22 KV.SHANK 140 MM.,LEAD HEAD 35 MM.(1 3/8") | EACH | 6 | 6
| 1040000007 | S.A., 21 KV.5 KA.,WITHOUT BRACKET | EA | 3 | 3
| 1040010002 | CUT-OUT,FUSE,OPEN TYPE,SINGLE INSULATOR DROPUOT 22 KV. 100 A. 12 KA. ASYM | SET | 3 | 3
| 1080040001 | CONDUIT,PVC,RIGID,DIA. 20x2500 mm.TIS.216 | EACH | 8 | 0
| 9090010026 | CONCRETE 1/3 (50 KG./SET) | SET | 1 | 0
| 9090011007 | WELDING POWDER, ST. WIRE 50 SQ.MM. TO GD | EA | 6 | 0
set40222 | TR.INST., 3-P, 22 KV. ON PLATFORM, A-ARM., ARIAL CABLE(ASSEMBLY NO.2725A)
| 1000010004 | POLE,CONCRETE, 12 M.LONG | EACH | 1 | 1
| 1000110001 | CROSSARM,PRESTRESSED CONCRETE,SPUN,H.T. 100X100X2,500 MM. | PCS. | 1 | 1
| 1000210000 | BEAM,SPUN PRESTRESSED CONCRETE 100X100X3,200 MM. | PCS. | 2 | 2
| 1000210003 | BEAM, PRESTRESSED CONCRETE, 150 X 250 X 3,550 mm. | PCS. | 2 | 2
| 1010100000 | WIRE,STEEL SOLID DIA. 4.0 mm.TIS.71 | KG. | 1.3 | 0
| 1010100006 | WIRE,STEEL STRANDED 95 sq.mm.TIS.404 | M. | 50 | 0
| 1010110200 | BOLT,MACHINE M.16x130 mm. | SET | 1 | 0
| 1010110201 | BOLT,MACHINE M.16x170 mm. | SET | 2 | 0
| 1010110203 | BOLT,MACHINE M.16x250 mm. | SET | 1 | 0
| 1010110205 | BOLT,MACHINE M.16x350 mm. | SET | 5 | 0
| 1010110401 | BOLT,MACHINE,HEXAGON,M.16x550 mm. | SET | 12 | 0
| 1010180100 | WASHER,PLAIN,SQUARE,LARGE 52x52x4.5 mm.HOLE DIA. 18 MM. TIS.258 | PCS. | 21 | 0
| 1010180201 | WASHER,SQUARE,CURVED 60x60x5 mm.HOLE DIA. 22 mm. | PCS. | 6 | 0
| 1010180301 | WASHER,LOCK,SPRING,SIZE 16 mm.,GENERAL PURPOSE,TIS.259 | PCS. | 5 | 0
| 1010200004 | BRACE,ALLEY ARM 40x40x5 mm. 2,120 mm.LONG | PCS. | 1 | 1
| 1010220002 | ROD,GROUND,60x60x5 mm. 2 m.LONG | SET | 2 | 0
| 1010230000 | CLAMP,SINGLE U-BOLT,M.8 (WIRE ROPE CLIP) | SET | 10 | 0
| 1020050000 | CABLE,AERIAL,AL 22 kV. 1x50 sq.mm. | M. | 18 | 0
| 1020300102 | CONNECTOR,PARALLEL GROOVE,DOUBLE BOLT,AL,AL-ALLOY AND ACSR 25-95 SQ.MM. | PCS. | 3 | 0
| 1020330005 | HOTLINE BAIL-CLAMP,MAIN 35-70 SQ.MM. | EA | 3 | 0
| 1020330104 | HOTLINE CLAMP,MAIN35-185,TAP50-185SQ.MM. | EA | 3 | 0
| 1020420400 | PIN TERMINAL,FOR AL 50 SQ.MM. | EA | 3 | 0
| 1020440102 | CLAMP,GUY,TRIPLE BOLT | SET | 2 | 2
| 1030000001 | INSULATOR,PIN TYPE,TYPE B (CLASS 56-2) TIS.279 | EACH | 6 | 6
| 1030100000 | PIN,INSULATOR,22 KV.SHANK 140 MM.,LEAD HEAD 35 MM.(1 3/8") | EACH | 6 | 6
| 1040000007 | S.A., 21 KV.5 KA.,WITHOUT BRACKET | EA | 3 | 3
| 1040010002 | CUT-OUT,FUSE,OPEN TYPE,SINGLE INSULATOR DROPUOT 22 KV. 100 A. 12 KA. ASYM | SET | 3 | 3
| 1080040001 | CONDUIT,PVC,RIGID,DIA. 20x2500 mm.TIS.216 | EACH | 8 | 0
| 9090010026 | CONCRETE 1/3 (50 KG./SET) | SET | 1 | 0
| 9090011007 | WELDING POWDER, ST. WIRE 50 SQ.MM. TO GD | EA | 6 | 0
set40223 | TR.INST., 3-P, 22 KV. ON PLATRORM, A-ARM., UNDER GRD.CABLE(ASSEMBLY NO.2727)
| 1000010004 | POLE,CONCRETE, 12 M.LONG | EACH | 1 | 1
| 1000110001 | CROSSARM,PRESTRESSED CONCRETE,SPUN,H.T. 100X100X2,500 MM. | PCS. | 1 | 1
| 1000210000 | BEAM,SPUN PRESTRESSED CONCRETE 100X100X3,200 MM. | PCS. | 2 | 2
| 1000210003 | BEAM, PRESTRESSED CONCRETE, 150 X 250 X 3,550 mm. | PCS. | 2 | 2
| 1010100000 | WIRE,STEEL SOLID DIA. 4.0 mm.TIS.71 | KG. | 1.2 | 0
| 1010100004 | WIRE,STEEL STRANDED 50/7 sq.mm.TIS.404 | M. | 50 | 0
| 1010110200 | BOLT,MACHINE M.16x130 mm. | SET | 1 | 0
| 1010110203 | BOLT,MACHINE M.16x250 mm. | SET | 1 | 0
| 1010110205 | BOLT,MACHINE M.16x350 mm. | SET | 5 | 0
| 1010110401 | BOLT,MACHINE,HEXAGON,M.16x550 mm. | SET | 12 | 0
| 1010180100 | WASHER,PLAIN,SQUARE,LARGE 52x52x4.5 mm.HOLE DIA. 18 MM. TIS.258 | PCS. | 15 | 0
| 1010180201 | WASHER,SQUARE,CURVED 60x60x5 mm.HOLE DIA. 22 mm. | PCS. | 6 | 0
| 1010180301 | WASHER,LOCK,SPRING,SIZE 16 mm.,GENERAL PURPOSE,TIS.259 | PCS. | 5 | 0
| 1010200004 | BRACE,ALLEY ARM 40x40x5 mm. 2,120 mm.LONG | PCS. | 1 | 0
| 1010220002 | ROD,GROUND,60x60x5 mm. 2 m.LONG | SET | 2 | 0
| 1010230000 | CLAMP,SINGLE U-BOLT,M.8 (WIRE ROPE CLIP) | SET | 10 | 0
| 1020050000 | CABLE,AERIAL,AL 22 kV. 1x50 sq.mm. | M. | 30 | 0
| 1020300102 | CONNECTOR,PARALLEL GROOVE,DOUBLE BOLT,AL,AL-ALLOY AND ACSR 25-95 SQ.MM. | PCS. | 6 | 0
| 1020310001 | CONNECTOR,DEAD END,AL 50-70 sq.mm. | PCS. | 3 | 0
| 1020420400 | PIN TERMINAL,FOR AL 50 SQ.MM. | EA | 3 | 0
| 1030000001 | INSULATOR,PIN TYPE,TYPE B (CLASS 56-2) TIS.279 | EACH | 6 | 6
| 1030100000 | PIN,INSULATOR,22 KV.SHANK 140 MM.,LEAD HEAD 35 MM.(1 3/8") | EACH | 6 | 6
| 1040000007 | S.A., 21 KV.5 KA.,WITHOUT BRACKET | EA | 3 | 3
| 1040010002 | CUT-OUT,FUSE,OPEN TYPE,SINGLE INSULATOR DROPUOT 22 KV. 100 A. 12 KA. ASYM | SET | 3 | 3
| 1080040001 | CONDUIT,PVC,RIGID,DIA. 20x2500 mm.TIS.216 | EACH | 8 | 0
| 9090010026 | CONCRETE 1/3 (50 KG./SET) | SET | 1 | 0
| 9090011007 | WELDING POWDER, ST. WIRE 50 SQ.MM. TO GD | EA | 6 | 0
set40231 | TR.INST., 3-P, 22 KV. ON PLATFORM, TRANSVERSE LINE(ASSEMBLY NO.2725A)
| 1000010004 | POLE,CONCRETE, 12 M.LONG | EACH | 1 | 1
| 1000210000 | BEAM,SPUN PRESTRESSED CONCRETE 100X100X3,200 MM. | PCS. | 4 | 4
| 1000210003 | BEAM, PRESTRESSED CONCRETE, 150 X 250 X 3,550 mm. | PCS. | 2 | 2
| 1010100000 | WIRE,STEEL SOLID DIA. 4.0 mm.TIS.71 | KG. | 0.55 | 0
| 1010100004 | WIRE,STEEL STRANDED 50/7 sq.mm.TIS.404 | M. | 50 | 0
| 1010110205 | BOLT,MACHINE M.16x350 mm. | SET | 4 | 0
| 1010110206 | BOLT,MACHINE M.16x400 mm. | SET | 2 | 0
| 1010110401 | BOLT,MACHINE,HEXAGON,M.16x550 mm. | SET | 12 | 0
| 1010130000 | BOLT,DOUBLE ARMING,ROUND EYE M.16x400 mm. | SET | 3 | 0
| 1010180100 | WASHER,PLAIN,SQUARE,LARGE 52x52x4.5 mm.HOLE DIA. 18 MM. TIS.258 | PCS. | 12 | 0
| 1010180201 | WASHER,SQUARE,CURVED 60x60x5 mm.HOLE DIA. 22 mm. | PCS. | 3 | 0
| 1010180301 | WASHER,LOCK,SPRING,SIZE 16 mm.,GENERAL PURPOSE,TIS.259 | PCS. | 6 | 0
| 1010220002 | ROD,GROUND,60x60x5 mm. 2 m.LONG | SET | 2 | 0
| 1010230000 | CLAMP,SINGLE U-BOLT,M.8 (WIRE ROPE CLIP) | SET | 10 | 0
| 1020050000 | CABLE,AERIAL,AL 22 kV. 1x50 sq.mm. | M. | 18 | 0
| 1020300102 | CONNECTOR,PARALLEL GROOVE,DOUBLE BOLT,AL,AL-ALLOY AND ACSR 25-95 SQ.MM. | PCS. | 6 | 0
| 1020420400 | PIN TERMINAL,FOR AL 50 SQ.MM. | EA | 3 | 0
| 1030000001 | INSULATOR,PIN TYPE,TYPE B (CLASS 56-2) TIS.279 | EACH | 3 | 3
| 1030100000 | PIN,INSULATOR,22 KV.SHANK 140 MM.,LEAD HEAD 35 MM.(1 3/8") | EACH | 3 | 3
| 1040000007 | S.A., 21 KV.5 KA.,WITHOUT BRACKET | EA | 3 | 3
| 1040010002 | CUT-OUT,FUSE,OPEN TYPE,SINGLE INSULATOR DROPUOT 22 KV. 100 A. 12 KA. ASYM | SET | 3 | 3
| 1080040001 | CONDUIT,PVC,RIGID,DIA. 20x2500 mm.TIS.216 | EACH | 8 | 0
| 9090010026 | CONCRETE 1/3 (50 KG./SET) | SET | 1 | 0
| 9090011007 | WELDING POWDER, ST. WIRE 50 SQ.MM. TO GD | EA | 6 | 0
set40241 | TR.INST., 3-P, 22 KV. ON PLATFORM, AT DEAD END(ASSEMBLY NO.2725A)
| 1000010004 | POLE,CONCRETE, 12 M.LONG | EACH | 1 | 1
| 1000110001 | CROSSARM,PRESTRESSED CONCRETE,SPUN,H.T. 100X100X2,500 MM. | PCS. | 1 | 1
| 1000210000 | BEAM,SPUN PRESTRESSED CONCRETE 100X100X3,200 MM. | PCS. | 2 | 2
| 1000210003 | BEAM, PRESTRESSED CONCRETE, 150 X 250 X 3,550 mm. | PCS. | 2 | 2
| 1010100000 | WIRE,STEEL SOLID DIA. 4.0 mm.TIS.71 | KG. | 0.85 | 0
| 1010100004 | WIRE,STEEL STRANDED 50/7 sq.mm.TIS.404 | M. | 50 | 0
| 1010110200 | BOLT,MACHINE M.16x130 mm. | SET | 2 | 0
| 1010110202 | BOLT,MACHINE M.16x200 mm. | SET | 1 | 0
| 1010110204 | BOLT,MACHINE M.16x300 mm. | SET | 1 | 0
| 1010110205 | BOLT,MACHINE M.16x350 mm. | SET | 4 | 0
| 1010110401 | BOLT,MACHINE,HEXAGON,M.16x550 mm. | SET | 12 | 0
| 1010180100 | WASHER,PLAIN,SQUARE,LARGE 52x52x4.5 mm.HOLE DIA. 18 MM. TIS.258 | PCS. | 13 | 0
| 1010180201 | WASHER,SQUARE,CURVED 60x60x5 mm.HOLE DIA. 22 mm. | PCS. | 6 | 0
| 1010180301 | WASHER,LOCK,SPRING,SIZE 16 mm.,GENERAL PURPOSE,TIS.259 | PCS. | 5 | 0
| 1010200001 | BRACE,FLAT,FOR CROSSARM 30x6x760 mm. | PCS. | 2 | 2
| 1010220002 | ROD,GROUND,60x60x5 mm. 2 m.LONG | SET | 2 | 0
| 1010230000 | CLAMP,SINGLE U-BOLT,M.8 (WIRE ROPE CLIP) | SET | 10 | 0
| 1020050000 | CABLE,AERIAL,AL 22 kV. 1x50 sq.mm. | M. | 18 | 0
| 1020300102 | CONNECTOR,PARALLEL GROOVE,DOUBLE BOLT,AL,AL-ALLOY AND ACSR 25-95 SQ.MM. | PCS. | 6 | 0
| 1020420400 | PIN TERMINAL,FOR AL 50 SQ.MM. | EA | 3 | 0
| 1030000001 | INSULATOR,PIN TYPE,TYPE B (CLASS 56-2) TIS.279 | EACH | 6 | 6
| 1030100000 | PIN,INSULATOR,22 KV.SHANK 140 MM.,LEAD HEAD 35 MM.(1 3/8") | EACH | 6 | 6
| 1040000007 | S.A., 21 KV.5 KA.,WITHOUT BRACKET | EA | 3 | 3
| 1040010002 | CUT-OUT,FUSE,OPEN TYPE,SINGLE INSULATOR DROPUOT 22 KV. 100 A. 12 KA. ASYM | SET | 3 | 3
| 1080040001 | CONDUIT,PVC,RIGID,DIA. 20x2500 mm.TIS.216 | EACH | 8 | 0
| 9090010026 | CONCRETE 1/3 (50 KG./SET) | SET | 1 | 0
| 9090011007 | WELDING POWDER, ST. WIRE 50 SQ.MM. TO GD | EA | 6 | 0
set40242 | TR.INST., 3-P, 22 kV. ON PLATFORM, NOT EXCEED 1500 kVA (<4500 kg) (ASS. NO. 2721)
| 1000110001 | CROSSARM,PRESTRESSED CONCRETE,SPUN,H.T. 100X100X2,500 MM. | PCS. | 1 | 1
| 1000210004 | BEAM,PRESTRESSED CONCRETE,150X300X4,600 MM. | PCS. | 2 | 2
| 1010000103 | STEEL CHANNEL,100X50X5 MM.4,200 MM.LONG | PCS | 2 | 2
| 1010060013 | STEEL SUPPORT,FOR CONCRETE PLATFORM,ACCORDING TO DWG.SA2-015/42006 | EACH | 4 | 4
| 1010100000 | WIRE,STEEL SOLID DIA. 4.0 mm.TIS.71 | KG. | 0.4 | 0
| 1010100004 | WIRE,STEEL STRANDED 50/7 sq.mm.TIS.404 | M. | 30 | 0
| 1010110200 | BOLT,MACHINE M.16x130 mm. | SET | 2 | 0
| 1010110202 | BOLT,MACHINE M.16x200 mm. | SET | 1 | 0
| 1010110204 | BOLT,MACHINE M.16x300 mm. | SET | 3 | 0
| 1010110205 | BOLT,MACHINE M.16x350 mm. | SET | 6 | 0
| 1010110401 | BOLT,MACHINE,HEXAGON,M.16x550 mm. | SET | 8 | 0
| 1010180100 | WASHER,PLAIN,SQUARE,LARGE 52x52x4.5 mm.HOLE DIA. 18 MM. TIS.258 | PCS. | 13 | 0
| 1010180201 | WASHER,SQUARE,CURVED 60x60x5 mm.HOLE DIA. 22 mm. | PCS. | 3 | 0
| 1010180301 | WASHER,LOCK,SPRING,SIZE 16 mm.,GENERAL PURPOSE,TIS.259 | PCS. | 4 | 0
| 1010200001 | BRACE,FLAT,FOR CROSSARM 30x6x760 mm. | PCS. | 2 | 2
| 1010220002 | ROD,GROUND,60x60x5 mm. 2 m.LONG | SET | 2 | 0
| 1010230000 | CLAMP,SINGLE U-BOLT,M.8 (WIRE ROPE CLIP) | SET | 11 | 0
| 1020050000 | CABLE,AERIAL,AL 22 kV. 1x50 sq.mm. | M. | 18 | 0
| 1020300102 | CONNECTOR,PARALLEL GROOVE,DOUBLE BOLT,AL,AL-ALLOY AND ACSR 25-95 SQ.MM. | PCS. | 3 | 0
| 1020330001 | CLAMP,STIRRUP OR BAIL,HOT LINE,MAIN LINE,AL 70-185 SQ.MM. STIRRUP OR BAIL AL-ALLOY/CU. DIA 9.25 MM. | SET | 3 | 0
| 1020330102 | HOTLINE CLAMP,PIERCING TYPE FOR MAIN LINE PIC.22-33 KV. 50-185 SQ.MM. TAP LINE AL-CONDUCTOR 25-50 SQ.MM. | SET | 3 | 0
| 1020420400 | PIN TERMINAL,FOR AL 50 SQ.MM. | EA | 3 | 0
| 1030000001 | INSULATOR,PIN TYPE,TYPE B (CLASS 56-2) TIS.279 | EACH | 6 | 6
| 1030100000 | PIN,INSULATOR,22 KV.SHANK 140 MM.,LEAD HEAD 35 MM.(1 3/8") | EACH | 6 | 6
| 1040000007 | S.A., 21 KV.5 KA.,WITHOUT BRACKET | EA | 3 | 3
| 1040010002 | CUT-OUT,FUSE,OPEN TYPE,SINGLE INSULATOR DROPUOT 22 KV. 100 A. 12 KA. ASYM | SET | 3 | 3
| 1080040002 | CONDUIT,PVC,RIGID,DIA. 20x4000 mm.TIS.216 | EACH | 2 | 0
| 9090011007 | WELDING POWDER, ST. WIRE 50 SQ.MM. TO GD | EA | 6 | 0
set40251 | TR.INST., 3-P, 22 KV. ON SINGLE FOUNDATION, AT DEAD END(ASSEMBLY NO.2731)
| 1000110001 | CROSSARM,PRESTRESSED CONCRETE,SPUN,H.T. 100X100X2,500 MM. | PCS. | 2 | 2
| 1010100000 | WIRE,STEEL SOLID DIA. 4.0 mm.TIS.71 | KG. | 0.6 | 0
| 1010100004 | WIRE,STEEL STRANDED 50/7 sq.mm.TIS.404 | M. | 30 | 0
| 1010110200 | BOLT,MACHINE M.16x130 mm. | SET | 4 | 0
| 1010110201 | BOLT,MACHINE M.16x170 mm. | SET | 3 | 0
| 1010110203 | BOLT,MACHINE M.16x250 mm. | SET | 2 | 0
| 1010110205 | BOLT,MACHINE M.16x350 mm. | SET | 2 | 0
| 1010180100 | WASHER,PLAIN,SQUARE,LARGE 52x52x4.5 mm.HOLE DIA. 18 MM. TIS.258 | PCS. | 17 | 0
| 1010180301 | WASHER,LOCK,SPRING,SIZE 16 mm.,GENERAL PURPOSE,TIS.259 | PCS. | 2 | 0
| 1010200001 | BRACE,FLAT,FOR CROSSARM 30x6x760 mm. | PCS. | 4 | 4
| 1010200002 | BRACE,FLAT,FOR CROSSARM 40x6x1,000 mm. | PCS. | 2 | 0
| 1010220002 | ROD,GROUND,60x60x5 mm. 2 m.LONG | SET | 2 | 0
| 1010230000 | CLAMP,SINGLE U-BOLT,M.8 (WIRE ROPE CLIP) | SET | 1 | 0
| 1020050000 | CABLE,AERIAL,AL 22 kV. 1x50 sq.mm. | M. | 18 | 0
| 1020300102 | CONNECTOR,PARALLEL GROOVE,DOUBLE BOLT,AL,AL-ALLOY AND ACSR 25-95 SQ.MM. | PCS. | 3 | 0
| 1020420400 | PIN TERMINAL,FOR AL 50 SQ.MM. | EA | 3 | 0
| 1030000001 | INSULATOR,PIN TYPE,TYPE B (CLASS 56-2) TIS.279 | EACH | 3 | 3
| 1030100000 | PIN,INSULATOR,22 KV.SHANK 140 MM.,LEAD HEAD 35 MM.(1 3/8") | EACH | 3 | 3
| 1040000007 | S.A., 21 KV.5 KA.,WITHOUT BRACKET | EA | 3 | 3
| 1040010002 | CUT-OUT,FUSE,OPEN TYPE,SINGLE INSULATOR DROPUOT 22 KV. 100 A. 12 KA. ASYM | SET | 3 | 3
| 1080040001 | CONDUIT,PVC,RIGID,DIA. 20x2500 mm.TIS.216 | EACH | 1 | 0
| 9090011007 | WELDING POWDER, ST. WIRE 50 SQ.MM. TO GD | EA | 7 | 0
set40252 | TR.INST., 3-P, 22 KV. ON DOUBLE FOUNDATIONS, AT DEAD END(ASSEMBLY NO.2732)
| 1000010001 | POLE,CONCRETE, 8 M.LONG | EACH | 1 | 1
| 1000010002 | POLE,CONCRETE, 9 M.LONG | EACH | 1 | 1
| 1000110001 | CROSSARM,PRESTRESSED CONCRETE,SPUN,H.T. 100X100X2,500 MM. | PCS. | 1 | 1
| 1000110003 | CROSSARM,PRESTRESSED CONCRETE,SPUN(FOR DEAD-ENDING) 120X120X2,000 | PCS. | 4 | 4
| 1000210000 | BEAM,SPUN PRESTRESSED CONCRETE 100X100X3,200 MM. | PCS. | 4 | 4
| 1010100000 | WIRE,STEEL SOLID DIA. 4.0 mm.TIS.71 | KG. | 1.3 | 0
| 1010100004 | WIRE,STEEL STRANDED 50/7 sq.mm.TIS.404 | M. | 35 | 0
| 1010110200 | BOLT,MACHINE M.16x130 mm. | SET | 2 | 0
| 1010110201 | BOLT,MACHINE M.16x170 mm. | SET | 8 | 0
| 1010110203 | BOLT,MACHINE M.16x250 mm. | SET | 2 | 0
| 1010110204 | BOLT,MACHINE M.16x300 mm. | SET | 3 | 0
| 1010110206 | BOLT,MACHINE M.16x400 mm. | SET | 4 | 0
| 1010130000 | BOLT,DOUBLE ARMING,ROUND EYE M.16x400 mm. | SET | 3 | 0
| 1010130001 | BOLT,DOUBLE ARMING,ROUND EYE M.16x450 mm. | SET | 3 | 0
| 1010180100 | WASHER,PLAIN,SQUARE,LARGE 52x52x4.5 mm.HOLE DIA. 18 MM. TIS.258 | PCS. | 49 | 0
| 1010180201 | WASHER,SQUARE,CURVED 60x60x5 mm.HOLE DIA. 22 mm. | PCS. | 6 | 0
| 1010180301 | WASHER,LOCK,SPRING,SIZE 16 mm.,GENERAL PURPOSE,TIS.259 | PCS. | 9 | 0
| 1010200001 | BRACE,FLAT,FOR CROSSARM 30x6x760 mm. | PCS. | 6 | 6
| 1010200002 | BRACE,FLAT,FOR CROSSARM 40x6x1,000 mm. | PCS. | 2 | 0
| 1010220002 | ROD,GROUND,60x60x5 mm. 2 m.LONG | SET | 4 | 0
| 1010230000 | CLAMP,SINGLE U-BOLT,M.8 (WIRE ROPE CLIP) | SET | 15 | 0
| 1020050000 | CABLE,AERIAL,AL 22 kV. 1x50 sq.mm. | M. | 60 | 0
| 1020300102 | CONNECTOR,PARALLEL GROOVE,DOUBLE BOLT,AL,AL-ALLOY AND ACSR 25-95 SQ.MM. | PCS. | 12 | 0
| 1020420400 | PIN TERMINAL,FOR AL 50 SQ.MM. | EA | 6 | 0
| 1030000001 | INSULATOR,PIN TYPE,TYPE B (CLASS 56-2) TIS.279 | EACH | 9 | 9
| 1030020000 | INSULATOR,SUSPENSION TYPE A (CLASS 52-1)TIS.354 | PCS. | 18 | 18
| 1030100000 | PIN,INSULATOR,22 KV.SHANK 140 MM.,LEAD HEAD 35 MM.(1 3/8") | EACH | 9 | 9
| 1030110001 | CLAMP,STRAIN,STRAIGHT TYPE,AL 95 sq.mm.ACSR 70 sq.mm | SET | 6 | 0
| 1040000007 | S.A., 21 KV.5 KA.,WITHOUT BRACKET | EA | 3 | 3
| 1040010002 | CUT-OUT,FUSE,OPEN TYPE,SINGLE INSULATOR DROPUOT 22 KV. 100 A. 12 KA. ASYM | SET | 6 | 6
| 1080040001 | CONDUIT,PVC,RIGID,DIA. 20x2500 mm.TIS.216 | EACH | 4 | 0
| 9090011007 | WELDING POWDER, ST. WIRE 50 SQ.MM. TO GD | EA | 14 | 0
set40253 | TR.INST., 3-P, 22 KV. ON SINGLE FOUNDATION, UNDER GRD.CABLE(ASSEMBLY NO.2715)
| 1000010004 | POLE,CONCRETE, 12 M.LONG | EACH | 1 | 0
| 1000110001 | CROSSARM,PRESTRESSED CONCRETE,SPUN,H.T. 100X100X2,500 MM. | PCS. | 1 | 1
| 1010100000 | WIRE,STEEL SOLID DIA. 4.0 mm.TIS.71 | KG. | 0.25 | 0
| 1010100004 | WIRE,STEEL STRANDED 50/7 sq.mm.TIS.404 | M. | 20 | 0
| 1010110200 | BOLT,MACHINE M.16x130 mm. | SET | 2 | 0
| 1010110201 | BOLT,MACHINE M.16x170 mm. | SET | 3 | 0
| 1010110202 | BOLT,MACHINE M.16x200 mm. | SET | 1 | 0
| 1010110203 | BOLT,MACHINE M.16x250 mm. | SET | 1 | 0
| 1010110204 | BOLT,MACHINE M.16x300 mm. | SET | 1 | 0
| 1010180100 | WASHER,PLAIN,SQUARE,LARGE 52x52x4.5 mm.HOLE DIA. 18 MM. TIS.258 | PCS. | 16 | 0
| 1010180301 | WASHER,LOCK,SPRING,SIZE 16 mm.,GENERAL PURPOSE,TIS.259 | PCS. | 1 | 0
| 1010200001 | BRACE,FLAT,FOR CROSSARM 30x6x760 mm. | PCS. | 2 | 2
| 1010200002 | BRACE,FLAT,FOR CROSSARM 40x6x1,000 mm. | PCS. | 2 | 0
| 1010220002 | ROD,GROUND,60x60x5 mm. 2 m.LONG | SET | 2 | 0
| 1010230000 | CLAMP,SINGLE U-BOLT,M.8 (WIRE ROPE CLIP) | SET | 6 | 0
| 1020050000 | CABLE,AERIAL,AL 22 kV. 1x50 sq.mm. | M. | 15 | 0
| 1020300102 | CONNECTOR,PARALLEL GROOVE,DOUBLE BOLT,AL,AL-ALLOY AND ACSR 25-95 SQ.MM. | PCS. | 3 | 0
| 1020420400 | PIN TERMINAL,FOR AL 50 SQ.MM. | EA | 3 | 0
| 1030000001 | INSULATOR,PIN TYPE,TYPE B (CLASS 56-2) TIS.279 | EACH | 3 | 3
| 1030100000 | PIN,INSULATOR,22 KV.SHANK 140 MM.,LEAD HEAD 35 MM.(1 3/8") | EACH | 3 | 3
| 1040000007 | S.A., 21 KV.5 KA.,WITHOUT BRACKET | EA | 3 | 3
| 1040010002 | CUT-OUT,FUSE,OPEN TYPE,SINGLE INSULATOR DROPUOT 22 KV. 100 A. 12 KA. ASYM | SET | 3 | 3
| 1080040001 | CONDUIT,PVC,RIGID,DIA. 20x2500 mm.TIS.216 | EACH | 2 | 0
| 9090011007 | WELDING POWDER, ST. WIRE 50 SQ.MM. TO GD | EA | 7 | 0
set40254 | TR.INST., 3-P, 22 KV. ON DOUBLE FOUNDATIONS, UNDER GRD.CABLE(ASSEMBLY NO.2715)
| 1000010002 | POLE,CONCRETE, 9 M.LONG | EACH | 1 | 1
| 1000010004 | POLE,CONCRETE, 12 M.LONG | EACH | 2 | 2
| 1000110003 | CROSSARM,PRESTRESSED CONCRETE,SPUN(FOR DEAD-ENDING) 120X120X2,000 | PCS. | 4 | 4
| 1000210000 | BEAM,SPUN PRESTRESSED CONCRETE 100X100X3,200 MM. | PCS. | 4 | 4
| 1010100000 | WIRE,STEEL SOLID DIA. 4.0 mm.TIS.71 | KG. | 1 | 0
| 1010100004 | WIRE,STEEL STRANDED 50/7 sq.mm.TIS.404 | M. | 35 | 0
| 1010110201 | BOLT,MACHINE M.16x170 mm. | SET | 4 | 0
| 1010110202 | BOLT,MACHINE M.16x200 mm. | SET | 2 | 0
| 1010110204 | BOLT,MACHINE M.16x300 mm. | SET | 4 | 0
| 1010110206 | BOLT,MACHINE M.16x400 mm. | SET | 3 | 0
| 1010130000 | BOLT,DOUBLE ARMING,ROUND EYE M.16x400 mm. | SET | 6 | 0
| 1010180100 | WASHER,PLAIN,SQUARE,LARGE 52x52x4.5 mm.HOLE DIA. 18 MM. TIS.258 | PCS. | 46 | 0
| 1010180201 | WASHER,SQUARE,CURVED 60x60x5 mm.HOLE DIA. 22 mm. | PCS. | 6 | 0
| 1010180301 | WASHER,LOCK,SPRING,SIZE 16 mm.,GENERAL PURPOSE,TIS.259 | PCS. | 8 | 0
| 1010200001 | BRACE,FLAT,FOR CROSSARM 30x6x760 mm. | PCS. | 4 | 4
| 1010220002 | ROD,GROUND,60x60x5 mm. 2 m.LONG | SET | 4 | 0
| 1010230000 | CLAMP,SINGLE U-BOLT,M.8 (WIRE ROPE CLIP) | SET | 8 | 0
| 1020050002 | CABLE,AERIAL,AL 22 kV. 1x120 sq.mm. | M. | 50 | 0
| 1020300102 | CONNECTOR,PARALLEL GROOVE,DOUBLE BOLT,AL,AL-ALLOY AND ACSR 25-95 SQ.MM. | PCS. | 9 | 0
| 1020420400 | PIN TERMINAL,FOR AL 50 SQ.MM. | EA | 6 | 0
| 1030000001 | INSULATOR,PIN TYPE,TYPE B (CLASS 56-2) TIS.279 | EACH | 6 | 6
| 1030020000 | INSULATOR,SUSPENSION TYPE A (CLASS 52-1)TIS.354 | PCS. | 18 | 18
| 1030100000 | PIN,INSULATOR,22 KV.SHANK 140 MM.,LEAD HEAD 35 MM.(1 3/8") | EACH | 6 | 6
| 1030110001 | CLAMP,STRAIN,STRAIGHT TYPE,AL 95 sq.mm.ACSR 70 sq.mm | SET | 6 | 0
| 1040000007 | S.A., 21 KV.5 KA.,WITHOUT BRACKET | EA | 3 | 3
| 1040010002 | CUT-OUT,FUSE,OPEN TYPE,SINGLE INSULATOR DROPUOT 22 KV. 100 A. 12 KA. ASYM | SET | 6 | 6
| 1080040001 | CONDUIT,PVC,RIGID,DIA. 20x2500 mm.TIS.216 | EACH | 4 | 0
| 9090011007 | WELDING POWDER, ST. WIRE 50 SQ.MM. TO GD | EA | 14 | 0
set40301 | TR.INST., 1-P, 19 KV. ON SINGLE POLE, X-ARM. (12 M)(ASSEMBLY NO.3701B)
| 1000110001 | CROSSARM,PRESTRESSED CONCRETE,SPUN,H.T. 100X100X2,500 MM. | PCS. | 1 | 1
| 1010100000 | WIRE,STEEL SOLID DIA. 4.0 mm.TIS.71 | KG. | 0.25 | 0
| 1010100004 | WIRE,STEEL STRANDED 50/7 sq.mm.TIS.404 | M. | 20 | 0
| 1010110200 | BOLT,MACHINE M.16x130 mm. | SET | 2 | 0
| 1010110203 | BOLT,MACHINE M.16x250 mm. | SET | 3 | 0
| 1010110204 | BOLT,MACHINE M.16x300 mm. | SET | 1 | 0
| 1010180100 | WASHER,PLAIN,SQUARE,LARGE 52x52x4.5 mm.HOLE DIA. 18 MM. TIS.258 | PCS. | 7 | 0
| 1010180301 | WASHER,LOCK,SPRING,SIZE 16 mm.,GENERAL PURPOSE,TIS.259 | PCS. | 1 | 0
| 1010200001 | BRACE,FLAT,FOR CROSSARM 30x6x760 mm. | PCS. | 2 | 2
| 1010220002 | ROD,GROUND,60x60x5 mm. 2 m.LONG | SET | 1 | 0
| 1010230000 | CLAMP,SINGLE U-BOLT,M.8 (WIRE ROPE CLIP) | SET | 4 | 0
| 1020050100 | CABLE,AERIAL,AL 33 kV. 1x50 sq.mm. | M. | 5 | 0
| 1020180001 | TAPE,ELECTRICAL,PVC.PLASTIC,OUTDOOR TYPE,ROLL SIZE 0.18X19X10,000 MM. TIS.386 | ROLL | 1 | 0
| 1020180003 | ELECTRICAL SPLICING TAPE,FOR H.T.AERIAL CABLE,SIZE 3/4"X30' | ROLL | 1 | 0
| 1020200002 | TIE WIRE,AL 4 mm. | KG. | 1 | 0
| 1020300102 | CONNECTOR,PARALLEL GROOVE,DOUBLE BOLT,AL,AL-ALLOY AND ACSR 25-95 SQ.MM. | PCS. | 1 | 0
| 1020330005 | HOTLINE BAIL-CLAMP,MAIN 35-70 SQ.MM. | EA | 1 | 0
| 1020330104 | HOTLINE CLAMP,MAIN35-185,TAP50-185SQ.MM. | EA | 1 | 0
| 1020420400 | PIN TERMINAL,FOR AL 50 SQ.MM. | EA | 1 | 0
| 1030030000 | INSULATOR,SPOOL,TYPE B (CLASS 53-2)TIS.227 | PCS. | 2 | 2
| 1040000106 | S.A., 30 kV.5kA.,WITHOUT BRACKET | EA | 1 | 1
| 1040010100 | CUT-OUT,FUSE,OPEN TYPE,SINGLE ISULATOR,DROPOUT 33 KV. 100 A. | SET | 1 | 1
| 1050100003 | BRACKET,STEEL,FOR TRANSFORMER SECONDARY LEAD | SET | 2 | 0
| 1080040001 | CONDUIT,PVC,RIGID,DIA. 20x2500 mm.TIS.216 | EACH | 3 | 0
| 9090011007 | WELDING POWDER, ST. WIRE 50 SQ.MM. TO GD | EA | 3 | 0
set40302 | TR.INST., 1-P, 19 KV. ON SINGLE POLE, X-ARM. (12.20 M)(ASSEMBLY NO.3701B)
| 1000110001 | CROSSARM,PRESTRESSED CONCRETE,SPUN,H.T. 100X100X2,500 MM. | PCS. | 1 | 1
| 1010100000 | WIRE,STEEL SOLID DIA. 4.0 mm.TIS.71 | KG. | 0.25 | 0
| 1010100004 | WIRE,STEEL STRANDED 50/7 sq.mm.TIS.404 | M. | 20 | 0
| 1010110200 | BOLT,MACHINE M.16x130 mm. | SET | 2 | 0
| 1010110203 | BOLT,MACHINE M.16x250 mm. | SET | 3 | 0
| 1010110205 | BOLT,MACHINE M.16x350 mm. | SET | 1 | 0
| 1010180100 | WASHER,PLAIN,SQUARE,LARGE 52x52x4.5 mm.HOLE DIA. 18 MM. TIS.258 | PCS. | 7 | 0
| 1010180301 | WASHER,LOCK,SPRING,SIZE 16 mm.,GENERAL PURPOSE,TIS.259 | PCS. | 1 | 0
| 1010200001 | BRACE,FLAT,FOR CROSSARM 30x6x760 mm. | PCS. | 2 | 2
| 1010220002 | ROD,GROUND,60x60x5 mm. 2 m.LONG | SET | 1 | 0
| 1010230000 | CLAMP,SINGLE U-BOLT,M.8 (WIRE ROPE CLIP) | SET | 4 | 0
| 1020050100 | CABLE,AERIAL,AL 33 kV. 1x50 sq.mm. | M. | 5 | 0
| 1020180001 | TAPE,ELECTRICAL,PVC.PLASTIC,OUTDOOR TYPE,ROLL SIZE 0.18X19X10,000 MM. TIS.386 | ROLL | 1 | 0
| 1020180003 | ELECTRICAL SPLICING TAPE,FOR H.T.AERIAL CABLE,SIZE 3/4"X30' | ROLL | 1 | 0
| 1020200002 | TIE WIRE,AL 4 mm. | KG. | 1 | 0
| 1020300102 | CONNECTOR,PARALLEL GROOVE,DOUBLE BOLT,AL,AL-ALLOY AND ACSR 25-95 SQ.MM. | PCS. | 1 | 0
| 1020330005 | HOTLINE BAIL-CLAMP,MAIN 35-70 SQ.MM. | EA | 1 | 0
| 1020330104 | HOTLINE CLAMP,MAIN35-185,TAP50-185SQ.MM. | EA | 1 | 0
| 1020420400 | PIN TERMINAL,FOR AL 50 SQ.MM. | EA | 1 | 0
| 1030030000 | INSULATOR,SPOOL,TYPE B (CLASS 53-2)TIS.227 | PCS. | 2 | 2
| 1040000106 | S.A., 30 kV.5kA.,WITHOUT BRACKET | EA | 1 | 1
| 1040010100 | CUT-OUT,FUSE,OPEN TYPE,SINGLE ISULATOR,DROPOUT 33 KV. 100 A. | SET | 1 | 1
| 1050100003 | BRACKET,STEEL,FOR TRANSFORMER SECONDARY LEAD | SET | 2 | 0
| 1080040001 | CONDUIT,PVC,RIGID,DIA. 20x2500 mm.TIS.216 | EACH | 3 | 0
| 9090011007 | WELDING POWDER, ST. WIRE 50 SQ.MM. TO GD | EA | 3 | 0
set40303 | TR.INST., 1-P, 19 KV. ON SINGLE POLE, X-ARM. (14 M)(ASSEMBLY NO.3701B)
| 1000110001 | CROSSARM,PRESTRESSED CONCRETE,SPUN,H.T. 100X100X2,500 MM. | PCS. | 1 | 1
| 1010100000 | WIRE,STEEL SOLID DIA. 4.0 mm.TIS.71 | KG. | 0.25 | 0
| 1010100004 | WIRE,STEEL STRANDED 50/7 sq.mm.TIS.404 | M. | 20 | 0
| 1010110200 | BOLT,MACHINE M.16x130 mm. | SET | 2 | 0
| 1010110203 | BOLT,MACHINE M.16x250 mm. | SET | 3 | 0
| 1010110205 | BOLT,MACHINE M.16x350 mm. | SET | 1 | 0
| 1010180100 | WASHER,PLAIN,SQUARE,LARGE 52x52x4.5 mm.HOLE DIA. 18 MM. TIS.258 | PCS. | 7 | 0
| 1010180301 | WASHER,LOCK,SPRING,SIZE 16 mm.,GENERAL PURPOSE,TIS.259 | PCS. | 1 | 0
| 1010200001 | BRACE,FLAT,FOR CROSSARM 30x6x760 mm. | PCS. | 2 | 2
| 1010220002 | ROD,GROUND,60x60x5 mm. 2 m.LONG | SET | 1 | 0
| 1010230000 | CLAMP,SINGLE U-BOLT,M.8 (WIRE ROPE CLIP) | SET | 4 | 0
| 1020050100 | CABLE,AERIAL,AL 33 kV. 1x50 sq.mm. | M. | 7 | 0
| 1020180001 | TAPE,ELECTRICAL,PVC.PLASTIC,OUTDOOR TYPE,ROLL SIZE 0.18X19X10,000 MM. TIS.386 | ROLL | 1 | 0
| 1020180003 | ELECTRICAL SPLICING TAPE,FOR H.T.AERIAL CABLE,SIZE 3/4"X30' | ROLL | 1 | 0
| 1020200002 | TIE WIRE,AL 4 mm. | KG. | 1 | 0
| 1020300102 | CONNECTOR,PARALLEL GROOVE,DOUBLE BOLT,AL,AL-ALLOY AND ACSR 25-95 SQ.MM. | PCS. | 1 | 0
| 1020330005 | HOTLINE BAIL-CLAMP,MAIN 35-70 SQ.MM. | EA | 1 | 0
| 1020330104 | HOTLINE CLAMP,MAIN35-185,TAP50-185SQ.MM. | EA | 1 | 0
| 1020420400 | PIN TERMINAL,FOR AL 50 SQ.MM. | EA | 1 | 0
| 1030030000 | INSULATOR,SPOOL,TYPE B (CLASS 53-2)TIS.227 | PCS. | 2 | 2
| 1040000106 | S.A., 30 kV.5kA.,WITHOUT BRACKET | EA | 1 | 1
| 1040010100 | CUT-OUT,FUSE,OPEN TYPE,SINGLE ISULATOR,DROPOUT 33 KV. 100 A. | SET | 1 | 1
| 1050100003 | BRACKET,STEEL,FOR TRANSFORMER SECONDARY LEAD | SET | 2 | 0
| 1080040001 | CONDUIT,PVC,RIGID,DIA. 20x2500 mm.TIS.216 | EACH | 3 | 0
| 9090011007 | WELDING POWDER, ST. WIRE 50 SQ.MM. TO GD | EA | 3 | 0
set40304 | CSP-TR.INST., 1-P, 19 KV. ON SINGLE POLE
| 1010100004 | WIRE,STEEL STRANDED 50/7 sq.mm.TIS.404 | M. | 20 | 0
| 1010110203 | BOLT,MACHINE M.16x250 mm. | SET | 2 | 0
| 1010180100 | WASHER,PLAIN,SQUARE,LARGE 52x52x4.5 mm.HOLE DIA. 18 MM. TIS.258 | PCS. | 2 | 0
| 1010220002 | ROD,GROUND,60x60x5 mm. 2 m.LONG | SET | 1 | 0
| 1010230000 | CLAMP,SINGLE U-BOLT,M.8 (WIRE ROPE CLIP) | SET | 1 | 0
| 1020050100 | CABLE,AERIAL,AL 33 kV. 1x50 sq.mm. | M. | 3 | 0
| 1020180001 | TAPE,ELECTRICAL,PVC.PLASTIC,OUTDOOR TYPE,ROLL SIZE 0.18X19X10,000 MM. TIS.386 | ROLL | 1 | 0
| 1020180003 | ELECTRICAL SPLICING TAPE,FOR H.T.AERIAL CABLE,SIZE 3/4"X30' | ROLL | 1 | 0
| 1020200002 | TIE WIRE,AL 4 mm. | KG. | 1 | 0
| 1020330005 | HOTLINE BAIL-CLAMP,MAIN 35-70 SQ.MM. | EA | 1 | 0
| 1020330104 | HOTLINE CLAMP,MAIN35-185,TAP50-185SQ.MM. | EA | 1 | 0
| 1020420400 | PIN TERMINAL,FOR AL 50 SQ.MM. | EA | 1 | 0
| 1030030000 | INSULATOR,SPOOL,TYPE B (CLASS 53-2)TIS.227 | PCS. | 2 | 2
| 1050100003 | BRACKET,STEEL,FOR TRANSFORMER SECONDARY LEAD | SET | 2 | 0
| 1080040001 | CONDUIT,PVC,RIGID,DIA. 20x2500 mm.TIS.216 | EACH | 3 | 0
set40305 | TR.INST.,3-P 33 KV. ON SINGLE POLE, X-ARM (12 ,12.20 M)(ASSEMBLY NO.3715A)
| 1000110002 | CROSSARM,PRESTRESSED CONCRETE,SPUN,H.T. 120X120X3,000 MM. | PCS. | 1 | 1
| 1010100004 | WIRE,STEEL STRANDED 50/7 sq.mm.TIS.404 | M. | 24 | 0
| 1010110201 | BOLT,MACHINE M.16x170 mm. | SET | 2 | 0
| 1010110203 | BOLT,MACHINE M.16x250 mm. | SET | 3 | 0
| 1010110205 | BOLT,MACHINE M.16x350 mm. | SET | 1 | 0
| 1010180100 | WASHER,PLAIN,SQUARE,LARGE 52x52x4.5 mm.HOLE DIA. 18 MM. TIS.258 | PCS. | 8 | 0
| 1010180301 | WASHER,LOCK,SPRING,SIZE 16 mm.,GENERAL PURPOSE,TIS.259 | PCS. | 1 | 0
| 1010200001 | BRACE,FLAT,FOR CROSSARM 30x6x760 mm. | PCS. | 2 | 2
| 1010220002 | ROD,GROUND,60x60x5 mm. 2 m.LONG | SET | 1 | 0
| 1010230000 | CLAMP,SINGLE U-BOLT,M.8 (WIRE ROPE CLIP) | SET | 4 | 0
| 1020050100 | CABLE,AERIAL,AL 33 kV. 1x50 sq.mm. | M. | 15 | 0
| 1020180001 | TAPE,ELECTRICAL,PVC.PLASTIC,OUTDOOR TYPE,ROLL SIZE 0.18X19X10,000 MM. TIS.386 | ROLL | 3 | 0
| 1020180003 | ELECTRICAL SPLICING TAPE,FOR H.T.AERIAL CABLE,SIZE 3/4"X30' | ROLL | 3 | 0
| 1020300102 | CONNECTOR,PARALLEL GROOVE,DOUBLE BOLT,AL,AL-ALLOY AND ACSR 25-95 SQ.MM. | PCS. | 3 | 0
| 1020330005 | HOTLINE BAIL-CLAMP,MAIN 35-70 SQ.MM. | EA | 3 | 0
| 1020330104 | HOTLINE CLAMP,MAIN35-185,TAP50-185SQ.MM. | EA | 3 | 0
| 1020420400 | PIN TERMINAL,FOR AL 50 SQ.MM. | EA | 3 | 0
| 1040000106 | S.A., 30 kV.5kA.,WITHOUT BRACKET | EA | 3 | 3
| 1040010100 | CUT-OUT,FUSE,OPEN TYPE,SINGLE ISULATOR,DROPOUT 33 KV. 100 A. | SET | 3 | 3
| 1080040001 | CONDUIT,PVC,RIGID,DIA. 20x2500 mm.TIS.216 | EACH | 3 | 0
| 9090011007 | WELDING POWDER, ST. WIRE 50 SQ.MM. TO GD | EA | 3 | 0
set40306 | TR.INST., 1-P, 19 KV. ON SINGLE POLE, X-ARM. (14.30 M)(ASSEMBLY NO.3701B)
| 1000110001 | CROSSARM,PRESTRESSED CONCRETE,SPUN,H.T. 100X100X2,500 MM. | PCS. | 1 | 1
| 1010100000 | WIRE,STEEL SOLID DIA. 4.0 mm.TIS.71 | KG. | 0.25 | 0
| 1010100004 | WIRE,STEEL STRANDED 50/7 sq.mm.TIS.404 | M. | 20 | 0
| 1010110200 | BOLT,MACHINE M.16x130 mm. | SET | 2 | 0
| 1010110204 | BOLT,MACHINE M.16x300 mm. | SET | 3 | 0
| 1010110206 | BOLT,MACHINE M.16x400 mm. | SET | 1 | 0
| 1010180100 | WASHER,PLAIN,SQUARE,LARGE 52x52x4.5 mm.HOLE DIA. 18 MM. TIS.258 | PCS. | 7 | 0
| 1010180301 | WASHER,LOCK,SPRING,SIZE 16 mm.,GENERAL PURPOSE,TIS.259 | PCS. | 1 | 0
| 1010200001 | BRACE,FLAT,FOR CROSSARM 30x6x760 mm. | PCS. | 2 | 2
| 1010220002 | ROD,GROUND,60x60x5 mm. 2 m.LONG | SET | 1 | 0
| 1010230000 | CLAMP,SINGLE U-BOLT,M.8 (WIRE ROPE CLIP) | SET | 4 | 0
| 1020050100 | CABLE,AERIAL,AL 33 kV. 1x50 sq.mm. | M. | 7 | 0
| 1020180001 | TAPE,ELECTRICAL,PVC.PLASTIC,OUTDOOR TYPE,ROLL SIZE 0.18X19X10,000 MM. TIS.386 | ROLL | 1 | 0
| 1020180003 | ELECTRICAL SPLICING TAPE,FOR H.T.AERIAL CABLE,SIZE 3/4"X30' | ROLL | 1 | 0
| 1020200002 | TIE WIRE,AL 4 mm. | KG. | 1 | 0
| 1020300102 | CONNECTOR,PARALLEL GROOVE,DOUBLE BOLT,AL,AL-ALLOY AND ACSR 25-95 SQ.MM. | PCS. | 1 | 0
| 1020330005 | HOTLINE BAIL-CLAMP,MAIN 35-70 SQ.MM. | EA | 1 | 0
| 1020330104 | HOTLINE CLAMP,MAIN35-185,TAP50-185SQ.MM. | EA | 1 | 0
| 1020420400 | PIN TERMINAL,FOR AL 50 SQ.MM. | EA | 1 | 0
| 1030030000 | INSULATOR,SPOOL,TYPE B (CLASS 53-2)TIS.227 | PCS. | 2 | 2
| 1040000106 | S.A., 30 kV.5kA.,WITHOUT BRACKET | EA | 1 | 1
| 1040010100 | CUT-OUT,FUSE,OPEN TYPE,SINGLE ISULATOR,DROPOUT 33 KV. 100 A. | SET | 1 | 1
| 1050100003 | BRACKET,STEEL,FOR TRANSFORMER SECONDARY LEAD | SET | 2 | 0
| 1080040001 | CONDUIT,PVC,RIGID,DIA. 20x2500 mm.TIS.216 | EACH | 3 | 0
| 9090011007 | WELDING POWDER, ST. WIRE 50 SQ.MM. TO GD | EA | 3 | 0
set40307 | TR.INST.,3-P 33 KV. ON SINGLE POLE, X-ARM (14 M)(ASSEMBLY NO.3715A)
| 1000110002 | CROSSARM,PRESTRESSED CONCRETE,SPUN,H.T. 120X120X3,000 MM. | PCS. | 1 | 1
| 1010100004 | WIRE,STEEL STRANDED 50/7 sq.mm.TIS.404 | M. | 24 | 0
| 1010110201 | BOLT,MACHINE M.16x170 mm. | SET | 2 | 0
| 1010110203 | BOLT,MACHINE M.16x250 mm. | SET | 3 | 0
| 1010110205 | BOLT,MACHINE M.16x350 mm. | SET | 1 | 0
| 1010180100 | WASHER,PLAIN,SQUARE,LARGE 52x52x4.5 mm.HOLE DIA. 18 MM. TIS.258 | PCS. | 8 | 0
| 1010180301 | WASHER,LOCK,SPRING,SIZE 16 mm.,GENERAL PURPOSE,TIS.259 | PCS. | 1 | 0
| 1010200001 | BRACE,FLAT,FOR CROSSARM 30x6x760 mm. | PCS. | 2 | 2
| 1010220002 | ROD,GROUND,60x60x5 mm. 2 m.LONG | SET | 1 | 0
| 1010230000 | CLAMP,SINGLE U-BOLT,M.8 (WIRE ROPE CLIP) | SET | 4 | 0
| 1020050100 | CABLE,AERIAL,AL 33 kV. 1x50 sq.mm. | M. | 21 | 0
| 1020180001 | TAPE,ELECTRICAL,PVC.PLASTIC,OUTDOOR TYPE,ROLL SIZE 0.18X19X10,000 MM. TIS.386 | ROLL | 3 | 0
| 1020180003 | ELECTRICAL SPLICING TAPE,FOR H.T.AERIAL CABLE,SIZE 3/4"X30' | ROLL | 3 | 0
| 1020300102 | CONNECTOR,PARALLEL GROOVE,DOUBLE BOLT,AL,AL-ALLOY AND ACSR 25-95 SQ.MM. | PCS. | 3 | 0
| 1020330005 | HOTLINE BAIL-CLAMP,MAIN 35-70 SQ.MM. | EA | 3 | 0
| 1020330104 | HOTLINE CLAMP,MAIN35-185,TAP50-185SQ.MM. | EA | 3 | 0
| 1020420400 | PIN TERMINAL,FOR AL 50 SQ.MM. | EA | 3 | 0
| 1040000106 | S.A., 30 kV.5kA.,WITHOUT BRACKET | EA | 3 | 3
| 1040010100 | CUT-OUT,FUSE,OPEN TYPE,SINGLE ISULATOR,DROPOUT 33 KV. 100 A. | SET | 3 | 3
| 1080040001 | CONDUIT,PVC,RIGID,DIA. 20x2500 mm.TIS.216 | EACH | 3 | 0
| 9090011007 | WELDING POWDER, ST. WIRE 50 SQ.MM. TO GD | EA | 3 | 0
set40308 | TR.INST.,3-P 33 KV. ON SINGLE POLE, X-ARM (14.30 M)(ASSEMBLY NO.3715A)
| 1000110002 | CROSSARM,PRESTRESSED CONCRETE,SPUN,H.T. 120X120X3,000 MM. | PCS. | 1 | 1
| 1010100004 | WIRE,STEEL STRANDED 50/7 sq.mm.TIS.404 | M. | 24 | 0
| 1010110201 | BOLT,MACHINE M.16x170 mm. | SET | 2 | 0
| 1010110204 | BOLT,MACHINE M.16x300 mm. | SET | 3 | 0
| 1010110206 | BOLT,MACHINE M.16x400 mm. | SET | 1 | 0
| 1010180100 | WASHER,PLAIN,SQUARE,LARGE 52x52x4.5 mm.HOLE DIA. 18 MM. TIS.258 | PCS. | 8 | 0
| 1010180301 | WASHER,LOCK,SPRING,SIZE 16 mm.,GENERAL PURPOSE,TIS.259 | PCS. | 1 | 0
| 1010200001 | BRACE,FLAT,FOR CROSSARM 30x6x760 mm. | PCS. | 2 | 2
| 1010220002 | ROD,GROUND,60x60x5 mm. 2 m.LONG | SET | 1 | 0
| 1010230000 | CLAMP,SINGLE U-BOLT,M.8 (WIRE ROPE CLIP) | SET | 4 | 0
| 1020050100 | CABLE,AERIAL,AL 33 kV. 1x50 sq.mm. | M. | 21 | 0
| 1020180001 | TAPE,ELECTRICAL,PVC.PLASTIC,OUTDOOR TYPE,ROLL SIZE 0.18X19X10,000 MM. TIS.386 | ROLL | 3 | 0
| 1020180003 | ELECTRICAL SPLICING TAPE,FOR H.T.AERIAL CABLE,SIZE 3/4"X30' | ROLL | 3 | 0
| 1020300102 | CONNECTOR,PARALLEL GROOVE,DOUBLE BOLT,AL,AL-ALLOY AND ACSR 25-95 SQ.MM. | PCS. | 3 | 0
| 1020330005 | HOTLINE BAIL-CLAMP,MAIN 35-70 SQ.MM. | EA | 3 | 0
| 1020330104 | HOTLINE CLAMP,MAIN35-185,TAP50-185SQ.MM. | EA | 3 | 0
| 1020420400 | PIN TERMINAL,FOR AL 50 SQ.MM. | EA | 3 | 0
| 1040000106 | S.A., 30 kV.5kA.,WITHOUT BRACKET | EA | 3 | 3
| 1040010100 | CUT-OUT,FUSE,OPEN TYPE,SINGLE ISULATOR,DROPOUT 33 KV. 100 A. | SET | 3 | 3
| 1080040001 | CONDUIT,PVC,RIGID,DIA. 20x2500 mm.TIS.216 | EACH | 3 | 0
| 9090011007 | WELDING POWDER, ST. WIRE 50 SQ.MM. TO GD | EA | 3 | 0
set40309 | TR.INST.,3-P 33 KV. ON SINGLE POLE, A-ARM (12,12.20 M)(ASSEMBLY NO.3715A)
| 1000110002 | CROSSARM,PRESTRESSED CONCRETE,SPUN,H.T. 120X120X3,000 MM. | PCS. | 1 | 1
| 1010100004 | WIRE,STEEL STRANDED 50/7 sq.mm.TIS.404 | M. | 24 | 0
| 1010110201 | BOLT,MACHINE M.16x170 mm. | SET | 1 | 0
| 1010110203 | BOLT,MACHINE M.16x250 mm. | SET | 4 | 0
| 1010110205 | BOLT,MACHINE M.16x350 mm. | SET | 1 | 0
| 1010180100 | WASHER,PLAIN,SQUARE,LARGE 52x52x4.5 mm.HOLE DIA. 18 MM. TIS.258 | PCS. | 7 | 0
| 1010180301 | WASHER,LOCK,SPRING,SIZE 16 mm.,GENERAL PURPOSE,TIS.259 | PCS. | 1 | 0
| 1010200002 | BRACE,FLAT,FOR CROSSARM 40x6x1,000 mm. | PCS. | 2 | 2
| 1010220002 | ROD,GROUND,60x60x5 mm. 2 m.LONG | SET | 1 | 0
| 1010230000 | CLAMP,SINGLE U-BOLT,M.8 (WIRE ROPE CLIP) | SET | 4 | 0
| 1020050100 | CABLE,AERIAL,AL 33 kV. 1x50 sq.mm. | M. | 15 | 0
| 1020180001 | TAPE,ELECTRICAL,PVC.PLASTIC,OUTDOOR TYPE,ROLL SIZE 0.18X19X10,000 MM. TIS.386 | ROLL | 3 | 0
| 1020180003 | ELECTRICAL SPLICING TAPE,FOR H.T.AERIAL CABLE,SIZE 3/4"X30' | ROLL | 3 | 0
| 1020300102 | CONNECTOR,PARALLEL GROOVE,DOUBLE BOLT,AL,AL-ALLOY AND ACSR 25-95 SQ.MM. | PCS. | 3 | 0
| 1020330005 | HOTLINE BAIL-CLAMP,MAIN 35-70 SQ.MM. | EA | 3 | 0
| 1020330104 | HOTLINE CLAMP,MAIN35-185,TAP50-185SQ.MM. | EA | 3 | 0
| 1020420400 | PIN TERMINAL,FOR AL 50 SQ.MM. | EA | 3 | 0
| 1040000106 | S.A., 30 kV.5kA.,WITHOUT BRACKET | EA | 3 | 3
| 1040010100 | CUT-OUT,FUSE,OPEN TYPE,SINGLE ISULATOR,DROPOUT 33 KV. 100 A. | SET | 3 | 3
| 1080040001 | CONDUIT,PVC,RIGID,DIA. 20x2500 mm.TIS.216 | EACH | 3 | 0
| 9090011007 | WELDING POWDER, ST. WIRE 50 SQ.MM. TO GD | EA | 3 | 0
set40310 | TR.INST.,3-P 33 KV. ON SINGLE POLE, A-ARM (14 M)(ASSEMBLY NO.3715A)
| 1000110002 | CROSSARM,PRESTRESSED CONCRETE,SPUN,H.T. 120X120X3,000 MM. | PCS. | 1 | 1
| 1010100004 | WIRE,STEEL STRANDED 50/7 sq.mm.TIS.404 | M. | 24 | 0
| 1010110201 | BOLT,MACHINE M.16x170 mm. | SET | 1 | 0
| 1010110203 | BOLT,MACHINE M.16x250 mm. | SET | 4 | 0
| 1010110205 | BOLT,MACHINE M.16x350 mm. | SET | 1 | 0
| 1010180100 | WASHER,PLAIN,SQUARE,LARGE 52x52x4.5 mm.HOLE DIA. 18 MM. TIS.258 | PCS. | 7 | 0
| 1010180301 | WASHER,LOCK,SPRING,SIZE 16 mm.,GENERAL PURPOSE,TIS.259 | PCS. | 1 | 0
| 1010200002 | BRACE,FLAT,FOR CROSSARM 40x6x1,000 mm. | PCS. | 2 | 2
| 1010220002 | ROD,GROUND,60x60x5 mm. 2 m.LONG | SET | 1 | 0
| 1010230000 | CLAMP,SINGLE U-BOLT,M.8 (WIRE ROPE CLIP) | SET | 4 | 0
| 1020050100 | CABLE,AERIAL,AL 33 kV. 1x50 sq.mm. | M. | 21 | 0
| 1020180001 | TAPE,ELECTRICAL,PVC.PLASTIC,OUTDOOR TYPE,ROLL SIZE 0.18X19X10,000 MM. TIS.386 | ROLL | 3 | 0
| 1020180003 | ELECTRICAL SPLICING TAPE,FOR H.T.AERIAL CABLE,SIZE 3/4"X30' | ROLL | 3 | 0
| 1020300102 | CONNECTOR,PARALLEL GROOVE,DOUBLE BOLT,AL,AL-ALLOY AND ACSR 25-95 SQ.MM. | PCS. | 3 | 0
| 1020330005 | HOTLINE BAIL-CLAMP,MAIN 35-70 SQ.MM. | EA | 3 | 0
| 1020330104 | HOTLINE CLAMP,MAIN35-185,TAP50-185SQ.MM. | EA | 3 | 0
| 1020420400 | PIN TERMINAL,FOR AL 50 SQ.MM. | EA | 3 | 0
| 1040000106 | S.A., 30 kV.5kA.,WITHOUT BRACKET | EA | 3 | 3
| 1040010100 | CUT-OUT,FUSE,OPEN TYPE,SINGLE ISULATOR,DROPOUT 33 KV. 100 A. | SET | 3 | 3
| 1080040001 | CONDUIT,PVC,RIGID,DIA. 20x2500 mm.TIS.216 | EACH | 3 | 0
| 9090011007 | WELDING POWDER, ST. WIRE 50 SQ.MM. TO GD | EA | 3 | 0
set40311 | TR.INST., 3-P, 33 KV. ON PLATFORM, X-ARM. (ASSEMBLY NO.3705)
| 1000010004 | POLE,CONCRETE, 12 M.LONG | EACH | 1 | 1
| 1000110002 | CROSSARM,PRESTRESSED CONCRETE,SPUN,H.T. 120X120X3,000 MM. | PCS. | 1 | 1
| 1000210000 | BEAM,SPUN PRESTRESSED CONCRETE 100X100X3,200 MM. | PCS. | 2 | 2
| 1000210003 | BEAM, PRESTRESSED CONCRETE, 150 X 250 X 3,550 mm. | PCS. | 2 | 0
| 1010100000 | WIRE,STEEL SOLID DIA. 4.0 mm.TIS.71 | KG. | 1.5 | 0
| 1010100004 | WIRE,STEEL STRANDED 50/7 sq.mm.TIS.404 | M. | 50 | 0
| 1010110201 | BOLT,MACHINE M.16x170 mm. | SET | 2 | 0
| 1010110202 | BOLT,MACHINE M.16x200 mm. | SET | 1 | 0
| 1010110205 | BOLT,MACHINE M.16x350 mm. | SET | 5 | 0
| 1010110401 | BOLT,MACHINE,HEXAGON,M.16x550 mm. | SET | 12 | 0
| 1010180100 | WASHER,PLAIN,SQUARE,LARGE 52x52x4.5 mm.HOLE DIA. 18 MM. TIS.258 | PCS. | 14 | 0
| 1010180201 | WASHER,SQUARE,CURVED 60x60x5 mm.HOLE DIA. 22 mm. | PCS. | 6 | 0
| 1010180301 | WASHER,LOCK,SPRING,SIZE 16 mm.,GENERAL PURPOSE,TIS.259 | PCS. | 5 | 0
| 1010200002 | BRACE,FLAT,FOR CROSSARM 40x6x1,000 mm. | PCS. | 2 | 2
| 1010220002 | ROD,GROUND,60x60x5 mm. 2 m.LONG | SET | 2 | 0
| 1010230000 | CLAMP,SINGLE U-BOLT,M.8 (WIRE ROPE CLIP) | SET | 19 | 0
| 1020050100 | CABLE,AERIAL,AL 33 kV. 1x50 sq.mm. | M. | 18 | 0
| 1020180001 | TAPE,ELECTRICAL,PVC.PLASTIC,OUTDOOR TYPE,ROLL SIZE 0.18X19X10,000 MM. TIS.386 | ROLL | 3 | 0
| 1020180003 | ELECTRICAL SPLICING TAPE,FOR H.T.AERIAL CABLE,SIZE 3/4"X30' | ROLL | 3 | 0
| 1020300102 | CONNECTOR,PARALLEL GROOVE,DOUBLE BOLT,AL,AL-ALLOY AND ACSR 25-95 SQ.MM. | PCS. | 3 | 0
| 1020330005 | HOTLINE BAIL-CLAMP,MAIN 35-70 SQ.MM. | EA | 3 | 0
| 1020330104 | HOTLINE CLAMP,MAIN35-185,TAP50-185SQ.MM. | EA | 3 | 0
| 1020420400 | PIN TERMINAL,FOR AL 50 SQ.MM. | EA | 3 | 0
| 1030000002 | INSULATOR,PIN TYPE,TYPE C (CLASS 56-3)TIS.279 | EACH | 6 | 6
| 1030100001 | PIN,INSULATOR,33 KV.SHANK 165 MM.LEAD HEAD 35 MM.(1 3/8") | EACH | 6 | 6
| 1040000106 | S.A., 30 kV.5kA.,WITHOUT BRACKET | EA | 3 | 3
| 1040010100 | CUT-OUT,FUSE,OPEN TYPE,SINGLE ISULATOR,DROPOUT 33 KV. 100 A. | SET | 3 | 3
| 1080040001 | CONDUIT,PVC,RIGID,DIA. 20x2500 mm.TIS.216 | EACH | 8 | 0
| 9090010026 | CONCRETE 1/3 (50 KG./SET) | SET | 1 | 0
| 9090011007 | WELDING POWDER, ST. WIRE 50 SQ.MM. TO GD | EA | 6 | 0
set40312 | TR.INST.,3-P 33 KV. ON SINGLE POLE, A-ARM (14.30 M)(ASSEMBLY NO.3715A)
| 1000110002 | CROSSARM,PRESTRESSED CONCRETE,SPUN,H.T. 120X120X3,000 MM. | PCS. | 1 | 1
| 1010100004 | WIRE,STEEL STRANDED 50/7 sq.mm.TIS.404 | M. | 24 | 0
| 1010110201 | BOLT,MACHINE M.16x170 mm. | SET | 1 | 0
| 1010110204 | BOLT,MACHINE M.16x300 mm. | SET | 4 | 0
| 1010110206 | BOLT,MACHINE M.16x400 mm. | SET | 1 | 0
| 1010180100 | WASHER,PLAIN,SQUARE,LARGE 52x52x4.5 mm.HOLE DIA. 18 MM. TIS.258 | PCS. | 7 | 0
| 1010180301 | WASHER,LOCK,SPRING,SIZE 16 mm.,GENERAL PURPOSE,TIS.259 | PCS. | 1 | 0
| 1010200002 | BRACE,FLAT,FOR CROSSARM 40x6x1,000 mm. | PCS. | 2 | 2
| 1010220002 | ROD,GROUND,60x60x5 mm. 2 m.LONG | SET | 1 | 0
| 1010230000 | CLAMP,SINGLE U-BOLT,M.8 (WIRE ROPE CLIP) | SET | 4 | 0
| 1020050100 | CABLE,AERIAL,AL 33 kV. 1x50 sq.mm. | M. | 21 | 0
| 1020180001 | TAPE,ELECTRICAL,PVC.PLASTIC,OUTDOOR TYPE,ROLL SIZE 0.18X19X10,000 MM. TIS.386 | ROLL | 3 | 0
| 1020180003 | ELECTRICAL SPLICING TAPE,FOR H.T.AERIAL CABLE,SIZE 3/4"X30' | ROLL | 3 | 0
| 1020300102 | CONNECTOR,PARALLEL GROOVE,DOUBLE BOLT,AL,AL-ALLOY AND ACSR 25-95 SQ.MM. | PCS. | 3 | 0
| 1020330005 | HOTLINE BAIL-CLAMP,MAIN 35-70 SQ.MM. | EA | 3 | 0
| 1020330104 | HOTLINE CLAMP,MAIN35-185,TAP50-185SQ.MM. | EA | 3 | 0
| 1020420400 | PIN TERMINAL,FOR AL 50 SQ.MM. | EA | 3 | 0
| 1040000106 | S.A., 30 kV.5kA.,WITHOUT BRACKET | EA | 3 | 3
| 1040010100 | CUT-OUT,FUSE,OPEN TYPE,SINGLE ISULATOR,DROPOUT 33 KV. 100 A. | SET | 3 | 3
| 1080040001 | CONDUIT,PVC,RIGID,DIA. 20x2500 mm.TIS.216 | EACH | 3 | 0
| 9090011007 | WELDING POWDER, ST. WIRE 50 SQ.MM. TO GD | EA | 3 | 0
set40313 | TR.INST., 3-P, 33 KV. ON PLATFORM, X-ARM FOR SAC (12 M)(ASSEMBLY NO.3718A)
| 1000010004 | POLE,CONCRETE, 12 M.LONG | EACH | 1 | 1
| 1000110001 | CROSSARM,PRESTRESSED CONCRETE,SPUN,H.T. 100X100X2,500 MM. | PCS. | 1 | 1
| 1000210000 | BEAM,SPUN PRESTRESSED CONCRETE 100X100X3,200 MM. | PCS. | 2 | 2
| 1000210003 | BEAM, PRESTRESSED CONCRETE, 150 X 250 X 3,550 mm. | PCS. | 2 | 0
| 1010100000 | WIRE,STEEL SOLID DIA. 4.0 mm.TIS.71 | KG. | 1.5 | 0
| 1010100004 | WIRE,STEEL STRANDED 50/7 sq.mm.TIS.404 | M. | 50 | 0
| 1010110200 | BOLT,MACHINE M.16x130 mm. | SET | 4 | 0
| 1010110202 | BOLT,MACHINE M.16x200 mm. | SET | 1 | 0
| 1010110204 | BOLT,MACHINE M.16x300 mm. | SET | 1 | 0
| 1010110205 | BOLT,MACHINE M.16x350 mm. | SET | 4 | 0
| 1010110401 | BOLT,MACHINE,HEXAGON,M.16x550 mm. | SET | 12 | 0
| 1010180100 | WASHER,PLAIN,SQUARE,LARGE 52x52x4.5 mm.HOLE DIA. 18 MM. TIS.258 | PCS. | 14 | 0
| 1010180201 | WASHER,SQUARE,CURVED 60x60x5 mm.HOLE DIA. 22 mm. | PCS. | 6 | 0
| 1010180301 | WASHER,LOCK,SPRING,SIZE 16 mm.,GENERAL PURPOSE,TIS.259 | PCS. | 5 | 0
| 1010200001 | BRACE,FLAT,FOR CROSSARM 30x6x760 mm. | PCS. | 2 | 2
| 1010220002 | ROD,GROUND,60x60x5 mm. 2 m.LONG | SET | 2 | 0
| 1010230000 | CLAMP,SINGLE U-BOLT,M.8 (WIRE ROPE CLIP) | SET | 19 | 0
| 1020050100 | CABLE,AERIAL,AL 33 kV. 1x50 sq.mm. | M. | 18 | 0
| 1020180001 | TAPE,ELECTRICAL,PVC.PLASTIC,OUTDOOR TYPE,ROLL SIZE 0.18X19X10,000 MM. TIS.386 | ROLL | 3 | 0
| 1020180003 | ELECTRICAL SPLICING TAPE,FOR H.T.AERIAL CABLE,SIZE 3/4"X30' | ROLL | 3 | 0
| 1020300102 | CONNECTOR,PARALLEL GROOVE,DOUBLE BOLT,AL,AL-ALLOY AND ACSR 25-95 SQ.MM. | PCS. | 3 | 0
| 1020330005 | HOTLINE BAIL-CLAMP,MAIN 35-70 SQ.MM. | EA | 3 | 0
| 1020330104 | HOTLINE CLAMP,MAIN35-185,TAP50-185SQ.MM. | EA | 3 | 0
| 1020420400 | PIN TERMINAL,FOR AL 50 SQ.MM. | EA | 3 | 0
| 1030000002 | INSULATOR,PIN TYPE,TYPE C (CLASS 56-3)TIS.279 | EACH | 6 | 6
| 1030100001 | PIN,INSULATOR,33 KV.SHANK 165 MM.LEAD HEAD 35 MM.(1 3/8") | EACH | 6 | 6
| 1040000106 | S.A., 30 kV.5kA.,WITHOUT BRACKET | EA | 3 | 3
| 1040010100 | CUT-OUT,FUSE,OPEN TYPE,SINGLE ISULATOR,DROPOUT 33 KV. 100 A. | SET | 3 | 3
| 1080040001 | CONDUIT,PVC,RIGID,DIA. 20x2500 mm.TIS.216 | EACH | 8 | 0
| 9090010026 | CONCRETE 1/3 (50 KG./SET) | SET | 1 | 0
| 9090011007 | WELDING POWDER, ST. WIRE 50 SQ.MM. TO GD | EA | 6 | 0
set40314 | TR.INST., 3-P, 33 KV. ON PLATFORM, X-ARM FOR SAC (12.20 M)(ASSEMBLY NO.3718A)
| 1000010012 | POLE,CONCRETE, 12.20 M. LONG | EACH | 1 | 1
| 1000110001 | CROSSARM,PRESTRESSED CONCRETE,SPUN,H.T. 100X100X2,500 MM. | PCS. | 1 | 1
| 1000210000 | BEAM,SPUN PRESTRESSED CONCRETE 100X100X3,200 MM. | PCS. | 2 | 2
| 1000210003 | BEAM, PRESTRESSED CONCRETE, 150 X 250 X 3,550 mm. | PCS. | 2 | 0
| 1010100000 | WIRE,STEEL SOLID DIA. 4.0 mm.TIS.71 | KG. | 1.5 | 0
| 1010100004 | WIRE,STEEL STRANDED 50/7 sq.mm.TIS.404 | M. | 50 | 0
| 1010110200 | BOLT,MACHINE M.16x130 mm. | SET | 4 | 0
| 1010110203 | BOLT,MACHINE M.16x250 mm. | SET | 1 | 0
| 1010110205 | BOLT,MACHINE M.16x350 mm. | SET | 5 | 0
| 1010110402 | BOLT,MACHINE,HEXAGON,M.16X600 MM. | SET | 12 | 0
| 1010180100 | WASHER,PLAIN,SQUARE,LARGE 52x52x4.5 mm.HOLE DIA. 18 MM. TIS.258 | PCS. | 14 | 0
| 1010180201 | WASHER,SQUARE,CURVED 60x60x5 mm.HOLE DIA. 22 mm. | PCS. | 6 | 0
| 1010180301 | WASHER,LOCK,SPRING,SIZE 16 mm.,GENERAL PURPOSE,TIS.259 | PCS. | 5 | 0
| 1010200001 | BRACE,FLAT,FOR CROSSARM 30x6x760 mm. | PCS. | 2 | 2
| 1010220002 | ROD,GROUND,60x60x5 mm. 2 m.LONG | SET | 2 | 0
| 1010230000 | CLAMP,SINGLE U-BOLT,M.8 (WIRE ROPE CLIP) | SET | 19 | 0
| 1020050100 | CABLE,AERIAL,AL 33 kV. 1x50 sq.mm. | M. | 18 | 0
| 1020180001 | TAPE,ELECTRICAL,PVC.PLASTIC,OUTDOOR TYPE,ROLL SIZE 0.18X19X10,000 MM. TIS.386 | ROLL | 3 | 0
| 1020180003 | ELECTRICAL SPLICING TAPE,FOR H.T.AERIAL CABLE,SIZE 3/4"X30' | ROLL | 3 | 0
| 1020300102 | CONNECTOR,PARALLEL GROOVE,DOUBLE BOLT,AL,AL-ALLOY AND ACSR 25-95 SQ.MM. | PCS. | 3 | 0
| 1020330005 | HOTLINE BAIL-CLAMP,MAIN 35-70 SQ.MM. | EA | 3 | 0
| 1020330104 | HOTLINE CLAMP,MAIN35-185,TAP50-185SQ.MM. | EA | 3 | 0
| 1020420400 | PIN TERMINAL,FOR AL 50 SQ.MM. | EA | 3 | 0
| 1030000002 | INSULATOR,PIN TYPE,TYPE C (CLASS 56-3)TIS.279 | EACH | 6 | 6
| 1030100001 | PIN,INSULATOR,33 KV.SHANK 165 MM.LEAD HEAD 35 MM.(1 3/8") | EACH | 6 | 6
| 1040000106 | S.A., 30 kV.5kA.,WITHOUT BRACKET | EA | 3 | 3
| 1040010100 | CUT-OUT,FUSE,OPEN TYPE,SINGLE ISULATOR,DROPOUT 33 KV. 100 A. | SET | 3 | 3
| 1080040001 | CONDUIT,PVC,RIGID,DIA. 20x2500 mm.TIS.216 | EACH | 8 | 0
| 9090010026 | CONCRETE 1/3 (50 KG./SET) | SET | 1 | 0
| 9090011007 | WELDING POWDER, ST. WIRE 50 SQ.MM. TO GD | EA | 6 | 0
set40315 | TR.INST., 3-P, 33 KV. ON PLATFORM, X-ARM FOR SAC (14.30 M)(ASSEMBLY NO.3718A)
| 1000010013 | POLE,CONCRETE, 14.30 M. LONG | EACH | 1 | 1
| 1000110001 | CROSSARM,PRESTRESSED CONCRETE,SPUN,H.T. 100X100X2,500 MM. | PCS. | 1 | 1
| 1000210000 | BEAM,SPUN PRESTRESSED CONCRETE 100X100X3,200 MM. | PCS. | 2 | 2
| 1000210003 | BEAM, PRESTRESSED CONCRETE, 150 X 250 X 3,550 mm. | PCS. | 2 | 0
| 1010100000 | WIRE,STEEL SOLID DIA. 4.0 mm.TIS.71 | KG. | 1.5 | 0
| 1010100004 | WIRE,STEEL STRANDED 50/7 sq.mm.TIS.404 | M. | 50 | 0
| 1010110200 | BOLT,MACHINE M.16x130 mm. | SET | 4 | 0
| 1010110203 | BOLT,MACHINE M.16x250 mm. | SET | 1 | 0
| 1010110205 | BOLT,MACHINE M.16x350 mm. | SET | 1 | 0
| 1010110206 | BOLT,MACHINE M.16x400 mm. | SET | 4 | 0
| 1010110402 | BOLT,MACHINE,HEXAGON,M.16X600 MM. | SET | 12 | 0
| 1010180100 | WASHER,PLAIN,SQUARE,LARGE 52x52x4.5 mm.HOLE DIA. 18 MM. TIS.258 | PCS. | 14 | 0
| 1010180201 | WASHER,SQUARE,CURVED 60x60x5 mm.HOLE DIA. 22 mm. | PCS. | 6 | 0
| 1010180301 | WASHER,LOCK,SPRING,SIZE 16 mm.,GENERAL PURPOSE,TIS.259 | PCS. | 5 | 0
| 1010200001 | BRACE,FLAT,FOR CROSSARM 30x6x760 mm. | PCS. | 2 | 2
| 1010220002 | ROD,GROUND,60x60x5 mm. 2 m.LONG | SET | 2 | 0
| 1010230000 | CLAMP,SINGLE U-BOLT,M.8 (WIRE ROPE CLIP) | SET | 19 | 0
| 1020050100 | CABLE,AERIAL,AL 33 kV. 1x50 sq.mm. | M. | 18 | 0
| 1020180001 | TAPE,ELECTRICAL,PVC.PLASTIC,OUTDOOR TYPE,ROLL SIZE 0.18X19X10,000 MM. TIS.386 | ROLL | 3 | 0
| 1020180003 | ELECTRICAL SPLICING TAPE,FOR H.T.AERIAL CABLE,SIZE 3/4"X30' | ROLL | 3 | 0
| 1020300102 | CONNECTOR,PARALLEL GROOVE,DOUBLE BOLT,AL,AL-ALLOY AND ACSR 25-95 SQ.MM. | PCS. | 3 | 0
| 1020330005 | HOTLINE BAIL-CLAMP,MAIN 35-70 SQ.MM. | EA | 3 | 0
| 1020330104 | HOTLINE CLAMP,MAIN35-185,TAP50-185SQ.MM. | EA | 3 | 0
| 1020420400 | PIN TERMINAL,FOR AL 50 SQ.MM. | EA | 3 | 0
| 1030000002 | INSULATOR,PIN TYPE,TYPE C (CLASS 56-3)TIS.279 | EACH | 6 | 6
| 1030100001 | PIN,INSULATOR,33 KV.SHANK 165 MM.LEAD HEAD 35 MM.(1 3/8") | EACH | 6 | 6
| 1040000106 | S.A., 30 kV.5kA.,WITHOUT BRACKET | EA | 3 | 3
| 1040010100 | CUT-OUT,FUSE,OPEN TYPE,SINGLE ISULATOR,DROPOUT 33 KV. 100 A. | SET | 3 | 3
| 1080040001 | CONDUIT,PVC,RIGID,DIA. 20x2500 mm.TIS.216 | EACH | 8 | 0
| 9090010026 | CONCRETE 1/3 (50 KG./SET) | SET | 1 | 0
| 9090011007 | WELDING POWDER, ST. WIRE 50 SQ.MM. TO GD | EA | 6 | 0
set40321 | TR.INST., 3-P, 33 KV. ON PLATFORM, A-ARM.(ASSEMBLY NO.3705)
| 1000010004 | POLE,CONCRETE, 12 M.LONG | EACH | 1 | 1
| 1000110002 | CROSSARM,PRESTRESSED CONCRETE,SPUN,H.T. 120X120X3,000 MM. | PCS. | 1 | 1
| 1000210000 | BEAM,SPUN PRESTRESSED CONCRETE 100X100X3,200 MM. | PCS. | 2 | 2
| 1000210003 | BEAM, PRESTRESSED CONCRETE, 150 X 250 X 3,550 mm. | PCS. | 2 | 0
| 1010100000 | WIRE,STEEL SOLID DIA. 4.0 mm.TIS.71 | KG. | 1.5 | 0
| 1010100004 | WIRE,STEEL STRANDED 50/7 sq.mm.TIS.404 | M. | 50 | 0
| 1010110201 | BOLT,MACHINE M.16x170 mm. | SET | 1 | 0
| 1010110203 | BOLT,MACHINE M.16x250 mm. | SET | 1 | 0
| 1010110205 | BOLT,MACHINE M.16x350 mm. | SET | 5 | 0
| 1010110401 | BOLT,MACHINE,HEXAGON,M.16x550 mm. | SET | 12 | 0
| 1010180100 | WASHER,PLAIN,SQUARE,LARGE 52x52x4.5 mm.HOLE DIA. 18 MM. TIS.258 | PCS. | 14 | 0
| 1010180201 | WASHER,SQUARE,CURVED 60x60x5 mm.HOLE DIA. 22 mm. | PCS. | 6 | 0
| 1010180301 | WASHER,LOCK,SPRING,SIZE 16 mm.,GENERAL PURPOSE,TIS.259 | PCS. | 5 | 0
| 1010200005 | BRACE,ALLEY ARM 50x50x6 mm. 2,350 mm.LONG | PCS. | 1 | 1
| 1010220002 | ROD,GROUND,60x60x5 mm. 2 m.LONG | SET | 2 | 0
| 1010230000 | CLAMP,SINGLE U-BOLT,M.8 (WIRE ROPE CLIP) | SET | 19 | 0
| 1020050100 | CABLE,AERIAL,AL 33 kV. 1x50 sq.mm. | M. | 18 | 0
| 1020180001 | TAPE,ELECTRICAL,PVC.PLASTIC,OUTDOOR TYPE,ROLL SIZE 0.18X19X10,000 MM. TIS.386 | ROLL | 3 | 0
| 1020180003 | ELECTRICAL SPLICING TAPE,FOR H.T.AERIAL CABLE,SIZE 3/4"X30' | ROLL | 3 | 0
| 1020300102 | CONNECTOR,PARALLEL GROOVE,DOUBLE BOLT,AL,AL-ALLOY AND ACSR 25-95 SQ.MM. | PCS. | 3 | 0
| 1020330005 | HOTLINE BAIL-CLAMP,MAIN 35-70 SQ.MM. | EA | 3 | 0
| 1020330104 | HOTLINE CLAMP,MAIN35-185,TAP50-185SQ.MM. | EA | 3 | 0
| 1020420400 | PIN TERMINAL,FOR AL 50 SQ.MM. | EA | 3 | 0
| 1030000002 | INSULATOR,PIN TYPE,TYPE C (CLASS 56-3)TIS.279 | EACH | 6 | 6
| 1030100001 | PIN,INSULATOR,33 KV.SHANK 165 MM.LEAD HEAD 35 MM.(1 3/8") | EACH | 6 | 6
| 1040000106 | S.A., 30 kV.5kA.,WITHOUT BRACKET | EA | 3 | 3
| 1040010100 | CUT-OUT,FUSE,OPEN TYPE,SINGLE ISULATOR,DROPOUT 33 KV. 100 A. | SET | 3 | 3
| 1080040001 | CONDUIT,PVC,RIGID,DIA. 20x2500 mm.TIS.216 | EACH | 8 | 0
| 9090010026 | CONCRETE 1/3 (50 KG./SET) | SET | 1 | 0
| 9090011007 | WELDING POWDER, ST. WIRE 50 SQ.MM. TO GD | EA | 6 | 0
set40322 | TR.INST., 3-P, 33 KV. ON PLATFORM, A-ARM FOR SAC (12 M)(ASSEMBLY NO.3718A)
| 1000010004 | POLE,CONCRETE, 12 M.LONG | EACH | 1 | 1
| 1000110001 | CROSSARM,PRESTRESSED CONCRETE,SPUN,H.T. 100X100X2,500 MM. | PCS. | 1 | 1
| 1000210000 | BEAM,SPUN PRESTRESSED CONCRETE 100X100X3,200 MM. | PCS. | 2 | 2
| 1000210003 | BEAM, PRESTRESSED CONCRETE, 150 X 250 X 3,550 mm. | PCS. | 2 | 0
| 1010100000 | WIRE,STEEL SOLID DIA. 4.0 mm.TIS.71 | KG. | 1.5 | 0
| 1010100004 | WIRE,STEEL STRANDED 50/7 sq.mm.TIS.404 | M. | 50 | 0
| 1010110200 | BOLT,MACHINE M.16x130 mm. | SET | 1 | 0
| 1010110203 | BOLT,MACHINE M.16x250 mm. | SET | 2 | 0
| 1010110204 | BOLT,MACHINE M.16x300 mm. | SET | 1 | 0
| 1010110205 | BOLT,MACHINE M.16x350 mm. | SET | 4 | 0
| 1010110401 | BOLT,MACHINE,HEXAGON,M.16x550 mm. | SET | 12 | 0
| 1010180100 | WASHER,PLAIN,SQUARE,LARGE 52x52x4.5 mm.HOLE DIA. 18 MM. TIS.258 | PCS. | 14 | 0
| 1010180201 | WASHER,SQUARE,CURVED 60x60x5 mm.HOLE DIA. 22 mm. | PCS. | 6 | 0
| 1010180301 | WASHER,LOCK,SPRING,SIZE 16 mm.,GENERAL PURPOSE,TIS.259 | PCS. | 5 | 0
| 1010200004 | BRACE,ALLEY ARM 40x40x5 mm. 2,120 mm.LONG | PCS. | 1 | 1
| 1010220002 | ROD,GROUND,60x60x5 mm. 2 m.LONG | SET | 2 | 0
| 1010230000 | CLAMP,SINGLE U-BOLT,M.8 (WIRE ROPE CLIP) | SET | 19 | 0
| 1020050100 | CABLE,AERIAL,AL 33 kV. 1x50 sq.mm. | M. | 18 | 0
| 1020180001 | TAPE,ELECTRICAL,PVC.PLASTIC,OUTDOOR TYPE,ROLL SIZE 0.18X19X10,000 MM. TIS.386 | ROLL | 3 | 0
| 1020180003 | ELECTRICAL SPLICING TAPE,FOR H.T.AERIAL CABLE,SIZE 3/4"X30' | ROLL | 3 | 0
| 1020300102 | CONNECTOR,PARALLEL GROOVE,DOUBLE BOLT,AL,AL-ALLOY AND ACSR 25-95 SQ.MM. | PCS. | 3 | 0
| 1020330005 | HOTLINE BAIL-CLAMP,MAIN 35-70 SQ.MM. | EA | 3 | 0
| 1020330104 | HOTLINE CLAMP,MAIN35-185,TAP50-185SQ.MM. | EA | 3 | 0
| 1020420400 | PIN TERMINAL,FOR AL 50 SQ.MM. | EA | 3 | 0
| 1020440102 | CLAMP,GUY,TRIPLE BOLT | SET | 1 | 0
| 1030000002 | INSULATOR,PIN TYPE,TYPE C (CLASS 56-3)TIS.279 | EACH | 6 | 6
| 1030100001 | PIN,INSULATOR,33 KV.SHANK 165 MM.LEAD HEAD 35 MM.(1 3/8") | EACH | 6 | 6
| 1040000106 | S.A., 30 kV.5kA.,WITHOUT BRACKET | EA | 3 | 3
| 1040010100 | CUT-OUT,FUSE,OPEN TYPE,SINGLE ISULATOR,DROPOUT 33 KV. 100 A. | SET | 3 | 3
| 1080040001 | CONDUIT,PVC,RIGID,DIA. 20x2500 mm.TIS.216 | EACH | 8 | 0
| 9090010026 | CONCRETE 1/3 (50 KG./SET) | SET | 1 | 0
| 9090011007 | WELDING POWDER, ST. WIRE 50 SQ.MM. TO GD | EA | 6 | 0
set40323 | TR.INST., 3-P, 33 KV. ON PLATFORM, A-ARM FOR SAC (12.20 M)(ASSEMBLY NO.3718A)
| 1000010012 | POLE,CONCRETE, 12.20 M. LONG | EACH | 1 | 1
| 1000110001 | CROSSARM,PRESTRESSED CONCRETE,SPUN,H.T. 100X100X2,500 MM. | PCS. | 1 | 1
| 1000210000 | BEAM,SPUN PRESTRESSED CONCRETE 100X100X3,200 MM. | PCS. | 2 | 2
| 1000210003 | BEAM, PRESTRESSED CONCRETE, 150 X 250 X 3,550 mm. | PCS. | 2 | 0
| 1010100000 | WIRE,STEEL SOLID DIA. 4.0 mm.TIS.71 | KG. | 1.5 | 0
| 1010100004 | WIRE,STEEL STRANDED 50/7 sq.mm.TIS.404 | M. | 50 | 0
| 1010110200 | BOLT,MACHINE M.16x130 mm. | SET | 1 | 0
| 1010110203 | BOLT,MACHINE M.16x250 mm. | SET | 1 | 0
| 1010110204 | BOLT,MACHINE M.16x300 mm. | SET | 2 | 0
| 1010110205 | BOLT,MACHINE M.16x350 mm. | SET | 4 | 0
| 1010110402 | BOLT,MACHINE,HEXAGON,M.16X600 MM. | SET | 12 | 0
| 1010180100 | WASHER,PLAIN,SQUARE,LARGE 52x52x4.5 mm.HOLE DIA. 18 MM. TIS.258 | PCS. | 14 | 0
| 1010180201 | WASHER,SQUARE,CURVED 60x60x5 mm.HOLE DIA. 22 mm. | PCS. | 6 | 0
| 1010180301 | WASHER,LOCK,SPRING,SIZE 16 mm.,GENERAL PURPOSE,TIS.259 | PCS. | 5 | 0
| 1010200004 | BRACE,ALLEY ARM 40x40x5 mm. 2,120 mm.LONG | PCS. | 1 | 1
| 1010220002 | ROD,GROUND,60x60x5 mm. 2 m.LONG | SET | 2 | 0
| 1010230000 | CLAMP,SINGLE U-BOLT,M.8 (WIRE ROPE CLIP) | SET | 19 | 0
| 1020050100 | CABLE,AERIAL,AL 33 kV. 1x50 sq.mm. | M. | 18 | 0
| 1020180001 | TAPE,ELECTRICAL,PVC.PLASTIC,OUTDOOR TYPE,ROLL SIZE 0.18X19X10,000 MM. TIS.386 | ROLL | 3 | 0
| 1020180003 | ELECTRICAL SPLICING TAPE,FOR H.T.AERIAL CABLE,SIZE 3/4"X30' | ROLL | 3 | 0
| 1020300102 | CONNECTOR,PARALLEL GROOVE,DOUBLE BOLT,AL,AL-ALLOY AND ACSR 25-95 SQ.MM. | PCS. | 3 | 0
| 1020330005 | HOTLINE BAIL-CLAMP,MAIN 35-70 SQ.MM. | EA | 3 | 0
| 1020330104 | HOTLINE CLAMP,MAIN35-185,TAP50-185SQ.MM. | EA | 3 | 0
| 1020420400 | PIN TERMINAL,FOR AL 50 SQ.MM. | EA | 3 | 0
| 1020440102 | CLAMP,GUY,TRIPLE BOLT | SET | 1 | 0
| 1030000002 | INSULATOR,PIN TYPE,TYPE C (CLASS 56-3)TIS.279 | EACH | 6 | 6
| 1030100001 | PIN,INSULATOR,33 KV.SHANK 165 MM.LEAD HEAD 35 MM.(1 3/8") | EACH | 6 | 6
| 1040000106 | S.A., 30 kV.5kA.,WITHOUT BRACKET | EA | 3 | 3
| 1040010100 | CUT-OUT,FUSE,OPEN TYPE,SINGLE ISULATOR,DROPOUT 33 KV. 100 A. | SET | 3 | 3
| 1080040001 | CONDUIT,PVC,RIGID,DIA. 20x2500 mm.TIS.216 | EACH | 8 | 0
| 9090010026 | CONCRETE 1/3 (50 KG./SET) | SET | 1 | 0
| 9090011007 | WELDING POWDER, ST. WIRE 50 SQ.MM. TO GD | EA | 6 | 0
set40324 | TR.INST., 3-P, 33 KV. ON PLATFORM, A-ARM FOR SAC (14.30 M)(ASSEMBLY NO.3718A)
| 1000010013 | POLE,CONCRETE, 14.30 M. LONG | EACH | 1 | 1
| 1000110001 | CROSSARM,PRESTRESSED CONCRETE,SPUN,H.T. 100X100X2,500 MM. | PCS. | 1 | 1
| 1000210000 | BEAM,SPUN PRESTRESSED CONCRETE 100X100X3,200 MM. | PCS. | 2 | 2
| 1000210003 | BEAM, PRESTRESSED CONCRETE, 150 X 250 X 3,550 mm. | PCS. | 2 | 0
| 1010100000 | WIRE,STEEL SOLID DIA. 4.0 mm.TIS.71 | KG. | 1.5 | 0
| 1010100004 | WIRE,STEEL STRANDED 50/7 sq.mm.TIS.404 | M. | 50 | 0
| 1010110200 | BOLT,MACHINE M.16x130 mm. | SET | 1 | 0
| 1010110203 | BOLT,MACHINE M.16x250 mm. | SET | 1 | 0
| 1010110204 | BOLT,MACHINE M.16x300 mm. | SET | 1 | 0
| 1010110205 | BOLT,MACHINE M.16x350 mm. | SET | 1 | 0
| 1010110206 | BOLT,MACHINE M.16x400 mm. | SET | 4 | 0
| 1010110402 | BOLT,MACHINE,HEXAGON,M.16X600 MM. | SET | 12 | 0
| 1010180100 | WASHER,PLAIN,SQUARE,LARGE 52x52x4.5 mm.HOLE DIA. 18 MM. TIS.258 | PCS. | 14 | 0
| 1010180201 | WASHER,SQUARE,CURVED 60x60x5 mm.HOLE DIA. 22 mm. | PCS. | 6 | 0
| 1010180301 | WASHER,LOCK,SPRING,SIZE 16 mm.,GENERAL PURPOSE,TIS.259 | PCS. | 5 | 0
| 1010200004 | BRACE,ALLEY ARM 40x40x5 mm. 2,120 mm.LONG | PCS. | 1 | 1
| 1010220002 | ROD,GROUND,60x60x5 mm. 2 m.LONG | SET | 2 | 0
| 1010230000 | CLAMP,SINGLE U-BOLT,M.8 (WIRE ROPE CLIP) | SET | 19 | 0
| 1020050100 | CABLE,AERIAL,AL 33 kV. 1x50 sq.mm. | M. | 18 | 0
| 1020180001 | TAPE,ELECTRICAL,PVC.PLASTIC,OUTDOOR TYPE,ROLL SIZE 0.18X19X10,000 MM. TIS.386 | ROLL | 3 | 0
| 1020180003 | ELECTRICAL SPLICING TAPE,FOR H.T.AERIAL CABLE,SIZE 3/4"X30' | ROLL | 3 | 0
| 1020300102 | CONNECTOR,PARALLEL GROOVE,DOUBLE BOLT,AL,AL-ALLOY AND ACSR 25-95 SQ.MM. | PCS. | 3 | 0
| 1020330005 | HOTLINE BAIL-CLAMP,MAIN 35-70 SQ.MM. | EA | 3 | 0
| 1020330104 | HOTLINE CLAMP,MAIN35-185,TAP50-185SQ.MM. | EA | 3 | 0
| 1020420400 | PIN TERMINAL,FOR AL 50 SQ.MM. | EA | 3 | 0
| 1020440102 | CLAMP,GUY,TRIPLE BOLT | SET | 1 | 0
| 1030000002 | INSULATOR,PIN TYPE,TYPE C (CLASS 56-3)TIS.279 | EACH | 6 | 6
| 1030100001 | PIN,INSULATOR,33 KV.SHANK 165 MM.LEAD HEAD 35 MM.(1 3/8") | EACH | 6 | 6
| 1040000106 | S.A., 30 kV.5kA.,WITHOUT BRACKET | EA | 3 | 3
| 1040010100 | CUT-OUT,FUSE,OPEN TYPE,SINGLE ISULATOR,DROPOUT 33 KV. 100 A. | SET | 3 | 3
| 1080040001 | CONDUIT,PVC,RIGID,DIA. 20x2500 mm.TIS.216 | EACH | 8 | 0
| 9090010026 | CONCRETE 1/3 (50 KG./SET) | SET | 1 | 0
| 9090011007 | WELDING POWDER, ST. WIRE 50 SQ.MM. TO GD | EA | 6 | 0
set40331 | TR.INST., 3-P, 33 KV. ON PLATFORM, TRANSVERSE LINE(ASSEMBLY NO.3718A)
| 1000010004 | POLE,CONCRETE, 12 M.LONG | EACH | 1 | 1
| 1000210000 | BEAM,SPUN PRESTRESSED CONCRETE 100X100X3,200 MM. | PCS. | 4 | 4
| 1000210003 | BEAM, PRESTRESSED CONCRETE, 150 X 250 X 3,550 mm. | PCS. | 2 | 0
| 1010000100 | STEEL CHANNEL, 100x50x5 mm. 2,250 MM.LONG | PCS | 1 | 1
| 1010100000 | WIRE,STEEL SOLID DIA. 4.0 mm.TIS.71 | KG. | 0.55 | 0
| 1010100004 | WIRE,STEEL STRANDED 50/7 sq.mm.TIS.404 | M. | 50 | 0
| 1010110203 | BOLT,MACHINE M.16x250 mm. | SET | 2 | 0
| 1010110205 | BOLT,MACHINE M.16x350 mm. | SET | 4 | 0
| 1010110207 | BOLT,MACHINE M.16x450 mm. | SET | 2 | 0
| 1010110401 | BOLT,MACHINE,HEXAGON,M.16x550 mm. | SET | 12 | 0
| 1010130001 | BOLT,DOUBLE ARMING,ROUND EYE M.16x450 mm. | SET | 3 | 0
| 1010140001 | BOLT, ROUNG EYE M 16X200 MM. | SET | 1 | 0
| 1010180100 | WASHER,PLAIN,SQUARE,LARGE 52x52x4.5 mm.HOLE DIA. 18 MM. TIS.258 | PCS. | 24 | 0
| 1010180201 | WASHER,SQUARE,CURVED 60x60x5 mm.HOLE DIA. 22 mm. | PCS. | 3 | 0
| 1010180301 | WASHER,LOCK,SPRING,SIZE 16 mm.,GENERAL PURPOSE,TIS.259 | PCS. | 6 | 0
| 1010210304 | THIMBLE,GUY,FOR STEEL WIRE 50-95 sq.mm. | PCS. | 1 | 0
| 1010220002 | ROD,GROUND,60x60x5 mm. 2 m.LONG | SET | 2 | 0
| 1010230000 | CLAMP,SINGLE U-BOLT,M.8 (WIRE ROPE CLIP) | SET | 14 | 0
| 1020050100 | CABLE,AERIAL,AL 33 kV. 1x50 sq.mm. | M. | 18 | 0
| 1020180001 | TAPE,ELECTRICAL,PVC.PLASTIC,OUTDOOR TYPE,ROLL SIZE 0.18X19X10,000 MM. TIS.386 | ROLL | 3 | 0
| 1020180003 | ELECTRICAL SPLICING TAPE,FOR H.T.AERIAL CABLE,SIZE 3/4"X30' | ROLL | 3 | 0
| 1020300102 | CONNECTOR,PARALLEL GROOVE,DOUBLE BOLT,AL,AL-ALLOY AND ACSR 25-95 SQ.MM. | PCS. | 6 | 0
| 1020330005 | HOTLINE BAIL-CLAMP,MAIN 35-70 SQ.MM. | EA | 3 | 0
| 1020330104 | HOTLINE CLAMP,MAIN35-185,TAP50-185SQ.MM. | EA | 3 | 0
| 1020420400 | PIN TERMINAL,FOR AL 50 SQ.MM. | EA | 3 | 0
| 1030000002 | INSULATOR,PIN TYPE,TYPE C (CLASS 56-3)TIS.279 | EACH | 3 | 3
| 1030100001 | PIN,INSULATOR,33 KV.SHANK 165 MM.LEAD HEAD 35 MM.(1 3/8") | EACH | 3 | 3
| 1040000106 | S.A., 30 kV.5kA.,WITHOUT BRACKET | EA | 3 | 3
| 1040010100 | CUT-OUT,FUSE,OPEN TYPE,SINGLE ISULATOR,DROPOUT 33 KV. 100 A. | SET | 3 | 3
| 1080040001 | CONDUIT,PVC,RIGID,DIA. 20x2500 mm.TIS.216 | EACH | 8 | 0
| 9090010026 | CONCRETE 1/3 (50 KG./SET) | SET | 1 | 0
| 9090011007 | WELDING POWDER, ST. WIRE 50 SQ.MM. TO GD | EA | 6 | 0
set40341 | TR.INST., 3-P, 33 KV. ON PLATFORM, X-ARM AT DEAD END(ASSEMBLY NO.3718A)
| 1000010004 | POLE,CONCRETE, 12 M.LONG | EACH | 1 | 1
| 1000110002 | CROSSARM,PRESTRESSED CONCRETE,SPUN,H.T. 120X120X3,000 MM. | PCS. | 1 | 1
| 1000210000 | BEAM,SPUN PRESTRESSED CONCRETE 100X100X3,200 MM. | PCS. | 2 | 2
| 1000210003 | BEAM, PRESTRESSED CONCRETE, 150 X 250 X 3,550 mm. | PCS. | 2 | 0
| 1010100000 | WIRE,STEEL SOLID DIA. 4.0 mm.TIS.71 | KG. | 0.85 | 0
| 1010100004 | WIRE,STEEL STRANDED 50/7 sq.mm.TIS.404 | M. | 50 | 0
| 1010110201 | BOLT,MACHINE M.16x170 mm. | SET | 2 | 0
| 1010110202 | BOLT,MACHINE M.16x200 mm. | SET | 1 | 0
| 1010110204 | BOLT,MACHINE M.16x300 mm. | SET | 1 | 0
| 1010110205 | BOLT,MACHINE M.16x350 mm. | SET | 4 | 0
| 1010110401 | BOLT,MACHINE,HEXAGON,M.16x550 mm. | SET | 12 | 0
| 1010180100 | WASHER,PLAIN,SQUARE,LARGE 52x52x4.5 mm.HOLE DIA. 18 MM. TIS.258 | PCS. | 13 | 0
| 1010180201 | WASHER,SQUARE,CURVED 60x60x5 mm.HOLE DIA. 22 mm. | PCS. | 6 | 0
| 1010180301 | WASHER,LOCK,SPRING,SIZE 16 mm.,GENERAL PURPOSE,TIS.259 | PCS. | 5 | 0
| 1010200002 | BRACE,FLAT,FOR CROSSARM 40x6x1,000 mm. | PCS. | 2 | 2
| 1010220002 | ROD,GROUND,60x60x5 mm. 2 m.LONG | SET | 2 | 0
| 1010230000 | CLAMP,SINGLE U-BOLT,M.8 (WIRE ROPE CLIP) | SET | 14 | 0
| 1020050100 | CABLE,AERIAL,AL 33 kV. 1x50 sq.mm. | M. | 18 | 0
| 1020180001 | TAPE,ELECTRICAL,PVC.PLASTIC,OUTDOOR TYPE,ROLL SIZE 0.18X19X10,000 MM. TIS.386 | ROLL | 3 | 0
| 1020180003 | ELECTRICAL SPLICING TAPE,FOR H.T.AERIAL CABLE,SIZE 3/4"X30' | ROLL | 3 | 0
| 1020300102 | CONNECTOR,PARALLEL GROOVE,DOUBLE BOLT,AL,AL-ALLOY AND ACSR 25-95 SQ.MM. | PCS. | 3 | 0
| 1020330005 | HOTLINE BAIL-CLAMP,MAIN 35-70 SQ.MM. | EA | 3 | 0
| 1020330104 | HOTLINE CLAMP,MAIN35-185,TAP50-185SQ.MM. | EA | 3 | 0
| 1020420400 | PIN TERMINAL,FOR AL 50 SQ.MM. | EA | 3 | 0
| 1030000002 | INSULATOR,PIN TYPE,TYPE C (CLASS 56-3)TIS.279 | EACH | 6 | 6
| 1030100001 | PIN,INSULATOR,33 KV.SHANK 165 MM.LEAD HEAD 35 MM.(1 3/8") | EACH | 6 | 6
| 1040000106 | S.A., 30 kV.5kA.,WITHOUT BRACKET | EA | 3 | 3
| 1040010100 | CUT-OUT,FUSE,OPEN TYPE,SINGLE ISULATOR,DROPOUT 33 KV. 100 A. | SET | 3 | 3
| 1080040001 | CONDUIT,PVC,RIGID,DIA. 20x2500 mm.TIS.216 | EACH | 8 | 0
| 9090010026 | CONCRETE 1/3 (50 KG./SET) | SET | 1 | 0
| 9090011007 | WELDING POWDER, ST. WIRE 50 SQ.MM. TO GD | EA | 6 | 0
set40342 | TR.INST., 3-P, 33 KV. ON PLATFORM, METER TRANSVERSE LINE(ASSEMBLY NO.3718A)
| 1000010004 | POLE,CONCRETE, 12 M.LONG | EACH | 1 | 1
| 1000110002 | CROSSARM,PRESTRESSED CONCRETE,SPUN,H.T. 120X120X3,000 MM. | PCS. | 2 | 2
| 1000210000 | BEAM,SPUN PRESTRESSED CONCRETE 100X100X3,200 MM. | PCS. | 2 | 2
| 1000210003 | BEAM, PRESTRESSED CONCRETE, 150 X 250 X 3,550 mm. | PCS. | 2 | 0
| 1010100004 | WIRE,STEEL STRANDED 50/7 sq.mm.TIS.404 | M. | 45 | 0
| 1010110201 | BOLT,MACHINE M.16x170 mm. | SET | 4 | 0
| 1010110203 | BOLT,MACHINE M.16x250 mm. | SET | 2 | 0
| 1010110205 | BOLT,MACHINE M.16x350 mm. | SET | 2 | 0
| 1010110401 | BOLT,MACHINE,HEXAGON,M.16x550 mm. | SET | 12 | 0
| 1010130001 | BOLT,DOUBLE ARMING,ROUND EYE M.16x450 mm. | SET | 2 | 0
| 1010140001 | BOLT, ROUNG EYE M 16X200 MM. | SET | 5 | 0
| 1010180001 | NUT,EYE M.16 DIN 582 | PCS | 1 | 0
| 1010180100 | WASHER,PLAIN,SQUARE,LARGE 52x52x4.5 mm.HOLE DIA. 18 MM. TIS.258 | PCS. | 30 | 0
| 1010180201 | WASHER,SQUARE,CURVED 60x60x5 mm.HOLE DIA. 22 mm. | PCS. | 3 | 0
| 1010180301 | WASHER,LOCK,SPRING,SIZE 16 mm.,GENERAL PURPOSE,TIS.259 | PCS. | 2 | 0
| 1010200001 | BRACE,FLAT,FOR CROSSARM 30x6x760 mm. | PCS. | 4 | 4
| 1010210304 | THIMBLE,GUY,FOR STEEL WIRE 50-95 sq.mm. | PCS. | 1 | 0
| 1010220002 | ROD,GROUND,60x60x5 mm. 2 m.LONG | SET | 2 | 0
| 1010230000 | CLAMP,SINGLE U-BOLT,M.8 (WIRE ROPE CLIP) | SET | 18 | 0
| 1020050100 | CABLE,AERIAL,AL 33 kV. 1x50 sq.mm. | M. | 21 | 0
| 1020180001 | TAPE,ELECTRICAL,PVC.PLASTIC,OUTDOOR TYPE,ROLL SIZE 0.18X19X10,000 MM. TIS.386 | ROLL | 3 | 0
| 1020180003 | ELECTRICAL SPLICING TAPE,FOR H.T.AERIAL CABLE,SIZE 3/4"X30' | ROLL | 3 | 0
| 1020250221 | PREFORMED DEAD END,FOR AL PARTIALLY INSULATED CONDUCTOR 33 KV.185 SQ.MM.& AERIAL CABLE 22 KV.95 SQ.MM.33 KV. | SET | 6 | 0
| 1020300102 | CONNECTOR,PARALLEL GROOVE,DOUBLE BOLT,AL,AL-ALLOY AND ACSR 25-95 SQ.MM. | PCS. | 9 | 0
| 1020420400 | PIN TERMINAL,FOR AL 50 SQ.MM. | EA | 3 | 0
| 1030000002 | INSULATOR,PIN TYPE,TYPE C (CLASS 56-3)TIS.279 | EACH | 3 | 3
| 1030020002 | INSULATOR,SUSPENSION TYPE D (CLASS 52-4)TIS.354 | PCS. | 18 | 18
| 1030100001 | PIN,INSULATOR,33 KV.SHANK 165 MM.LEAD HEAD 35 MM.(1 3/8") | EACH | 3 | 3
| 1030140011 | CLEVIS,THIMBLE,FOR PREFORMED DEAD-END | EACH | 6 | 0
| 1040000106 | S.A., 30 kV.5kA.,WITHOUT BRACKET | EA | 3 | 3
| 1040010100 | CUT-OUT,FUSE,OPEN TYPE,SINGLE ISULATOR,DROPOUT 33 KV. 100 A. | SET | 3 | 3
| 1080040001 | CONDUIT,PVC,RIGID,DIA. 20x2500 mm.TIS.216 | EACH | 8 | 0
| 9090011007 | WELDING POWDER, ST. WIRE 50 SQ.MM. TO GD | EA | 6 | 0
set40343 | TR.INST., 3-P, 33 KV. ON PLATFORM, NOT EXCEED 1,500 kVA (<4,500 kg)(ASSEMBLY NO.3717)
| 1000110002 | CROSSARM,PRESTRESSED CONCRETE,SPUN,H.T. 120X120X3,000 MM. | PCS. | 1 | 1
| 1000210004 | BEAM,PRESTRESSED CONCRETE,150X300X4,600 MM. | PCS. | 2 | 0
| 1010000103 | STEEL CHANNEL,100X50X5 MM.4,200 MM.LONG | PCS | 2 | 2
| 1010060013 | STEEL SUPPORT,FOR CONCRETE PLATFORM,ACCORDING TO DWG.SA2-015/42006 | EACH | 4 | 4
| 1010100000 | WIRE,STEEL SOLID DIA. 4.0 mm.TIS.71 | KG. | 0.4 | 0
| 1010100004 | WIRE,STEEL STRANDED 50/7 sq.mm.TIS.404 | M. | 30 | 0
| 1010110201 | BOLT,MACHINE M.16x170 mm. | SET | 2 | 0
| 1010110202 | BOLT,MACHINE M.16x200 mm. | SET | 1 | 0
| 1010110204 | BOLT,MACHINE M.16x300 mm. | SET | 3 | 0
| 1010110205 | BOLT,MACHINE M.16x350 mm. | SET | 6 | 0
| 1010110401 | BOLT,MACHINE,HEXAGON,M.16x550 mm. | SET | 8 | 0
| 1010180100 | WASHER,PLAIN,SQUARE,LARGE 52x52x4.5 mm.HOLE DIA. 18 MM. TIS.258 | PCS. | 13 | 0
| 1010180201 | WASHER,SQUARE,CURVED 60x60x5 mm.HOLE DIA. 22 mm. | PCS. | 3 | 0
| 1010180301 | WASHER,LOCK,SPRING,SIZE 16 mm.,GENERAL PURPOSE,TIS.259 | PCS. | 5 | 0
| 1010200002 | BRACE,FLAT,FOR CROSSARM 40x6x1,000 mm. | PCS. | 2 | 2
| 1010220002 | ROD,GROUND,60x60x5 mm. 2 m.LONG | SET | 2 | 0
| 1010230000 | CLAMP,SINGLE U-BOLT,M.8 (WIRE ROPE CLIP) | SET | 15 | 0
| 1020050100 | CABLE,AERIAL,AL 33 kV. 1x50 sq.mm. | M. | 18 | 0
| 1020180001 | TAPE,ELECTRICAL,PVC.PLASTIC,OUTDOOR TYPE,ROLL SIZE 0.18X19X10,000 MM. TIS.386 | ROLL | 3 | 0
| 1020180003 | ELECTRICAL SPLICING TAPE,FOR H.T.AERIAL CABLE,SIZE 3/4"X30' | ROLL | 3 | 0
| 1020300102 | CONNECTOR,PARALLEL GROOVE,DOUBLE BOLT,AL,AL-ALLOY AND ACSR 25-95 SQ.MM. | PCS. | 3 | 0
| 1020330005 | HOTLINE BAIL-CLAMP,MAIN 35-70 SQ.MM. | EA | 3 | 0
| 1020330104 | HOTLINE CLAMP,MAIN35-185,TAP50-185SQ.MM. | EA | 3 | 0
| 1020420400 | PIN TERMINAL,FOR AL 50 SQ.MM. | EA | 3 | 0
| 1030000002 | INSULATOR,PIN TYPE,TYPE C (CLASS 56-3)TIS.279 | EACH | 6 | 6
| 1030100001 | PIN,INSULATOR,33 KV.SHANK 165 MM.LEAD HEAD 35 MM.(1 3/8") | EACH | 6 | 6
| 1040000106 | S.A., 30 kV.5kA.,WITHOUT BRACKET | EA | 3 | 3
| 1040010100 | CUT-OUT,FUSE,OPEN TYPE,SINGLE ISULATOR,DROPOUT 33 KV. 100 A. | SET | 3 | 3
| 1080040001 | CONDUIT,PVC,RIGID,DIA. 20x2500 mm.TIS.216 | EACH | 4 | 0
| 9090010026 | CONCRETE 1/3 (50 KG./SET) | SET | 1 | 0
| 9090011007 | WELDING POWDER, ST. WIRE 50 SQ.MM. TO GD | EA | 6 | 0
set40344 | TR.INST., 3-P, 33 KV. ON PLATFORM, X-ARM AT DEAD END FOR SAC (12 M)(ASSEMBLY NO.3718A)
| 1000010004 | POLE,CONCRETE, 12 M.LONG | EACH | 1 | 1
| 1000110001 | CROSSARM,PRESTRESSED CONCRETE,SPUN,H.T. 100X100X2,500 MM. | PCS. | 1 | 1
| 1000210000 | BEAM,SPUN PRESTRESSED CONCRETE 100X100X3,200 MM. | PCS. | 2 | 2
| 1000210003 | BEAM, PRESTRESSED CONCRETE, 150 X 250 X 3,550 mm. | PCS. | 2 | 0
| 1010100000 | WIRE,STEEL SOLID DIA. 4.0 mm.TIS.71 | KG. | 0.85 | 0
| 1010100004 | WIRE,STEEL STRANDED 50/7 sq.mm.TIS.404 | M. | 50 | 0
| 1010110200 | BOLT,MACHINE M.16x130 mm. | SET | 2 | 0
| 1010110202 | BOLT,MACHINE M.16x200 mm. | SET | 1 | 0
| 1010110204 | BOLT,MACHINE M.16x300 mm. | SET | 1 | 0
| 1010110205 | BOLT,MACHINE M.16x350 mm. | SET | 4 | 0
| 1010110401 | BOLT,MACHINE,HEXAGON,M.16x550 mm. | SET | 12 | 0
| 1010180001 | NUT,EYE M.16 DIN 582 | PCS | 1 | 0
| 1010180100 | WASHER,PLAIN,SQUARE,LARGE 52x52x4.5 mm.HOLE DIA. 18 MM. TIS.258 | PCS. | 13 | 0
| 1010180201 | WASHER,SQUARE,CURVED 60x60x5 mm.HOLE DIA. 22 mm. | PCS. | 6 | 0
| 1010180301 | WASHER,LOCK,SPRING,SIZE 16 mm.,GENERAL PURPOSE,TIS.259 | PCS. | 5 | 0
| 1010200001 | BRACE,FLAT,FOR CROSSARM 30x6x760 mm. | PCS. | 2 | 2
| 1010210304 | THIMBLE,GUY,FOR STEEL WIRE 50-95 sq.mm. | PCS. | 1 | 0
| 1010220002 | ROD,GROUND,60x60x5 mm. 2 m.LONG | SET | 2 | 0
| 1010230000 | CLAMP,SINGLE U-BOLT,M.8 (WIRE ROPE CLIP) | SET | 15 | 0
| 1020050100 | CABLE,AERIAL,AL 33 kV. 1x50 sq.mm. | M. | 18 | 0
| 1020180001 | TAPE,ELECTRICAL,PVC.PLASTIC,OUTDOOR TYPE,ROLL SIZE 0.18X19X10,000 MM. TIS.386 | ROLL | 3 | 0
| 1020180003 | ELECTRICAL SPLICING TAPE,FOR H.T.AERIAL CABLE,SIZE 3/4"X30' | ROLL | 3 | 0
| 1020300102 | CONNECTOR,PARALLEL GROOVE,DOUBLE BOLT,AL,AL-ALLOY AND ACSR 25-95 SQ.MM. | PCS. | 6 | 0
| 1020330005 | HOTLINE BAIL-CLAMP,MAIN 35-70 SQ.MM. | EA | 3 | 0
| 1020330104 | HOTLINE CLAMP,MAIN35-185,TAP50-185SQ.MM. | EA | 3 | 0
| 1020420400 | PIN TERMINAL,FOR AL 50 SQ.MM. | EA | 3 | 0
| 1030000002 | INSULATOR,PIN TYPE,TYPE C (CLASS 56-3)TIS.279 | EACH | 6 | 6
| 1030100001 | PIN,INSULATOR,33 KV.SHANK 165 MM.LEAD HEAD 35 MM.(1 3/8") | EACH | 6 | 6
| 1040000106 | S.A., 30 kV.5kA.,WITHOUT BRACKET | EA | 3 | 3
| 1040010100 | CUT-OUT,FUSE,OPEN TYPE,SINGLE ISULATOR,DROPOUT 33 KV. 100 A. | SET | 3 | 3
| 1080040001 | CONDUIT,PVC,RIGID,DIA. 20x2500 mm.TIS.216 | EACH | 8 | 0
| 9090010026 | CONCRETE 1/3 (50 KG./SET) | SET | 1 | 0
| 9090011007 | WELDING POWDER, ST. WIRE 50 SQ.MM. TO GD | EA | 6 | 0
set40345 | TR.INST., 3-P, 33 KV. ON PLATFORM, X-ARM AT DEAD END FOR SAC (12.20 M)(ASSEMBLY NO.3718A)
| 1000010012 | POLE,CONCRETE, 12.20 M. LONG | EACH | 1 | 1
| 1000110001 | CROSSARM,PRESTRESSED CONCRETE,SPUN,H.T. 100X100X2,500 MM. | PCS. | 1 | 1
| 1000210000 | BEAM,SPUN PRESTRESSED CONCRETE 100X100X3,200 MM. | PCS. | 2 | 2
| 1000210003 | BEAM, PRESTRESSED CONCRETE, 150 X 250 X 3,550 mm. | PCS. | 2 | 0
| 1010100000 | WIRE,STEEL SOLID DIA. 4.0 mm.TIS.71 | KG. | 0.85 | 0
| 1010100004 | WIRE,STEEL STRANDED 50/7 sq.mm.TIS.404 | M. | 50 | 0
| 1010110200 | BOLT,MACHINE M.16x130 mm. | SET | 2 | 0
| 1010110203 | BOLT,MACHINE M.16x250 mm. | SET | 1 | 0
| 1010110205 | BOLT,MACHINE M.16x350 mm. | SET | 5 | 0
| 1010110402 | BOLT,MACHINE,HEXAGON,M.16X600 MM. | SET | 12 | 0
| 1010180001 | NUT,EYE M.16 DIN 582 | PCS | 1 | 0
| 1010180100 | WASHER,PLAIN,SQUARE,LARGE 52x52x4.5 mm.HOLE DIA. 18 MM. TIS.258 | PCS. | 13 | 0
| 1010180201 | WASHER,SQUARE,CURVED 60x60x5 mm.HOLE DIA. 22 mm. | PCS. | 6 | 0
| 1010180301 | WASHER,LOCK,SPRING,SIZE 16 mm.,GENERAL PURPOSE,TIS.259 | PCS. | 5 | 0
| 1010200001 | BRACE,FLAT,FOR CROSSARM 30x6x760 mm. | PCS. | 2 | 2
| 1010210304 | THIMBLE,GUY,FOR STEEL WIRE 50-95 sq.mm. | PCS. | 1 | 0
| 1010220002 | ROD,GROUND,60x60x5 mm. 2 m.LONG | SET | 2 | 0
| 1010230000 | CLAMP,SINGLE U-BOLT,M.8 (WIRE ROPE CLIP) | SET | 15 | 0
| 1020050100 | CABLE,AERIAL,AL 33 kV. 1x50 sq.mm. | M. | 18 | 0
| 1020180001 | TAPE,ELECTRICAL,PVC.PLASTIC,OUTDOOR TYPE,ROLL SIZE 0.18X19X10,000 MM. TIS.386 | ROLL | 3 | 0
| 1020180003 | ELECTRICAL SPLICING TAPE,FOR H.T.AERIAL CABLE,SIZE 3/4"X30' | ROLL | 3 | 0
| 1020300102 | CONNECTOR,PARALLEL GROOVE,DOUBLE BOLT,AL,AL-ALLOY AND ACSR 25-95 SQ.MM. | PCS. | 6 | 0
| 1020330005 | HOTLINE BAIL-CLAMP,MAIN 35-70 SQ.MM. | EA | 3 | 0
| 1020330104 | HOTLINE CLAMP,MAIN35-185,TAP50-185SQ.MM. | EA | 3 | 0
| 1020420400 | PIN TERMINAL,FOR AL 50 SQ.MM. | EA | 3 | 0
| 1030000002 | INSULATOR,PIN TYPE,TYPE C (CLASS 56-3)TIS.279 | EACH | 6 | 6
| 1030100001 | PIN,INSULATOR,33 KV.SHANK 165 MM.LEAD HEAD 35 MM.(1 3/8") | EACH | 6 | 6
| 1040000106 | S.A., 30 kV.5kA.,WITHOUT BRACKET | EA | 3 | 3
| 1040010100 | CUT-OUT,FUSE,OPEN TYPE,SINGLE ISULATOR,DROPOUT 33 KV. 100 A. | SET | 3 | 3
| 1080040001 | CONDUIT,PVC,RIGID,DIA. 20x2500 mm.TIS.216 | EACH | 8 | 0
| 9090010026 | CONCRETE 1/3 (50 KG./SET) | SET | 1 | 0
| 9090011007 | WELDING POWDER, ST. WIRE 50 SQ.MM. TO GD | EA | 6 | 0
set40346 | TR.INST., 3-P, 33 KV. ON PLATFORM, A-ARM AT DEAD END
| 1000010004 | POLE,CONCRETE, 12 M.LONG | EACH | 1 | 1
| 1000110002 | CROSSARM,PRESTRESSED CONCRETE,SPUN,H.T. 120X120X3,000 MM. | PCS. | 1 | 1
| 1000210000 | BEAM,SPUN PRESTRESSED CONCRETE 100X100X3,200 MM. | PCS. | 2 | 2
| 1000210003 | BEAM, PRESTRESSED CONCRETE, 150 X 250 X 3,550 mm. | PCS. | 2 | 0
| 1010100000 | WIRE,STEEL SOLID DIA. 4.0 mm.TIS.71 | KG. | 0.85 | 0
| 1010100004 | WIRE,STEEL STRANDED 50/7 sq.mm.TIS.404 | M. | 50 | 0
| 1010110201 | BOLT,MACHINE M.16x170 mm. | SET | 1 | 0
| 1010110203 | BOLT,MACHINE M.16x250 mm. | SET | 1 | 0
| 1010110204 | BOLT,MACHINE M.16x300 mm. | SET | 1 | 0
| 1010110205 | BOLT,MACHINE M.16x350 mm. | SET | 4 | 0
| 1010110401 | BOLT,MACHINE,HEXAGON,M.16x550 mm. | SET | 12 | 0
| 1010180100 | WASHER,PLAIN,SQUARE,LARGE 52x52x4.5 mm.HOLE DIA. 18 MM. TIS.258 | PCS. | 13 | 0
| 1010180201 | WASHER,SQUARE,CURVED 60x60x5 mm.HOLE DIA. 22 mm. | PCS. | 6 | 0
| 1010180301 | WASHER,LOCK,SPRING,SIZE 16 mm.,GENERAL PURPOSE,TIS.259 | PCS. | 5 | 0
| 1010200005 | BRACE,ALLEY ARM 50x50x6 mm. 2,350 mm.LONG | PCS. | 1 | 1
| 1010220002 | ROD,GROUND,60x60x5 mm. 2 m.LONG | SET | 2 | 0
| 1010230000 | CLAMP,SINGLE U-BOLT,M.8 (WIRE ROPE CLIP) | SET | 14 | 0
| 1020050100 | CABLE,AERIAL,AL 33 kV. 1x50 sq.mm. | M. | 18 | 0
| 1020180001 | TAPE,ELECTRICAL,PVC.PLASTIC,OUTDOOR TYPE,ROLL SIZE 0.18X19X10,000 MM. TIS.386 | ROLL | 3 | 0
| 1020180003 | ELECTRICAL SPLICING TAPE,FOR H.T.AERIAL CABLE,SIZE 3/4"X30' | ROLL | 3 | 0
| 1020300102 | CONNECTOR,PARALLEL GROOVE,DOUBLE BOLT,AL,AL-ALLOY AND ACSR 25-95 SQ.MM. | PCS. | 6 | 0
| 1020330005 | HOTLINE BAIL-CLAMP,MAIN 35-70 SQ.MM. | EA | 3 | 0
| 1020330104 | HOTLINE CLAMP,MAIN35-185,TAP50-185SQ.MM. | EA | 3 | 0
| 1020420400 | PIN TERMINAL,FOR AL 50 SQ.MM. | EA | 3 | 0
| 1030000002 | INSULATOR,PIN TYPE,TYPE C (CLASS 56-3)TIS.279 | EACH | 6 | 6
| 1030100001 | PIN,INSULATOR,33 KV.SHANK 165 MM.LEAD HEAD 35 MM.(1 3/8") | EACH | 6 | 6
| 1040000106 | S.A., 30 kV.5kA.,WITHOUT BRACKET | EA | 3 | 3
| 1040010100 | CUT-OUT,FUSE,OPEN TYPE,SINGLE ISULATOR,DROPOUT 33 KV. 100 A. | SET | 3 | 3
| 1080040001 | CONDUIT,PVC,RIGID,DIA. 20x2500 mm.TIS.216 | EACH | 8 | 0
| 9090010026 | CONCRETE 1/3 (50 KG./SET) | SET | 1 | 0
| 9090011007 | WELDING POWDER, ST. WIRE 50 SQ.MM. TO GD | EA | 3 | 0
set40347 | TR.INST., 3-P, 33 KV. ON PLATFORM, A-ARM AT DEAD END FOR SAC (12 M)(ASSEMBLY NO.3718A)
| 1000010004 | POLE,CONCRETE, 12 M.LONG | EACH | 1 | 1
| 1000110001 | CROSSARM,PRESTRESSED CONCRETE,SPUN,H.T. 100X100X2,500 MM. | PCS. | 1 | 1
| 1000210000 | BEAM,SPUN PRESTRESSED CONCRETE 100X100X3,200 MM. | PCS. | 2 | 2
| 1000210003 | BEAM, PRESTRESSED CONCRETE, 150 X 250 X 3,550 mm. | PCS. | 2 | 0
| 1010100000 | WIRE,STEEL SOLID DIA. 4.0 mm.TIS.71 | KG. | 0.85 | 0
| 1010100004 | WIRE,STEEL STRANDED 50/7 sq.mm.TIS.404 | M. | 50 | 0
| 1010110200 | BOLT,MACHINE M.16x130 mm. | SET | 1 | 0
| 1010110203 | BOLT,MACHINE M.16x250 mm. | SET | 1 | 0
| 1010110204 | BOLT,MACHINE M.16x300 mm. | SET | 1 | 0
| 1010110205 | BOLT,MACHINE M.16x350 mm. | SET | 4 | 0
| 1010110401 | BOLT,MACHINE,HEXAGON,M.16x550 mm. | SET | 12 | 0
| 1010180001 | NUT,EYE M.16 DIN 582 | PCS | 1 | 0
| 1010180100 | WASHER,PLAIN,SQUARE,LARGE 52x52x4.5 mm.HOLE DIA. 18 MM. TIS.258 | PCS. | 13 | 0
| 1010180201 | WASHER,SQUARE,CURVED 60x60x5 mm.HOLE DIA. 22 mm. | PCS. | 6 | 0
| 1010180301 | WASHER,LOCK,SPRING,SIZE 16 mm.,GENERAL PURPOSE,TIS.259 | PCS. | 5 | 0
| 1010200004 | BRACE,ALLEY ARM 40x40x5 mm. 2,120 mm.LONG | PCS. | 1 | 1
| 1010210304 | THIMBLE,GUY,FOR STEEL WIRE 50-95 sq.mm. | PCS. | 1 | 0
| 1010220002 | ROD,GROUND,60x60x5 mm. 2 m.LONG | SET | 2 | 0
| 1010230000 | CLAMP,SINGLE U-BOLT,M.8 (WIRE ROPE CLIP) | SET | 15 | 0
| 1020050100 | CABLE,AERIAL,AL 33 kV. 1x50 sq.mm. | M. | 18 | 0
| 1020180001 | TAPE,ELECTRICAL,PVC.PLASTIC,OUTDOOR TYPE,ROLL SIZE 0.18X19X10,000 MM. TIS.386 | ROLL | 3 | 0
| 1020180003 | ELECTRICAL SPLICING TAPE,FOR H.T.AERIAL CABLE,SIZE 3/4"X30' | ROLL | 3 | 0
| 1020300102 | CONNECTOR,PARALLEL GROOVE,DOUBLE BOLT,AL,AL-ALLOY AND ACSR 25-95 SQ.MM. | PCS. | 6 | 0
| 1020330005 | HOTLINE BAIL-CLAMP,MAIN 35-70 SQ.MM. | EA | 3 | 0
| 1020330104 | HOTLINE CLAMP,MAIN35-185,TAP50-185SQ.MM. | EA | 3 | 0
| 1020420400 | PIN TERMINAL,FOR AL 50 SQ.MM. | EA | 3 | 0
| 1030000002 | INSULATOR,PIN TYPE,TYPE C (CLASS 56-3)TIS.279 | EACH | 6 | 6
| 1030100001 | PIN,INSULATOR,33 KV.SHANK 165 MM.LEAD HEAD 35 MM.(1 3/8") | EACH | 6 | 6
| 1040000106 | S.A., 30 kV.5kA.,WITHOUT BRACKET | EA | 3 | 3
| 1040010100 | CUT-OUT,FUSE,OPEN TYPE,SINGLE ISULATOR,DROPOUT 33 KV. 100 A. | SET | 3 | 3
| 1080040001 | CONDUIT,PVC,RIGID,DIA. 20x2500 mm.TIS.216 | EACH | 8 | 0
| 9090010026 | CONCRETE 1/3 (50 KG./SET) | SET | 1 | 0
| 9090011007 | WELDING POWDER, ST. WIRE 50 SQ.MM. TO GD | EA | 6 | 0
set40348 | TR.INST., 3-P, 33 KV. ON PLATFORM, A-ARM AT DEAD END FOR SAC (12.20 M)
| 1000010012 | POLE,CONCRETE, 12.20 M. LONG | EACH | 1 | 1
| 1000110001 | CROSSARM,PRESTRESSED CONCRETE,SPUN,H.T. 100X100X2,500 MM. | PCS. | 1 | 1
| 1000210000 | BEAM,SPUN PRESTRESSED CONCRETE 100X100X3,200 MM. | PCS. | 2 | 2
| 1000210003 | BEAM, PRESTRESSED CONCRETE, 150 X 250 X 3,550 mm. | PCS. | 2 | 0
| 1010100000 | WIRE,STEEL SOLID DIA. 4.0 mm.TIS.71 | KG. | 0.85 | 0
| 1010100004 | WIRE,STEEL STRANDED 50/7 sq.mm.TIS.404 | M. | 50 | 0
| 1010110200 | BOLT,MACHINE M.16x130 mm. | SET | 1 | 0
| 1010110203 | BOLT,MACHINE M.16x250 mm. | SET | 1 | 0
| 1010110205 | BOLT,MACHINE M.16x350 mm. | SET | 5 | 0
| 1010110402 | BOLT,MACHINE,HEXAGON,M.16X600 MM. | SET | 12 | 0
| 1010180001 | NUT,EYE M.16 DIN 582 | PCS | 1 | 0
| 1010180100 | WASHER,PLAIN,SQUARE,LARGE 52x52x4.5 mm.HOLE DIA. 18 MM. TIS.258 | PCS. | 13 | 0
| 1010180201 | WASHER,SQUARE,CURVED 60x60x5 mm.HOLE DIA. 22 mm. | PCS. | 6 | 0
| 1010180301 | WASHER,LOCK,SPRING,SIZE 16 mm.,GENERAL PURPOSE,TIS.259 | PCS. | 5 | 0
| 1010200004 | BRACE,ALLEY ARM 40x40x5 mm. 2,120 mm.LONG | PCS. | 1 | 1
| 1010210304 | THIMBLE,GUY,FOR STEEL WIRE 50-95 sq.mm. | PCS. | 1 | 0
| 1010220002 | ROD,GROUND,60x60x5 mm. 2 m.LONG | SET | 2 | 0
| 1010230000 | CLAMP,SINGLE U-BOLT,M.8 (WIRE ROPE CLIP) | SET | 15 | 0
| 1020050100 | CABLE,AERIAL,AL 33 kV. 1x50 sq.mm. | M. | 18 | 0
| 1020180001 | TAPE,ELECTRICAL,PVC.PLASTIC,OUTDOOR TYPE,ROLL SIZE 0.18X19X10,000 MM. TIS.386 | ROLL | 3 | 0
| 1020180003 | ELECTRICAL SPLICING TAPE,FOR H.T.AERIAL CABLE,SIZE 3/4"X30' | ROLL | 3 | 0
| 1020200000 | TAPE,ARMOR,AL 1x10 mm. | KG. | 1 | 0
| 1020300102 | CONNECTOR,PARALLEL GROOVE,DOUBLE BOLT,AL,AL-ALLOY AND ACSR 25-95 SQ.MM. | PCS. | 6 | 0
| 1020330005 | HOTLINE BAIL-CLAMP,MAIN 35-70 SQ.MM. | EA | 3 | 0
| 1020330104 | HOTLINE CLAMP,MAIN35-185,TAP50-185SQ.MM. | EA | 3 | 0
| 1020420400 | PIN TERMINAL,FOR AL 50 SQ.MM. | EA | 3 | 0
| 1030000002 | INSULATOR,PIN TYPE,TYPE C (CLASS 56-3)TIS.279 | EACH | 6 | 6
| 1030100001 | PIN,INSULATOR,33 KV.SHANK 165 MM.LEAD HEAD 35 MM.(1 3/8") | EACH | 6 | 6
| 1040000106 | S.A., 30 kV.5kA.,WITHOUT BRACKET | EA | 3 | 3
| 1040010100 | CUT-OUT,FUSE,OPEN TYPE,SINGLE ISULATOR,DROPOUT 33 KV. 100 A. | SET | 3 | 3
| 1080040001 | CONDUIT,PVC,RIGID,DIA. 20x2500 mm.TIS.216 | EACH | 8 | 0
| 9090010026 | CONCRETE 1/3 (50 KG./SET) | SET | 1 | 0
| 9090011007 | WELDING POWDER, ST. WIRE 50 SQ.MM. TO GD | EA | 6 | 0
set40351 | TR.INST., 3-P, 33 KV. ON SINGLE FOUNDATION, AT DEAD END (ASSEMBLY NO.3707B)
| 1000110002 | CROSSARM,PRESTRESSED CONCRETE,SPUN,H.T. 120X120X3,000 MM. | PCS. | 2 | 2
| 1010100000 | WIRE,STEEL SOLID DIA. 4.0 mm.TIS.71 | KG. | 0.65 | 0
| 1010100004 | WIRE,STEEL STRANDED 50/7 sq.mm.TIS.404 | M. | 30 | 0
| 1010110201 | BOLT,MACHINE M.16x170 mm. | SET | 7 | 0
| 1010110203 | BOLT,MACHINE M.16x250 mm. | SET | 2 | 0
| 1010110205 | BOLT,MACHINE M.16x350 mm. | SET | 1 | 0
| 1010110206 | BOLT,MACHINE M.16x400 mm. | SET | 1 | 0
| 1010180100 | WASHER,PLAIN,SQUARE,LARGE 52x52x4.5 mm.HOLE DIA. 18 MM. TIS.258 | PCS. | 15 | 0
| 1010180301 | WASHER,LOCK,SPRING,SIZE 16 mm.,GENERAL PURPOSE,TIS.259 | PCS. | 2 | 0
| 1010200001 | BRACE,FLAT,FOR CROSSARM 30x6x760 mm. | PCS. | 4 | 4
| 1010200002 | BRACE,FLAT,FOR CROSSARM 40x6x1,000 mm. | PCS. | 2 | 0
| 1010220002 | ROD,GROUND,60x60x5 mm. 2 m.LONG | SET | 2 | 0
| 1010230000 | CLAMP,SINGLE U-BOLT,M.8 (WIRE ROPE CLIP) | SET | 1 | 0
| 1020050100 | CABLE,AERIAL,AL 33 kV. 1x50 sq.mm. | M. | 30 | 0
| 1020180001 | TAPE,ELECTRICAL,PVC.PLASTIC,OUTDOOR TYPE,ROLL SIZE 0.18X19X10,000 MM. TIS.386 | ROLL | 3 | 0
| 1020180003 | ELECTRICAL SPLICING TAPE,FOR H.T.AERIAL CABLE,SIZE 3/4"X30' | ROLL | 3 | 0
| 1020300102 | CONNECTOR,PARALLEL GROOVE,DOUBLE BOLT,AL,AL-ALLOY AND ACSR 25-95 SQ.MM. | PCS. | 9 | 0
| 1020420400 | PIN TERMINAL,FOR AL 50 SQ.MM. | EA | 3 | 0
| 1030000002 | INSULATOR,PIN TYPE,TYPE C (CLASS 56-3)TIS.279 | EACH | 3 | 3
| 1030100001 | PIN,INSULATOR,33 KV.SHANK 165 MM.LEAD HEAD 35 MM.(1 3/8") | EACH | 3 | 3
| 1040000106 | S.A., 30 kV.5kA.,WITHOUT BRACKET | EA | 3 | 3
| 1040010100 | CUT-OUT,FUSE,OPEN TYPE,SINGLE ISULATOR,DROPOUT 33 KV. 100 A. | SET | 3 | 3
| 1080040001 | CONDUIT,PVC,RIGID,DIA. 20x2500 mm.TIS.216 | EACH | 2 | 0
| 9090011007 | WELDING POWDER, ST. WIRE 50 SQ.MM. TO GD | EA | 7 | 0
set40352 | TR.INST., 3-P, 33 KV. ON DOUBLE FOUNDATIONS, AT DEAD END(ASSEMBLY NO.3709)
| 1000010001 | POLE,CONCRETE, 8 M.LONG | EACH | 1 | 1
| 1000010002 | POLE,CONCRETE, 9 M.LONG | EACH | 1 | 1
| 1000110002 | CROSSARM,PRESTRESSED CONCRETE,SPUN,H.T. 120X120X3,000 MM. | PCS. | 5 | 5
| 1000210000 | BEAM,SPUN PRESTRESSED CONCRETE 100X100X3,200 MM. | PCS. | 4 | 4
| 1010100000 | WIRE,STEEL SOLID DIA. 4.0 mm.TIS.71 | KG. | 1.3 | 0
| 1010100004 | WIRE,STEEL STRANDED 50/7 sq.mm.TIS.404 | M. | 40 | 0
| 1010110201 | BOLT,MACHINE M.16x170 mm. | SET | 9 | 0
| 1010110202 | BOLT,MACHINE M.16x200 mm. | SET | 1 | 0
| 1010110203 | BOLT,MACHINE M.16x250 mm. | SET | 2 | 0
| 1010110204 | BOLT,MACHINE M.16x300 mm. | SET | 2 | 0
| 1010110205 | BOLT,MACHINE M.16x350 mm. | SET | 2 | 0
| 1010110206 | BOLT,MACHINE M.16x400 mm. | SET | 3 | 0
| 1010130000 | BOLT,DOUBLE ARMING,ROUND EYE M.16x400 mm. | SET | 3 | 0
| 1010130002 | BOLT,DOUBLE ARMING,ROUND EYE M.16x500 mm. | SET | 3 | 0
| 1010180100 | WASHER,PLAIN,SQUARE,LARGE 52x52x4.5 mm.HOLE DIA. 18 MM. TIS.258 | PCS. | 50 | 0
| 1010180201 | WASHER,SQUARE,CURVED 60x60x5 mm.HOLE DIA. 22 mm. | PCS. | 6 | 0
| 1010180301 | WASHER,LOCK,SPRING,SIZE 16 mm.,GENERAL PURPOSE,TIS.259 | PCS. | 9 | 0
| 1010200001 | BRACE,FLAT,FOR CROSSARM 30x6x760 mm. | PCS. | 6 | 6
| 1010200002 | BRACE,FLAT,FOR CROSSARM 40x6x1,000 mm. | PCS. | 2 | 0
| 1010220002 | ROD,GROUND,60x60x5 mm. 2 m.LONG | SET | 4 | 0
| 1010230000 | CLAMP,SINGLE U-BOLT,M.8 (WIRE ROPE CLIP) | SET | 15 | 0
| 1020050101 | CABLE,AERIAL,AL 33 kV. 1x95 sq.mm. | M. | 60 | 0
| 1020180001 | TAPE,ELECTRICAL,PVC.PLASTIC,OUTDOOR TYPE,ROLL SIZE 0.18X19X10,000 MM. TIS.386 | ROLL | 6 | 0
| 1020180003 | ELECTRICAL SPLICING TAPE,FOR H.T.AERIAL CABLE,SIZE 3/4"X30' | ROLL | 6 | 0
| 1020300102 | CONNECTOR,PARALLEL GROOVE,DOUBLE BOLT,AL,AL-ALLOY AND ACSR 25-95 SQ.MM. | PCS. | 21 | 0
| 1020420400 | PIN TERMINAL,FOR AL 50 SQ.MM. | EA | 6 | 0
| 1030000002 | INSULATOR,PIN TYPE,TYPE C (CLASS 56-3)TIS.279 | EACH | 9 | 9
| 1030020002 | INSULATOR,SUSPENSION TYPE D (CLASS 52-4)TIS.354 | PCS. | 18 | 18
| 1030100001 | PIN,INSULATOR,33 KV.SHANK 165 MM.LEAD HEAD 35 MM.(1 3/8") | EACH | 9 | 9
| 1030110001 | CLAMP,STRAIN,STRAIGHT TYPE,AL 95 sq.mm.ACSR 70 sq.mm | SET | 6 | 0
| 1030140011 | CLEVIS,THIMBLE,FOR PREFORMED DEAD-END | EACH | 6 | 0
| 1040000106 | S.A., 30 kV.5kA.,WITHOUT BRACKET | EA | 3 | 3
| 1040010100 | CUT-OUT,FUSE,OPEN TYPE,SINGLE ISULATOR,DROPOUT 33 KV. 100 A. | SET | 6 | 6
| 1080040001 | CONDUIT,PVC,RIGID,DIA. 20x2500 mm.TIS.216 | EACH | 4 | 0
| 9090011007 | WELDING POWDER, ST. WIRE 50 SQ.MM. TO GD | EA | 14 | 0
set40361 | TR.INST., 3-P, 33 KV. ON PLATFORM, X-ARM FOR UG CABLE(ASSEMBLY NO.3720)
| 1000010004 | POLE,CONCRETE, 12 M.LONG | EACH | 1 | 1
| 1000110002 | CROSSARM,PRESTRESSED CONCRETE,SPUN,H.T. 120X120X3,000 MM. | PCS. | 1 | 1
| 1000210000 | BEAM,SPUN PRESTRESSED CONCRETE 100X100X3,200 MM. | PCS. | 2 | 2
| 1000210003 | BEAM, PRESTRESSED CONCRETE, 150 X 250 X 3,550 mm. | PCS. | 2 | 0
| 1010100000 | WIRE,STEEL SOLID DIA. 4.0 mm.TIS.71 | KG. | 1.4 | 0
| 1010100004 | WIRE,STEEL STRANDED 50/7 sq.mm.TIS.404 | M. | 50 | 0
| 1010110201 | BOLT,MACHINE M.16x170 mm. | SET | 2 | 0
| 1010110202 | BOLT,MACHINE M.16x200 mm. | SET | 1 | 0
| 1010110205 | BOLT,MACHINE M.16x350 mm. | SET | 5 | 0
| 1010110401 | BOLT,MACHINE,HEXAGON,M.16x550 mm. | SET | 12 | 0
| 1010180100 | WASHER,PLAIN,SQUARE,LARGE 52x52x4.5 mm.HOLE DIA. 18 MM. TIS.258 | PCS. | 13 | 0
| 1010180201 | WASHER,SQUARE,CURVED 60x60x5 mm.HOLE DIA. 22 mm. | PCS. | 6 | 0
| 1010180301 | WASHER,LOCK,SPRING,SIZE 16 mm.,GENERAL PURPOSE,TIS.259 | PCS. | 5 | 0
| 1010200002 | BRACE,FLAT,FOR CROSSARM 40x6x1,000 mm. | PCS. | 2 | 2
| 1010220002 | ROD,GROUND,60x60x5 mm. 2 m.LONG | SET | 2 | 0
| 1010230000 | CLAMP,SINGLE U-BOLT,M.8 (WIRE ROPE CLIP) | SET | 19 | 0
| 1020050100 | CABLE,AERIAL,AL 33 kV. 1x50 sq.mm. | M. | 35 | 0
| 1020180001 | TAPE,ELECTRICAL,PVC.PLASTIC,OUTDOOR TYPE,ROLL SIZE 0.18X19X10,000 MM. TIS.386 | ROLL | 4 | 0
| 1020180003 | ELECTRICAL SPLICING TAPE,FOR H.T.AERIAL CABLE,SIZE 3/4"X30' | ROLL | 4 | 0
| 1020300102 | CONNECTOR,PARALLEL GROOVE,DOUBLE BOLT,AL,AL-ALLOY AND ACSR 25-95 SQ.MM. | PCS. | 3 | 0
| 1020310001 | CONNECTOR,DEAD END,AL 50-70 sq.mm. | PCS. | 3 | 0
| 1020330005 | HOTLINE BAIL-CLAMP,MAIN 35-70 SQ.MM. | EA | 3 | 0
| 1020330104 | HOTLINE CLAMP,MAIN35-185,TAP50-185SQ.MM. | EA | 3 | 0
| 1020420400 | PIN TERMINAL,FOR AL 50 SQ.MM. | EA | 3 | 0
| 1030000002 | INSULATOR,PIN TYPE,TYPE C (CLASS 56-3)TIS.279 | EACH | 6 | 6
| 1030100001 | PIN,INSULATOR,33 KV.SHANK 165 MM.LEAD HEAD 35 MM.(1 3/8") | EACH | 6 | 6
| 1040000106 | S.A., 30 kV.5kA.,WITHOUT BRACKET | EA | 3 | 3
| 1040010100 | CUT-OUT,FUSE,OPEN TYPE,SINGLE ISULATOR,DROPOUT 33 KV. 100 A. | SET | 3 | 3
| 1080040001 | CONDUIT,PVC,RIGID,DIA. 20x2500 mm.TIS.216 | EACH | 2 | 0
| 9090010026 | CONCRETE 1/3 (50 KG./SET) | SET | 1 | 0
| 9090011007 | WELDING POWDER, ST. WIRE 50 SQ.MM. TO GD | EA | 6 | 0
set40362 | TR.INST., 3-P, 33 KV. ON PLATFORM, A-ARM FOR UG CABLE (ASSEMBLY NO.3720)
| 1000010004 | POLE,CONCRETE, 12 M.LONG | EACH | 1 | 1
| 1000110002 | CROSSARM,PRESTRESSED CONCRETE,SPUN,H.T. 120X120X3,000 MM. | PCS. | 1 | 1
| 1000210000 | BEAM,SPUN PRESTRESSED CONCRETE 100X100X3,200 MM. | PCS. | 2 | 2
| 1000210003 | BEAM, PRESTRESSED CONCRETE, 150 X 250 X 3,550 mm. | PCS. | 2 | 0
| 1010100000 | WIRE,STEEL SOLID DIA. 4.0 mm.TIS.71 | KG. | 1.4 | 0
| 1010100004 | WIRE,STEEL STRANDED 50/7 sq.mm.TIS.404 | M. | 50 | 0
| 1010110201 | BOLT,MACHINE M.16x170 mm. | SET | 1 | 0
| 1010110203 | BOLT,MACHINE M.16x250 mm. | SET | 1 | 0
| 1010110205 | BOLT,MACHINE M.16x350 mm. | SET | 5 | 0
| 1010110401 | BOLT,MACHINE,HEXAGON,M.16x550 mm. | SET | 12 | 0
| 1010180100 | WASHER,PLAIN,SQUARE,LARGE 52x52x4.5 mm.HOLE DIA. 18 MM. TIS.258 | PCS. | 12 | 0
| 1010180201 | WASHER,SQUARE,CURVED 60x60x5 mm.HOLE DIA. 22 mm. | PCS. | 6 | 0
| 1010180301 | WASHER,LOCK,SPRING,SIZE 16 mm.,GENERAL PURPOSE,TIS.259 | PCS. | 5 | 0
| 1010200005 | BRACE,ALLEY ARM 50x50x6 mm. 2,350 mm.LONG | PCS. | 1 | 1
| 1010220002 | ROD,GROUND,60x60x5 mm. 2 m.LONG | SET | 2 | 0
| 1010230000 | CLAMP,SINGLE U-BOLT,M.8 (WIRE ROPE CLIP) | SET | 19 | 0
| 1020050100 | CABLE,AERIAL,AL 33 kV. 1x50 sq.mm. | M. | 35 | 0
| 1020180001 | TAPE,ELECTRICAL,PVC.PLASTIC,OUTDOOR TYPE,ROLL SIZE 0.18X19X10,000 MM. TIS.386 | ROLL | 4 | 0
| 1020180003 | ELECTRICAL SPLICING TAPE,FOR H.T.AERIAL CABLE,SIZE 3/4"X30' | ROLL | 4 | 0
| 1020300102 | CONNECTOR,PARALLEL GROOVE,DOUBLE BOLT,AL,AL-ALLOY AND ACSR 25-95 SQ.MM. | PCS. | 3 | 0
| 1020310001 | CONNECTOR,DEAD END,AL 50-70 sq.mm. | PCS. | 3 | 0
| 1020330005 | HOTLINE BAIL-CLAMP,MAIN 35-70 SQ.MM. | EA | 3 | 0
| 1020330104 | HOTLINE CLAMP,MAIN35-185,TAP50-185SQ.MM. | EA | 3 | 0
| 1020420400 | PIN TERMINAL,FOR AL 50 SQ.MM. | EA | 3 | 0
| 1030000002 | INSULATOR,PIN TYPE,TYPE C (CLASS 56-3)TIS.279 | EACH | 6 | 6
| 1030100001 | PIN,INSULATOR,33 KV.SHANK 165 MM.LEAD HEAD 35 MM.(1 3/8") | EACH | 6 | 6
| 1040000106 | S.A., 30 kV.5kA.,WITHOUT BRACKET | EA | 3 | 3
| 1040010100 | CUT-OUT,FUSE,OPEN TYPE,SINGLE ISULATOR,DROPOUT 33 KV. 100 A. | SET | 3 | 3
| 1080040001 | CONDUIT,PVC,RIGID,DIA. 20x2500 mm.TIS.216 | EACH | 2 | 0
| 9090010026 | CONCRETE 1/3 (50 KG./SET) | SET | 1 | 0
| 9090011007 | WELDING POWDER, ST. WIRE 50 SQ.MM. TO GD | EA | 6 | 0
set40363 | TR.INST., 3-P, 33 KV. ON SINGLE FOUNDATION FOR UG CABLE (ASSEMBLY NO.3714)
| 1000110002 | CROSSARM,PRESTRESSED CONCRETE,SPUN,H.T. 120X120X3,000 MM. | PCS. | 1 | 1
| 1010100000 | WIRE,STEEL SOLID DIA. 4.0 mm.TIS.71 | KG. | 0.25 | 0
| 1010100004 | WIRE,STEEL STRANDED 50/7 sq.mm.TIS.404 | M. | 20 | 0
| 1010110201 | BOLT,MACHINE M.16x170 mm. | SET | 5 | 0
| 1010110202 | BOLT,MACHINE M.16x200 mm. | SET | 1 | 0
| 1010110205 | BOLT,MACHINE M.16x350 mm. | SET | 1 | 0
| 1010180100 | WASHER,PLAIN,SQUARE,LARGE 52x52x4.5 mm.HOLE DIA. 18 MM. TIS.258 | PCS. | 8 | 0
| 1010180301 | WASHER,LOCK,SPRING,SIZE 16 mm.,GENERAL PURPOSE,TIS.259 | PCS. | 1 | 0
| 1010200001 | BRACE,FLAT,FOR CROSSARM 30x6x760 mm. | PCS. | 2 | 2
| 1010200002 | BRACE,FLAT,FOR CROSSARM 40x6x1,000 mm. | PCS. | 2 | 0
| 1010220002 | ROD,GROUND,60x60x5 mm. 2 m.LONG | SET | 2 | 0
| 1010230000 | CLAMP,SINGLE U-BOLT,M.8 (WIRE ROPE CLIP) | SET | 10 | 0
| 1020050100 | CABLE,AERIAL,AL 33 kV. 1x50 sq.mm. | M. | 24 | 0
| 1020180001 | TAPE,ELECTRICAL,PVC.PLASTIC,OUTDOOR TYPE,ROLL SIZE 0.18X19X10,000 MM. TIS.386 | ROLL | 3 | 0
| 1020180003 | ELECTRICAL SPLICING TAPE,FOR H.T.AERIAL CABLE,SIZE 3/4"X30' | ROLL | 3 | 0
| 1020300102 | CONNECTOR,PARALLEL GROOVE,DOUBLE BOLT,AL,AL-ALLOY AND ACSR 25-95 SQ.MM. | PCS. | 3 | 0
| 1020420400 | PIN TERMINAL,FOR AL 50 SQ.MM. | EA | 3 | 0
| 1030000002 | INSULATOR,PIN TYPE,TYPE C (CLASS 56-3)TIS.279 | EACH | 3 | 3
| 1030100001 | PIN,INSULATOR,33 KV.SHANK 165 MM.LEAD HEAD 35 MM.(1 3/8") | EACH | 3 | 3
| 1040000106 | S.A., 30 kV.5kA.,WITHOUT BRACKET | EA | 3 | 3
| 1040010100 | CUT-OUT,FUSE,OPEN TYPE,SINGLE ISULATOR,DROPOUT 33 KV. 100 A. | SET | 3 | 3
| 1080040001 | CONDUIT,PVC,RIGID,DIA. 20x2500 mm.TIS.216 | EACH | 2 | 0
| 9090011007 | WELDING POWDER, ST. WIRE 50 SQ.MM. TO GD | EA | 7 | 0
set40364 | TR.INST., 3-P, 33 KV. ON DOUBLE FOUNDATIONS FOR UG CABLE (ASSEMBLY NO.3714)
| 1000010001 | POLE,CONCRETE, 8 M.LONG | EACH | 1 | 1
| 1000010002 | POLE,CONCRETE, 9 M.LONG | EACH | 1 | 1
| 1000110002 | CROSSARM,PRESTRESSED CONCRETE,SPUN,H.T. 120X120X3,000 MM. | PCS. | 4 | 4
| 1000210000 | BEAM,SPUN PRESTRESSED CONCRETE 100X100X3,200 MM. | PCS. | 4 | 4
| 1010100000 | WIRE,STEEL SOLID DIA. 4.0 mm.TIS.71 | KG. | 1 | 0
| 1010100004 | WIRE,STEEL STRANDED 50/7 sq.mm.TIS.404 | M. | 35 | 0
| 1010110201 | BOLT,MACHINE M.16x170 mm. | SET | 8 | 0
| 1010110202 | BOLT,MACHINE M.16x200 mm. | SET | 1 | 0
| 1010110204 | BOLT,MACHINE M.16x300 mm. | SET | 4 | 0
| 1010110206 | BOLT,MACHINE M.16x400 mm. | SET | 2 | 0
| 1010110207 | BOLT,MACHINE M.16x450 mm. | SET | 1 | 0
| 1010120001 | BOLT,DOUBLE ARMING,M.16x450 mm. | SET | 2 | 0
| 1010140001 | BOLT, ROUNG EYE M 16X200 MM. | SET | 4 | 0
| 1010140003 | BOLT,ROUND EYE M.16x300 mm. | SET | 2 | 0
| 1010180100 | WASHER,PLAIN,SQUARE,LARGE 52x52x4.5 mm.HOLE DIA. 18 MM. TIS.258 | PCS. | 45 | 0
| 1010180201 | WASHER,SQUARE,CURVED 60x60x5 mm.HOLE DIA. 22 mm. | PCS. | 6 | 0
| 1010180301 | WASHER,LOCK,SPRING,SIZE 16 mm.,GENERAL PURPOSE,TIS.259 | PCS. | 9 | 0
| 1010200001 | BRACE,FLAT,FOR CROSSARM 30x6x760 mm. | PCS. | 6 | 6
| 1010220002 | ROD,GROUND,60x60x5 mm. 2 m.LONG | SET | 4 | 0
| 1010230000 | CLAMP,SINGLE U-BOLT,M.8 (WIRE ROPE CLIP) | SET | 22 | 0
| 1020050101 | CABLE,AERIAL,AL 33 kV. 1x95 sq.mm. | M. | 58 | 0
| 1020180001 | TAPE,ELECTRICAL,PVC.PLASTIC,OUTDOOR TYPE,ROLL SIZE 0.18X19X10,000 MM. TIS.386 | ROLL | 7 | 0
| 1020180003 | ELECTRICAL SPLICING TAPE,FOR H.T.AERIAL CABLE,SIZE 3/4"X30' | ROLL | 7 | 0
| 1020300102 | CONNECTOR,PARALLEL GROOVE,DOUBLE BOLT,AL,AL-ALLOY AND ACSR 25-95 SQ.MM. | PCS. | 15 | 0
| 1020420400 | PIN TERMINAL,FOR AL 50 SQ.MM. | EA | 6 | 0
| 1030000002 | INSULATOR,PIN TYPE,TYPE C (CLASS 56-3)TIS.279 | EACH | 6 | 6
| 1030020002 | INSULATOR,SUSPENSION TYPE D (CLASS 52-4)TIS.354 | PCS. | 18 | 18
| 1030100001 | PIN,INSULATOR,33 KV.SHANK 165 MM.LEAD HEAD 35 MM.(1 3/8") | EACH | 6 | 6
| 1030110001 | CLAMP,STRAIN,STRAIGHT TYPE,AL 95 sq.mm.ACSR 70 sq.mm | SET | 6 | 0
| 1040000106 | S.A., 30 kV.5kA.,WITHOUT BRACKET | EA | 3 | 3
| 1040010100 | CUT-OUT,FUSE,OPEN TYPE,SINGLE ISULATOR,DROPOUT 33 KV. 100 A. | SET | 6 | 6
| 1080040001 | CONDUIT,PVC,RIGID,DIA. 20x2500 mm.TIS.216 | EACH | 4 | 0
| 9090011007 | WELDING POWDER, ST. WIRE 50 SQ.MM. TO GD | EA | 14 | 0
set40371 | TR. INST.,3-P,33KV. ON PLATFORM,CORNER STEEL BRACKET (ASSEMBLY NO.3719A)
| 1000010004 | POLE,CONCRETE, 12 M.LONG | EACH | 1 | 1
| 1000210000 | BEAM,SPUN PRESTRESSED CONCRETE 100X100X3,200 MM. | PCS. | 2 | 2
| 1000210003 | BEAM, PRESTRESSED CONCRETE, 150 X 250 X 3,550 mm. | PCS. | 2 | 0
| 1010100000 | WIRE,STEEL SOLID DIA. 4.0 mm.TIS.71 | KG. | 1.5 | 0
| 1010100004 | WIRE,STEEL STRANDED 50/7 sq.mm.TIS.404 | M. | 50 | 0
| 1010110205 | BOLT,MACHINE M.16x350 mm. | SET | 6 | 0
| 1010110401 | BOLT,MACHINE,HEXAGON,M.16x550 mm. | SET | 12 | 0
| 1010180100 | WASHER,PLAIN,SQUARE,LARGE 52x52x4.5 mm.HOLE DIA. 18 MM. TIS.258 | PCS. | 14 | 0
| 1010180201 | WASHER,SQUARE,CURVED 60x60x5 mm.HOLE DIA. 22 mm. | PCS. | 4 | 0
| 1010180301 | WASHER,LOCK,SPRING,SIZE 16 mm.,GENERAL PURPOSE,TIS.259 | PCS. | 5 | 0
| 1010220002 | ROD,GROUND,60x60x5 mm. 2 m.LONG | SET | 2 | 0
| 1010230000 | CLAMP,SINGLE U-BOLT,M.8 (WIRE ROPE CLIP) | SET | 19 | 0
| 1020050100 | CABLE,AERIAL,AL 33 kV. 1x50 sq.mm. | M. | 18 | 0
| 1020180001 | TAPE,ELECTRICAL,PVC.PLASTIC,OUTDOOR TYPE,ROLL SIZE 0.18X19X10,000 MM. TIS.386 | ROLL | 3 | 0
| 1020180003 | ELECTRICAL SPLICING TAPE,FOR H.T.AERIAL CABLE,SIZE 3/4"X30' | ROLL | 3 | 0
| 1020300102 | CONNECTOR,PARALLEL GROOVE,DOUBLE BOLT,AL,AL-ALLOY AND ACSR 25-95 SQ.MM. | PCS. | 3 | 0
| 1020330005 | HOTLINE BAIL-CLAMP,MAIN 35-70 SQ.MM. | EA | 3 | 0
| 1020330104 | HOTLINE CLAMP,MAIN35-185,TAP50-185SQ.MM. | EA | 3 | 0
| 1020420400 | PIN TERMINAL,FOR AL 50 SQ.MM. | EA | 3 | 0
| 1020440112 | BLACKET, FOR AERIAL CABLE CORNER SUPPORT, 22 KV. AND 33 KV. DWG.NO.SA4-015/44007 | PCS. | 1 | 1
| 1030000002 | INSULATOR,PIN TYPE,TYPE C (CLASS 56-3)TIS.279 | EACH | 6 | 6
| 1030100001 | PIN,INSULATOR,33 KV.SHANK 165 MM.LEAD HEAD 35 MM.(1 3/8") | EACH | 6 | 6
| 1040000106 | S.A., 30 kV.5kA.,WITHOUT BRACKET | EA | 3 | 3
| 1040010100 | CUT-OUT,FUSE,OPEN TYPE,SINGLE ISULATOR,DROPOUT 33 KV. 100 A. | SET | 3 | 3
| 1080040001 | CONDUIT,PVC,RIGID,DIA. 20x2500 mm.TIS.216 | EACH | 2 | 0
| 9090010026 | CONCRETE 1/3 (50 KG./SET) | SET | 1 | 0
| 9090011007 | WELDING POWDER, ST. WIRE 50 SQ.MM. TO GD | EA | 6 | 0
set40372 | TR.INST.,3-P,33KV.ON PLATFORM,CORNER STEEL BRACKET FOR SAC(12.20 M)(ASSEMBLY NO.3719A)
| 1000010012 | POLE,CONCRETE, 12.20 M. LONG | EACH | 1 | 1
| 1000210000 | BEAM,SPUN PRESTRESSED CONCRETE 100X100X3,200 MM. | PCS. | 2 | 2
| 1000210003 | BEAM, PRESTRESSED CONCRETE, 150 X 250 X 3,550 mm. | PCS. | 2 | 0
| 1010100000 | WIRE,STEEL SOLID DIA. 4.0 mm.TIS.71 | KG. | 1.5 | 0
| 1010100004 | WIRE,STEEL STRANDED 50/7 sq.mm.TIS.404 | M. | 50 | 0
| 1010110205 | BOLT,MACHINE M.16x350 mm. | SET | 2 | 0
| 1010110206 | BOLT,MACHINE M.16x400 mm. | SET | 4 | 0
| 1010110402 | BOLT,MACHINE,HEXAGON,M.16X600 MM. | SET | 12 | 0
| 1010180100 | WASHER,PLAIN,SQUARE,LARGE 52x52x4.5 mm.HOLE DIA. 18 MM. TIS.258 | PCS. | 14 | 0
| 1010180201 | WASHER,SQUARE,CURVED 60x60x5 mm.HOLE DIA. 22 mm. | PCS. | 4 | 0
| 1010180301 | WASHER,LOCK,SPRING,SIZE 16 mm.,GENERAL PURPOSE,TIS.259 | PCS. | 5 | 0
| 1010220002 | ROD,GROUND,60x60x5 mm. 2 m.LONG | SET | 2 | 0
| 1010230000 | CLAMP,SINGLE U-BOLT,M.8 (WIRE ROPE CLIP) | SET | 19 | 0
| 1020050100 | CABLE,AERIAL,AL 33 kV. 1x50 sq.mm. | M. | 18 | 0
| 1020180001 | TAPE,ELECTRICAL,PVC.PLASTIC,OUTDOOR TYPE,ROLL SIZE 0.18X19X10,000 MM. TIS.386 | ROLL | 3 | 0
| 1020180003 | ELECTRICAL SPLICING TAPE,FOR H.T.AERIAL CABLE,SIZE 3/4"X30' | ROLL | 3 | 0
| 1020300102 | CONNECTOR,PARALLEL GROOVE,DOUBLE BOLT,AL,AL-ALLOY AND ACSR 25-95 SQ.MM. | PCS. | 3 | 0
| 1020330005 | HOTLINE BAIL-CLAMP,MAIN 35-70 SQ.MM. | EA | 3 | 0
| 1020330104 | HOTLINE CLAMP,MAIN35-185,TAP50-185SQ.MM. | EA | 3 | 0
| 1020420400 | PIN TERMINAL,FOR AL 50 SQ.MM. | EA | 3 | 0
| 1020440112 | BLACKET, FOR AERIAL CABLE CORNER SUPPORT, 22 KV. AND 33 KV. DWG.NO.SA4-015/44007 | PCS. | 1 | 1
| 1030000002 | INSULATOR,PIN TYPE,TYPE C (CLASS 56-3)TIS.279 | EACH | 6 | 6
| 1030100001 | PIN,INSULATOR,33 KV.SHANK 165 MM.LEAD HEAD 35 MM.(1 3/8") | EACH | 6 | 6
| 1040000106 | S.A., 30 kV.5kA.,WITHOUT BRACKET | EA | 3 | 3
| 1040010100 | CUT-OUT,FUSE,OPEN TYPE,SINGLE ISULATOR,DROPOUT 33 KV. 100 A. | SET | 3 | 3
| 1080040001 | CONDUIT,PVC,RIGID,DIA. 20x2500 mm.TIS.216 | EACH | 8 | 0
| 9090010026 | CONCRETE 1/3 (50 KG./SET) | SET | 1 | 0
| 9090011007 | WELDING POWDER, ST. WIRE 50 SQ.MM. TO GD | EA | 6 | 0
set40899 | SET OF CAPACITOR 1-P 230 V. 5 KVAR.
| 1010100004 | WIRE,STEEL STRANDED 50/7 sq.mm.TIS.404 | M. | 0.5 | 0
| 1010110203 | BOLT,MACHINE M.16x250 mm. | SET | 2 | 0
| 1010180100 | WASHER,PLAIN,SQUARE,LARGE 52x52x4.5 mm.HOLE DIA. 18 MM. TIS.258 | PCS. | 6 | 0
| 1020070000 | CABLE,AL,COMPACT STRANDED,PVC-INSULATED,750 V. 75 DEG.C, 25 DQ.MM. TIS.293 | M. | 2 | 0
| 1020320002 | CONNECTOR,COMPRESSION,H-TYPE,MAIN AL 25-50 SQ.MM.,TAP AL. OR CU. 16-35 SQ.MM. | PCS. | 3 | 0
| 1050040008 | CAPACITOR,POWER,1 PHASE,OUTDOOR 230 V.5 KVAR. | EACH | 1 | 1
set40900 | SET OF CAPACITOR 1-P 230 V. 7.5 KVAR.
| 1010100004 | WIRE,STEEL STRANDED 50/7 sq.mm.TIS.404 | M. | 0.5 | 0
| 1010110203 | BOLT,MACHINE M.16x250 mm. | SET | 2 | 0
| 1010180100 | WASHER,PLAIN,SQUARE,LARGE 52x52x4.5 mm.HOLE DIA. 18 MM. TIS.258 | PCS. | 6 | 0
| 1020070000 | CABLE,AL,COMPACT STRANDED,PVC-INSULATED,750 V. 75 DEG.C, 25 DQ.MM. TIS.293 | M. | 2 | 0
| 1020320002 | CONNECTOR,COMPRESSION,H-TYPE,MAIN AL 25-50 SQ.MM.,TAP AL. OR CU. 16-35 SQ.MM. | PCS. | 3 | 0
| 1050040002 | CAPACITOR,POWER,1 PHASE,INDOOR 230 V. 7.5 KVAR. | SET | 1 | 1
set40901 | SET OF CAPACITOR 1-P 230 V. 10 KVAR.
| 1010100004 | WIRE,STEEL STRANDED 50/7 sq.mm.TIS.404 | M. | 0.5 | 0
| 1010110203 | BOLT,MACHINE M.16x250 mm. | SET | 2 | 0
| 1010180100 | WASHER,PLAIN,SQUARE,LARGE 52x52x4.5 mm.HOLE DIA. 18 MM. TIS.258 | PCS. | 6 | 0
| 1020070000 | CABLE,AL,COMPACT STRANDED,PVC-INSULATED,750 V. 75 DEG.C, 25 DQ.MM. TIS.293 | M. | 2 | 0
| 1020320002 | CONNECTOR,COMPRESSION,H-TYPE,MAIN AL 25-50 SQ.MM.,TAP AL. OR CU. 16-35 SQ.MM. | PCS. | 3 | 0
| 1050040006 | CAPACITOR, POWER, 1 PHASE, OUTDOOR 230 V. 10 KVAR. | EACH | 1 | 1
| 9090010035 | คอมปาวด์ช่วยการสัมผัสทางไฟฟ้า | KG. | 0.06 | 0
set40902 | SET OF CAPACITOR 3-P 400 V. 5 KVAR.
| 1010100004 | WIRE,STEEL STRANDED 50/7 sq.mm.TIS.404 | M. | 2.5 | 0
| 1010110203 | BOLT,MACHINE M.16x250 mm. | SET | 2 | 0
| 1010180100 | WASHER,PLAIN,SQUARE,LARGE 52x52x4.5 mm.HOLE DIA. 18 MM. TIS.258 | PCS. | 6 | 0
| 1020070000 | CABLE,AL,COMPACT STRANDED,PVC-INSULATED,750 V. 75 DEG.C, 25 DQ.MM. TIS.293 | M. | 5 | 0
| 1020320002 | CONNECTOR,COMPRESSION,H-TYPE,MAIN AL 25-50 SQ.MM.,TAP AL. OR CU. 16-35 SQ.MM. | PCS. | 4 | 0
| 1050040200 | CAPACITOR,POWER,3 PHASE,OUTDOOR 400 V. 5 KVAR. | EACH | 1 | 1
| 9090010035 | คอมปาวด์ช่วยการสัมผัสทางไฟฟ้า | KG. | 0.1 | 0
set40903 | SET OF CAPACITOR 3-P 400 V. 10 KVAR.
| 1010100004 | WIRE,STEEL STRANDED 50/7 sq.mm.TIS.404 | M. | 2.5 | 0
| 1010110203 | BOLT,MACHINE M.16x250 mm. | SET | 2 | 0
| 1010180100 | WASHER,PLAIN,SQUARE,LARGE 52x52x4.5 mm.HOLE DIA. 18 MM. TIS.258 | PCS. | 6 | 0
| 1020070002 | CABLE,AL,COMPACT STRANDED,PVC-INSULATED,750 V. 75 DEG.C, 50 SQ.MM. TIS.293 | M. | 5 | 0
| 1020320003 | CONNECTOR,COMPRESSION,H-TYPE,MAIN AL 50-95 SQ.MM.,TAP AL. OR CU. 50-95 SQ.MM. | PCS. | 4 | 0
| 1050040201 | CAPACITOR,POWER,3 PHASE,OUTDOOR 400 V. 10 KVAR. | EACH | 1 | 1
| 9090010035 | คอมปาวด์ช่วยการสัมผัสทางไฟฟ้า | KG. | 0.1 | 0
set40904 | SET OF CAPACITOR 3-P 400 V. 20 KVAR.
| 1010100004 | WIRE,STEEL STRANDED 50/7 sq.mm.TIS.404 | M. | 2.5 | 0
| 1010110203 | BOLT,MACHINE M.16x250 mm. | SET | 2 | 0
| 1010180100 | WASHER,PLAIN,SQUARE,LARGE 52x52x4.5 mm.HOLE DIA. 18 MM. TIS.258 | PCS. | 6 | 0
| 1020070002 | CABLE,AL,COMPACT STRANDED,PVC-INSULATED,750 V. 75 DEG.C, 50 SQ.MM. TIS.293 | M. | 5 | 0
| 1020320002 | CONNECTOR,COMPRESSION,H-TYPE,MAIN AL 25-50 SQ.MM.,TAP AL. OR CU. 16-35 SQ.MM. | PCS. | 4 | 0
| 1050040202 | CAPACITOR,POWER,3 PHASE,OUTDOOR 400 V. 20 KVAR. | EACH | 1 | 1
| 9090010035 | คอมปาวด์ช่วยการสัมผัสทางไฟฟ้า | KG. | 0.1 | 0
set40905 | SET OF CAPACITOR 3-P 400 V. 30 KVAR.
| 1010100004 | WIRE,STEEL STRANDED 50/7 sq.mm.TIS.404 | M. | 2.5 | 0
| 1010110203 | BOLT,MACHINE M.16x250 mm. | SET | 2 | 0
| 1010180100 | WASHER,PLAIN,SQUARE,LARGE 52x52x4.5 mm.HOLE DIA. 18 MM. TIS.258 | PCS. | 6 | 0
| 1020070002 | CABLE,AL,COMPACT STRANDED,PVC-INSULATED,750 V. 75 DEG.C, 50 SQ.MM. TIS.293 | M. | 5 | 0
| 1020320002 | CONNECTOR,COMPRESSION,H-TYPE,MAIN AL 25-50 SQ.MM.,TAP AL. OR CU. 16-35 SQ.MM. | PCS. | 4 | 0
| 1050040203 | CAPACITOR,POWER,3 PHASE,OUTDOOR 400 V. 30 KVAR. | SET | 1 | 1
| 9090010035 | คอมปาวด์ช่วยการสัมผัสทางไฟฟ้า | KG. | 0.1 | 0
set40906 | SET OF CAPACITOR 3-P 400 V. 45 KVAR.
| 1010100004 | WIRE,STEEL STRANDED 50/7 sq.mm.TIS.404 | M. | 2.5 | 0
| 1010110203 | BOLT,MACHINE M.16x250 mm. | SET | 2 | 0
| 1010180100 | WASHER,PLAIN,SQUARE,LARGE 52x52x4.5 mm.HOLE DIA. 18 MM. TIS.258 | PCS. | 6 | 0
| 1020070002 | CABLE,AL,COMPACT STRANDED,PVC-INSULATED,750 V. 75 DEG.C, 50 SQ.MM. TIS.293 | M. | 5 | 0
| 1020320002 | CONNECTOR,COMPRESSION,H-TYPE,MAIN AL 25-50 SQ.MM.,TAP AL. OR CU. 16-35 SQ.MM. | PCS. | 4 | 0
| 1050040204 | CAPACITOR,POWER,3 PHASE,OUTDOOR 400 V. 45 KVAR. | EACH | 1 | 1
| 9090010035 | คอมปาวด์ช่วยการสัมผัสทางไฟฟ้า | KG. | 0.1 | 0
set40907 | SET OF CAPACITOR 3-P 400 V. 75 KVAR.
| 1010100004 | WIRE,STEEL STRANDED 50/7 sq.mm.TIS.404 | M. | 2.5 | 0
| 1010110203 | BOLT,MACHINE M.16x250 mm. | SET | 2 | 0
| 1010180100 | WASHER,PLAIN,SQUARE,LARGE 52x52x4.5 mm.HOLE DIA. 18 MM. TIS.258 | PCS. | 6 | 0
| 1020070002 | CABLE,AL,COMPACT STRANDED,PVC-INSULATED,750 V. 75 DEG.C, 50 SQ.MM. TIS.293 | M. | 5 | 0
| 1020320003 | CONNECTOR,COMPRESSION,H-TYPE,MAIN AL 50-95 SQ.MM.,TAP AL. OR CU. 50-95 SQ.MM. | PCS. | 4 | 0
| 1050040205 | CAPACITOR,POWER,3 PHASE,OUTDOOR 400 V. 75 KVAR. | EACH | 1 | 1
| 9090010035 | คอมปาวด์ช่วยการสัมผัสทางไฟฟ้า | KG. | 0.1 | 0
set40911 | 3 X 100 KVAR.,AND/OR ALLEY (POLE 12 M.) 22 KV. INSTALLATION
| 1000110001 | CROSSARM,PRESTRESSED CONCRETE,SPUN,H.T. 100X100X2,500 MM. | PCS. | 1 | 1
| 1010100000 | WIRE,STEEL SOLID DIA. 4.0 mm.TIS.71 | KG. | 0.5 | 0
| 1010100004 | WIRE,STEEL STRANDED 50/7 sq.mm.TIS.404 | M. | 30 | 0
| 1010110200 | BOLT,MACHINE M.16x130 mm. | SET | 2 | 0
| 1010110201 | BOLT,MACHINE M.16x170 mm. | SET | 2 | 0
| 1010110202 | BOLT,MACHINE M.16x200 mm. | SET | 1 | 0
| 1010110203 | BOLT,MACHINE M.16x250 mm. | SET | 2 | 0
| 1010110204 | BOLT,MACHINE M.16x300 mm. | SET | 1 | 0
| 1010180100 | WASHER,PLAIN,SQUARE,LARGE 52x52x4.5 mm.HOLE DIA. 18 MM. TIS.258 | PCS. | 15 | 0
| 1010200001 | BRACE,FLAT,FOR CROSSARM 30x6x760 mm. | PCS. | 2 | 2
| 1010220002 | ROD,GROUND,60x60x5 mm. 2 m.LONG | SET | 2 | 0
| 1010230000 | CLAMP,SINGLE U-BOLT,M.8 (WIRE ROPE CLIP) | SET | 8 | 0
| 1020050000 | CABLE,AERIAL,AL 22 kV. 1x50 sq.mm. | M. | 10 | 0
| 1020070002 | CABLE,AL,COMPACT STRANDED,PVC-INSULATED,750 V. 75 DEG.C, 50 SQ.MM. TIS.293 | M. | 10 | 0
| 1020200000 | TAPE,ARMOR,AL 1x10 mm. | KG. | 0.5 | 0
| 1020200002 | TIE WIRE,AL 4 mm. | KG. | 0.5 | 0
| 1020300102 | CONNECTOR,PARALLEL GROOVE,DOUBLE BOLT,AL,AL-ALLOY AND ACSR 25-95 SQ.MM. | PCS. | 3 | 0
| 1020330006 | HOTLINE BAIL-CLAMP,MAIN 70-185 SQ.MM. | EA | 3 | 0
| 1020330104 | HOTLINE CLAMP,MAIN35-185,TAP50-185SQ.MM. | EA | 3 | 0
| 1040000000 | S.A.,21 KV. 5 KA. | SET | 3 | 3
| 1040010002 | CUT-OUT,FUSE,OPEN TYPE,SINGLE INSULATOR DROPUOT 22 KV. 100 A. 12 KA. ASYM | SET | 3 | 3
| 1040030006 | FUSE LINK 22 kV. 15 A.EEI-NEMA TYPE K | EACH | 3 | 0
| 1050050000 | CAPACITOR,POWER,1 PHASE,DOUBLE BUSHING,OUTDOOR 12.7 KV. 100 KVAR. | EACH | 3 | 3
| 1050110001 | HANGER,CAPACITOR,11-33 kV. 1x6 SETS | SET | 1 | 1
| 1080040002 | CONDUIT,PVC,RIGID,DIA. 20x4000 mm.TIS.216 | EACH | 2 | 0
| 9090010035 | คอมปาวด์ช่วยการสัมผัสทางไฟฟ้า | KG. | 0.35 | 0
| 9090011007 | WELDING POWDER, ST. WIRE 50 SQ.MM. TO GD | EA | 3 | 0
set40912 | 3 X 100 KVAR.,AND/OR ALLEY (POLE 14 M.),22 KV. INSTALLATION
| 1000110001 | CROSSARM,PRESTRESSED CONCRETE,SPUN,H.T. 100X100X2,500 MM. | PCS. | 1 | 1
| 1010100000 | WIRE,STEEL SOLID DIA. 4.0 mm.TIS.71 | KG. | 0.5 | 0
| 1010100004 | WIRE,STEEL STRANDED 50/7 sq.mm.TIS.404 | M. | 30 | 0
| 1010110200 | BOLT,MACHINE M.16x130 mm. | SET | 2 | 0
| 1010110201 | BOLT,MACHINE M.16x170 mm. | SET | 2 | 0
| 1010110203 | BOLT,MACHINE M.16x250 mm. | SET | 3 | 0
| 1010110205 | BOLT,MACHINE M.16x350 mm. | SET | 1 | 0
| 1010180100 | WASHER,PLAIN,SQUARE,LARGE 52x52x4.5 mm.HOLE DIA. 18 MM. TIS.258 | PCS. | 15 | 0
| 1010200001 | BRACE,FLAT,FOR CROSSARM 30x6x760 mm. | PCS. | 2 | 2
| 1010220002 | ROD,GROUND,60x60x5 mm. 2 m.LONG | SET | 2 | 0
| 1010230000 | CLAMP,SINGLE U-BOLT,M.8 (WIRE ROPE CLIP) | SET | 8 | 0
| 1020050000 | CABLE,AERIAL,AL 22 kV. 1x50 sq.mm. | M. | 10 | 0
| 1020070002 | CABLE,AL,COMPACT STRANDED,PVC-INSULATED,750 V. 75 DEG.C, 50 SQ.MM. TIS.293 | M. | 10 | 0
| 1020200000 | TAPE,ARMOR,AL 1x10 mm. | KG. | 0.5 | 0
| 1020200002 | TIE WIRE,AL 4 mm. | KG. | 0.5 | 0
| 1020300102 | CONNECTOR,PARALLEL GROOVE,DOUBLE BOLT,AL,AL-ALLOY AND ACSR 25-95 SQ.MM. | PCS. | 3 | 0
| 1020330006 | HOTLINE BAIL-CLAMP,MAIN 70-185 SQ.MM. | EA | 3 | 0
| 1020330104 | HOTLINE CLAMP,MAIN35-185,TAP50-185SQ.MM. | EA | 3 | 0
| 1040000000 | S.A.,21 KV. 5 KA. | SET | 3 | 3
| 1040010002 | CUT-OUT,FUSE,OPEN TYPE,SINGLE INSULATOR DROPUOT 22 KV. 100 A. 12 KA. ASYM | SET | 3 | 3
| 1040030006 | FUSE LINK 22 kV. 15 A.EEI-NEMA TYPE K | EACH | 3 | 0
| 1050050000 | CAPACITOR,POWER,1 PHASE,DOUBLE BUSHING,OUTDOOR 12.7 KV. 100 KVAR. | EACH | 3 | 3
| 1050110001 | HANGER,CAPACITOR,11-33 kV. 1x6 SETS | SET | 1 | 1
| 1080040002 | CONDUIT,PVC,RIGID,DIA. 20x4000 mm.TIS.216 | EACH | 2 | 0
| 9090010035 | คอมปาวด์ช่วยการสัมผัสทางไฟฟ้า | KG. | 0.35 | 0
| 9090011007 | WELDING POWDER, ST. WIRE 50 SQ.MM. TO GD | EA | 3 | 0
set40913 | 3 X 100 KVAR.,AND/OR ALLEY,UPPER FEEDER 22 KV. INSTALLATION
| 1000110001 | CROSSARM,PRESTRESSED CONCRETE,SPUN,H.T. 100X100X2,500 MM. | PCS. | 1 | 1
| 1010100000 | WIRE,STEEL SOLID DIA. 4.0 mm.TIS.71 | KG. | 0.5 | 0
| 1010100004 | WIRE,STEEL STRANDED 50/7 sq.mm.TIS.404 | M. | 30 | 0
| 1010110200 | BOLT,MACHINE M.16x130 mm. | SET | 5 | 0
| 1010110201 | BOLT,MACHINE M.16x170 mm. | SET | 5 | 0
| 1010110203 | BOLT,MACHINE M.16x250 mm. | SET | 3 | 0
| 1010110205 | BOLT,MACHINE M.16x350 mm. | SET | 1 | 0
| 1010180100 | WASHER,PLAIN,SQUARE,LARGE 52x52x4.5 mm.HOLE DIA. 18 MM. TIS.258 | PCS. | 15 | 0
| 1010180201 | WASHER,SQUARE,CURVED 60x60x5 mm.HOLE DIA. 22 mm. | PCS. | 5 | 0
| 1010200001 | BRACE,FLAT,FOR CROSSARM 30x6x760 mm. | PCS. | 4 | 4
| 1010220002 | ROD,GROUND,60x60x5 mm. 2 m.LONG | SET | 2 | 0
| 1010230000 | CLAMP,SINGLE U-BOLT,M.8 (WIRE ROPE CLIP) | SET | 8 | 0
| 1020050000 | CABLE,AERIAL,AL 22 kV. 1x50 sq.mm. | M. | 22 | 0
| 1020070002 | CABLE,AL,COMPACT STRANDED,PVC-INSULATED,750 V. 75 DEG.C, 50 SQ.MM. TIS.293 | M. | 10 | 0
| 1020180003 | ELECTRICAL SPLICING TAPE,FOR H.T.AERIAL CABLE,SIZE 3/4"X30' | ROLL | 1 | 0
| 1020200000 | TAPE,ARMOR,AL 1x10 mm. | KG. | 0.5 | 0
| 1020200002 | TIE WIRE,AL 4 mm. | KG. | 0.5 | 0
| 1020300102 | CONNECTOR,PARALLEL GROOVE,DOUBLE BOLT,AL,AL-ALLOY AND ACSR 25-95 SQ.MM. | PCS. | 3 | 0
| 1020330006 | HOTLINE BAIL-CLAMP,MAIN 70-185 SQ.MM. | EA | 3 | 0
| 1020330104 | HOTLINE CLAMP,MAIN35-185,TAP50-185SQ.MM. | EA | 3 | 0
| 1030000001 | INSULATOR,PIN TYPE,TYPE B (CLASS 56-2) TIS.279 | EACH | 3 | 3
| 1030100000 | PIN,INSULATOR,22 KV.SHANK 140 MM.,LEAD HEAD 35 MM.(1 3/8") | EACH | 3 | 3
| 1040000000 | S.A.,21 KV. 5 KA. | SET | 3 | 3
| 1040010002 | CUT-OUT,FUSE,OPEN TYPE,SINGLE INSULATOR DROPUOT 22 KV. 100 A. 12 KA. ASYM | SET | 3 | 3
| 1040030006 | FUSE LINK 22 kV. 15 A.EEI-NEMA TYPE K | EACH | 3 | 0
| 1050050000 | CAPACITOR,POWER,1 PHASE,DOUBLE BUSHING,OUTDOOR 12.7 KV. 100 KVAR. | EACH | 3 | 3
| 1050110001 | HANGER,CAPACITOR,11-33 kV. 1x6 SETS | SET | 1 | 1
| 1080040002 | CONDUIT,PVC,RIGID,DIA. 20x4000 mm.TIS.216 | EACH | 2 | 0
| 9090010035 | คอมปาวด์ช่วยการสัมผัสทางไฟฟ้า | KG. | 0.35 | 0
| 9090011007 | WELDING POWDER, ST. WIRE 50 SQ.MM. TO GD | EA | 3 | 0
set40914 | 6 X 100 KVAR.,AND/OR ALLEY (POLE 12 M.), 22 KV. INSTALLATION
| 1000110001 | CROSSARM,PRESTRESSED CONCRETE,SPUN,H.T. 100X100X2,500 MM. | PCS. | 1 | 1
| 1010100000 | WIRE,STEEL SOLID DIA. 4.0 mm.TIS.71 | KG. | 0.5 | 0
| 1010100004 | WIRE,STEEL STRANDED 50/7 sq.mm.TIS.404 | M. | 30 | 0
| 1010110200 | BOLT,MACHINE M.16x130 mm. | SET | 2 | 0
| 1010110201 | BOLT,MACHINE M.16x170 mm. | SET | 2 | 0
| 1010110202 | BOLT,MACHINE M.16x200 mm. | SET | 1 | 0
| 1010110203 | BOLT,MACHINE M.16x250 mm. | SET | 2 | 0
| 1010110204 | BOLT,MACHINE M.16x300 mm. | SET | 1 | 0
| 1010180100 | WASHER,PLAIN,SQUARE,LARGE 52x52x4.5 mm.HOLE DIA. 18 MM. TIS.258 | PCS. | 15 | 0
| 1010200001 | BRACE,FLAT,FOR CROSSARM 30x6x760 mm. | PCS. | 2 | 2
| 1010220002 | ROD,GROUND,60x60x5 mm. 2 m.LONG | SET | 2 | 0
| 1010230000 | CLAMP,SINGLE U-BOLT,M.8 (WIRE ROPE CLIP) | SET | 8 | 0
| 1020050000 | CABLE,AERIAL,AL 22 kV. 1x50 sq.mm. | M. | 10 | 0
| 1020070002 | CABLE,AL,COMPACT STRANDED,PVC-INSULATED,750 V. 75 DEG.C, 50 SQ.MM. TIS.293 | M. | 10 | 0
| 1020200000 | TAPE,ARMOR,AL 1x10 mm. | KG. | 0.5 | 0
| 1020200002 | TIE WIRE,AL 4 mm. | KG. | 0.5 | 0
| 1020300102 | CONNECTOR,PARALLEL GROOVE,DOUBLE BOLT,AL,AL-ALLOY AND ACSR 25-95 SQ.MM. | PCS. | 3 | 0
| 1020330006 | HOTLINE BAIL-CLAMP,MAIN 70-185 SQ.MM. | EA | 3 | 0
| 1020330104 | HOTLINE CLAMP,MAIN35-185,TAP50-185SQ.MM. | EA | 3 | 0
| 1040000000 | S.A.,21 KV. 5 KA. | SET | 3 | 3
| 1040010002 | CUT-OUT,FUSE,OPEN TYPE,SINGLE INSULATOR DROPUOT 22 KV. 100 A. 12 KA. ASYM | SET | 3 | 3
| 1040030008 | FUSE LINK 22 kV. 25 A.EEI-NEMA TYPE K | EACH | 3 | 0
| 1050050000 | CAPACITOR,POWER,1 PHASE,DOUBLE BUSHING,OUTDOOR 12.7 KV. 100 KVAR. | EACH | 6 | 6
| 1050110001 | HANGER,CAPACITOR,11-33 kV. 1x6 SETS | SET | 1 | 1
| 1080040002 | CONDUIT,PVC,RIGID,DIA. 20x4000 mm.TIS.216 | EACH | 2 | 0
| 9090010035 | คอมปาวด์ช่วยการสัมผัสทางไฟฟ้า | KG. | 0.35 | 0
| 9090011007 | WELDING POWDER, ST. WIRE 50 SQ.MM. TO GD | EA | 3 | 0
set40915 | 6 X 100 KVAR.,AND/OR ALLEY (POLE 14 M.), 22 KV. INSTALLATION
| 1000110001 | CROSSARM,PRESTRESSED CONCRETE,SPUN,H.T. 100X100X2,500 MM. | PCS. | 1 | 1
| 1010100000 | WIRE,STEEL SOLID DIA. 4.0 mm.TIS.71 | KG. | 0.5 | 0
| 1010100004 | WIRE,STEEL STRANDED 50/7 sq.mm.TIS.404 | M. | 30 | 0
| 1010110200 | BOLT,MACHINE M.16x130 mm. | SET | 2 | 0
| 1010110201 | BOLT,MACHINE M.16x170 mm. | SET | 2 | 0
| 1010110203 | BOLT,MACHINE M.16x250 mm. | SET | 3 | 0
| 1010110205 | BOLT,MACHINE M.16x350 mm. | SET | 1 | 0
| 1010180100 | WASHER,PLAIN,SQUARE,LARGE 52x52x4.5 mm.HOLE DIA. 18 MM. TIS.258 | PCS. | 15 | 0
| 1010200001 | BRACE,FLAT,FOR CROSSARM 30x6x760 mm. | PCS. | 2 | 2
| 1010220002 | ROD,GROUND,60x60x5 mm. 2 m.LONG | SET | 2 | 0
| 1010230000 | CLAMP,SINGLE U-BOLT,M.8 (WIRE ROPE CLIP) | SET | 8 | 0
| 1020050000 | CABLE,AERIAL,AL 22 kV. 1x50 sq.mm. | M. | 10 | 0
| 1020070002 | CABLE,AL,COMPACT STRANDED,PVC-INSULATED,750 V. 75 DEG.C, 50 SQ.MM. TIS.293 | M. | 10 | 0
| 1020200000 | TAPE,ARMOR,AL 1x10 mm. | KG. | 0.5 | 0
| 1020200002 | TIE WIRE,AL 4 mm. | KG. | 0.5 | 0
| 1020300102 | CONNECTOR,PARALLEL GROOVE,DOUBLE BOLT,AL,AL-ALLOY AND ACSR 25-95 SQ.MM. | PCS. | 3 | 0
| 1020330006 | HOTLINE BAIL-CLAMP,MAIN 70-185 SQ.MM. | EA | 3 | 0
| 1020330104 | HOTLINE CLAMP,MAIN35-185,TAP50-185SQ.MM. | EA | 3 | 0
| 1040000000 | S.A.,21 KV. 5 KA. | SET | 3 | 3
| 1040010002 | CUT-OUT,FUSE,OPEN TYPE,SINGLE INSULATOR DROPUOT 22 KV. 100 A. 12 KA. ASYM | SET | 3 | 3
| 1040030008 | FUSE LINK 22 kV. 25 A.EEI-NEMA TYPE K | EACH | 3 | 0
| 1050050000 | CAPACITOR,POWER,1 PHASE,DOUBLE BUSHING,OUTDOOR 12.7 KV. 100 KVAR. | EACH | 6 | 6
| 1050110001 | HANGER,CAPACITOR,11-33 kV. 1x6 SETS | SET | 1 | 1
| 1080040002 | CONDUIT,PVC,RIGID,DIA. 20x4000 mm.TIS.216 | EACH | 2 | 0
| 9090010035 | คอมปาวด์ช่วยการสัมผัสทางไฟฟ้า | KG. | 0.35 | 0
| 9090011007 | WELDING POWDER, ST. WIRE 50 SQ.MM. TO GD | EA | 3 | 0
set40916 | 6 X 100 KVAR.,AND/OR ALLEY,UPPER FEEDER 22 KV. INSTALLATION
| 1000110001 | CROSSARM,PRESTRESSED CONCRETE,SPUN,H.T. 100X100X2,500 MM. | PCS. | 1 | 1
| 1010100000 | WIRE,STEEL SOLID DIA. 4.0 mm.TIS.71 | KG. | 0.5 | 0
| 1010100004 | WIRE,STEEL STRANDED 50/7 sq.mm.TIS.404 | M. | 30 | 0
| 1010110200 | BOLT,MACHINE M.16x130 mm. | SET | 5 | 0
| 1010110201 | BOLT,MACHINE M.16x170 mm. | SET | 5 | 0
| 1010110203 | BOLT,MACHINE M.16x250 mm. | SET | 3 | 0
| 1010110205 | BOLT,MACHINE M.16x350 mm. | SET | 1 | 0
| 1010180100 | WASHER,PLAIN,SQUARE,LARGE 52x52x4.5 mm.HOLE DIA. 18 MM. TIS.258 | PCS. | 15 | 0
| 1010180201 | WASHER,SQUARE,CURVED 60x60x5 mm.HOLE DIA. 22 mm. | PCS. | 5 | 0
| 1010200001 | BRACE,FLAT,FOR CROSSARM 30x6x760 mm. | PCS. | 4 | 4
| 1010220002 | ROD,GROUND,60x60x5 mm. 2 m.LONG | SET | 2 | 0
| 1010230000 | CLAMP,SINGLE U-BOLT,M.8 (WIRE ROPE CLIP) | SET | 8 | 0
| 1020050000 | CABLE,AERIAL,AL 22 kV. 1x50 sq.mm. | M. | 22 | 0
| 1020070002 | CABLE,AL,COMPACT STRANDED,PVC-INSULATED,750 V. 75 DEG.C, 50 SQ.MM. TIS.293 | M. | 10 | 0
| 1020180003 | ELECTRICAL SPLICING TAPE,FOR H.T.AERIAL CABLE,SIZE 3/4"X30' | ROLL | 1 | 0
| 1020200000 | TAPE,ARMOR,AL 1x10 mm. | KG. | 0.5 | 0
| 1020200002 | TIE WIRE,AL 4 mm. | KG. | 0.5 | 0
| 1020300102 | CONNECTOR,PARALLEL GROOVE,DOUBLE BOLT,AL,AL-ALLOY AND ACSR 25-95 SQ.MM. | PCS. | 3 | 0
| 1020330006 | HOTLINE BAIL-CLAMP,MAIN 70-185 SQ.MM. | EA | 3 | 0
| 1020330104 | HOTLINE CLAMP,MAIN35-185,TAP50-185SQ.MM. | EA | 3 | 0
| 1030000001 | INSULATOR,PIN TYPE,TYPE B (CLASS 56-2) TIS.279 | EACH | 3 | 3
| 1030100000 | PIN,INSULATOR,22 KV.SHANK 140 MM.,LEAD HEAD 35 MM.(1 3/8") | EACH | 3 | 3
| 1040000000 | S.A.,21 KV. 5 KA. | SET | 3 | 3
| 1040010002 | CUT-OUT,FUSE,OPEN TYPE,SINGLE INSULATOR DROPUOT 22 KV. 100 A. 12 KA. ASYM | SET | 3 | 3
| 1040030008 | FUSE LINK 22 kV. 25 A.EEI-NEMA TYPE K | EACH | 3 | 0
| 1050050000 | CAPACITOR,POWER,1 PHASE,DOUBLE BUSHING,OUTDOOR 12.7 KV. 100 KVAR. | EACH | 6 | 6
| 1050110001 | HANGER,CAPACITOR,11-33 kV. 1x6 SETS | SET | 1 | 1
| 1080040002 | CONDUIT,PVC,RIGID,DIA. 20x4000 mm.TIS.216 | EACH | 2 | 0
| 9090010035 | คอมปาวด์ช่วยการสัมผัสทางไฟฟ้า | KG. | 0.35 | 0
| 9090011007 | WELDING POWDER, ST. WIRE 50 SQ.MM. TO GD | EA | 3 | 0
set40917 | 15 X 100 kVAR.,AND/OR ALLEY (POLE 12 m.), 22 kV. INSTALLATION
| 1000010004 | POLE,CONCRETE, 12 M.LONG | EACH | 1 | 1
| 1000110001 | CROSSARM,PRESTRESSED CONCRETE,SPUN,H.T. 100X100X2,500 MM. | PCS. | 5 | 5
| 1010100000 | WIRE,STEEL SOLID DIA. 4.0 mm.TIS.71 | KG. | 2 | 0
| 1010100004 | WIRE,STEEL STRANDED 50/7 sq.mm.TIS.404 | M. | 35 | 0
| 1010110200 | BOLT,MACHINE M.16x130 mm. | SET | 6 | 0
| 1010110201 | BOLT,MACHINE M.16x170 mm. | SET | 6 | 0
| 1010110202 | BOLT,MACHINE M.16x200 mm. | SET | 3 | 0
| 1010110203 | BOLT,MACHINE M.16x250 mm. | SET | 6 | 0
| 1010110204 | BOLT,MACHINE M.16x300 mm. | SET | 14 | 0
| 1010110206 | BOLT,MACHINE M.16x400 mm. | SET | 2 | 0
| 1010110207 | BOLT,MACHINE M.16x450 mm. | SET | 2 | 0
| 1010130001 | BOLT,DOUBLE ARMING,ROUND EYE M.16x450 mm. | SET | 6 | 0
| 1010180100 | WASHER,PLAIN,SQUARE,LARGE 52x52x4.5 mm.HOLE DIA. 18 MM. TIS.258 | PCS. | 80 | 0
| 1010180201 | WASHER,SQUARE,CURVED 60x60x5 mm.HOLE DIA. 22 mm. | PCS. | 5 | 0
| 1010200001 | BRACE,FLAT,FOR CROSSARM 30x6x760 mm. | PCS. | 6 | 6
| 1010220002 | ROD,GROUND,60x60x5 mm. 2 m.LONG | SET | 3 | 0
| 1010230000 | CLAMP,SINGLE U-BOLT,M.8 (WIRE ROPE CLIP) | SET | 15 | 0
| 1020050000 | CABLE,AERIAL,AL 22 kV. 1x50 sq.mm. | M. | 50 | 0
| 1020070002 | CABLE,AL,COMPACT STRANDED,PVC-INSULATED,750 V. 75 DEG.C, 50 SQ.MM. TIS.293 | M. | 25 | 0
| 1020180003 | ELECTRICAL SPLICING TAPE,FOR H.T.AERIAL CABLE,SIZE 3/4"X30' | ROLL | 2 | 0
| 1020200000 | TAPE,ARMOR,AL 1x10 mm. | KG. | 0.5 | 0
| 1020200002 | TIE WIRE,AL 4 mm. | KG. | 2 | 0
| 1020300102 | CONNECTOR,PARALLEL GROOVE,DOUBLE BOLT,AL,AL-ALLOY AND ACSR 25-95 SQ.MM. | PCS. | 21 | 0
| 1020310001 | CONNECTOR,DEAD END,AL 50-70 sq.mm. | PCS. | 4 | 0
| 1020310002 | CONNECTOR,DEAD END,AL 95-120 sq.mm. | PCS. | 12 | 0
| 1020330005 | HOTLINE BAIL-CLAMP,MAIN 35-70 SQ.MM. | EA | 3 | 0
| 1020330006 | HOTLINE BAIL-CLAMP,MAIN 70-185 SQ.MM. | EA | 3 | 0
| 1020330104 | HOTLINE CLAMP,MAIN35-185,TAP50-185SQ.MM. | EA | 6 | 0
| 1030010101 | INSULATOR,PIN POST TYPE 22 KV. POWER ARC TEST | PCS | 3 | 3
| 1030020000 | INSULATOR,SUSPENSION TYPE A (CLASS 52-1)TIS.354 | PCS. | 18 | 18
| 1030110000 | CLAMP,STRAIN,STRAIGHT TYPE,AL 35-70 sq.mm.ACSR 35-50 SQ.MM. | SET | 6 | 0
| 1040000000 | S.A.,21 KV. 5 KA. | SET | 3 | 3
| 1040010002 | CUT-OUT,FUSE,OPEN TYPE,SINGLE INSULATOR DROPUOT 22 KV. 100 A. 12 KA. ASYM | SET | 3 | 3
| 1040030011 | FUSE LINK 22 kV. 50 A.EEI-NEMA TYPE K | EACH | 3 | 0
| 1050000000 | TRANSFORMER, 10 KVA. 1 PHASE 3 WIRP,CONVENTIONAL TYPE 22/0.46-0.23 KV. | UNIT | 1 | 1
| 1050050000 | CAPACITOR,POWER,1 PHASE,DOUBLE BUSHING,OUTDOOR 12.7 KV. 100 KVAR. | EACH | 15 | 15
| 1050110002 | HANGER, CAPACITOR, 11-33 KV. 1X15 SETS | SET | 1 | 1
| 1080040002 | CONDUIT,PVC,RIGID,DIA. 20x4000 mm.TIS.216 | EACH | 4 | 0
| 9090010035 | คอมปาวด์ช่วยการสัมผัสทางไฟฟ้า | KG. | 0.7 | 0
| 9090011007 | WELDING POWDER, ST. WIRE 50 SQ.MM. TO GD | EA | 7 | 0
set40918 | SET OF CAPACITOR AUTOMATIC VAR CONTROL,22KV,1500KVAR (ASSEMBLY NO.2611)
| 1000010004 | POLE,CONCRETE, 12 M.LONG | EACH | 1 | 1
| 1000110001 | CROSSARM,PRESTRESSED CONCRETE,SPUN,H.T. 100X100X2,500 MM. | PCS. | 5 | 5
| 1010100000 | WIRE,STEEL SOLID DIA. 4.0 mm.TIS.71 | KG. | 0.12 | 0
| 1010100004 | WIRE,STEEL STRANDED 50/7 sq.mm.TIS.404 | M. | 60 | 0
| 1010110200 | BOLT,MACHINE M.16x130 mm. | SET | 4 | 0
| 1010110202 | BOLT,MACHINE M.16x200 mm. | SET | 3 | 0
| 1010110203 | BOLT,MACHINE M.16x250 mm. | SET | 2 | 0
| 1010110204 | BOLT,MACHINE M.16x300 mm. | SET | 7 | 0
| 1010110207 | BOLT,MACHINE M.16x450 mm. | SET | 2 | 0
| 1010120001 | BOLT,DOUBLE ARMING,M.16x450 mm. | SET | 6 | 0
| 1010180100 | WASHER,PLAIN,SQUARE,LARGE 52x52x4.5 mm.HOLE DIA. 18 MM. TIS.258 | PCS. | 52 | 0
| 1010180201 | WASHER,SQUARE,CURVED 60x60x5 mm.HOLE DIA. 22 mm. | PCS. | 3 | 0
| 1010180301 | WASHER,LOCK,SPRING,SIZE 16 mm.,GENERAL PURPOSE,TIS.259 | PCS. | 2 | 0
| 1010200001 | BRACE,FLAT,FOR CROSSARM 30x6x760 mm. | PCS. | 6 | 0
| 1010220002 | ROD,GROUND,60x60x5 mm. 2 m.LONG | SET | 3 | 0
| 1010230000 | CLAMP,SINGLE U-BOLT,M.8 (WIRE ROPE CLIP) | SET | 22 | 0
| 1020050000 | CABLE,AERIAL,AL 22 kV. 1x50 sq.mm. | M. | 63 | 30
| 1020050004 | CABLE,AERIAL,AL 22 kV. 1x185 sq.mm. | M. | 1.2 | 0
| 1020180000 | TAPE,ELECTRICAL,PVC.PLASTIC,OUTDOOR TYPE ROLL SIZE 0.125X19X10,000 MM. TIS.386 | ROLL | 3 | 0
| 1020200002 | TIE WIRE,AL 4 mm. | KG. | 2.33 | 0
| 1020260202 | PREFORMED D/E,SAC 22kV 50sq.mm. 21.80mm | EACH | 2 | 0
| 1020300102 | CONNECTOR,PARALLEL GROOVE,DOUBLE BOLT,AL,AL-ALLOY AND ACSR 25-95 SQ.MM. | PCS. | 10 | 0
| 1020300103 | CONNECTOR,PARALLEL GROOVE,TRIPLE BOLT,AL,AL-ALLOY AND ACSR 70-185 SQ.MM. | PCS. | 4 | 0
| 1020330005 | HOTLINE BAIL-CLAMP,MAIN 35-70 SQ.MM. | EA | 5 | 5
| 1020330104 | HOTLINE CLAMP,MAIN35-185,TAP50-185SQ.MM. | EA | 5 | 5
| 1030010101 | INSULATOR,PIN POST TYPE 22 KV. POWER ARC TEST | PCS | 2 | 2
| 1030020000 | INSULATOR,SUSPENSION TYPE A (CLASS 52-1)TIS.354 | PCS. | 18 | 18
| 1030030000 | INSULATOR,SPOOL,TYPE B (CLASS 53-2)TIS.227 | PCS. | 2 | 2
| 1040000001 | LIGHTNING ARRESTER,20-21 KV.10 KA. | SET | 5 | 5
| 1040010002 | CUT-OUT,FUSE,OPEN TYPE,SINGLE INSULATOR DROPUOT 22 KV. 100 A. 12 KA. ASYM | SET | 5 | 5
| 1040030011 | FUSE LINK 22 kV. 50 A.EEI-NEMA TYPE K | EACH | 5 | 0
| 1040070011 | AUTOMATIC SWITCHING EQUIPMENT,VAR CONTROL,WITH VACUUM LOAD BREAK SWITCH,3 PHASE, 22 KV. 200 A. | SET | 1 | 1
| 1040070307 | CURRENT SENSON,22 KV. | SET | 1 | 1
| 1050000011 | TR., 30KVA,1P,22-0.48/0.24KV, SC | EA | 1 | 1
| 1050050000 | CAPACITOR,POWER,1 PHASE,DOUBLE BUSHING,OUTDOOR 12.7 KV. 100 KVAR. | EACH | 15 | 15
| 1050100003 | BRACKET,STEEL,FOR TRANSFORMER SECONDARY LEAD | SET | 2 | 0
| 1080040001 | CONDUIT,PVC,RIGID,DIA. 20x2500 mm.TIS.216 | EACH | 1 | 0
| 1080040002 | CONDUIT,PVC,RIGID,DIA. 20x4000 mm.TIS.216 | EACH | 3 | 0
| 9090010035 | คอมปาวด์ช่วยการสัมผัสทางไฟฟ้า | KG. | 0.03 | 0
| 9090011007 | WELDING POWDER, ST. WIRE 50 SQ.MM. TO GD | EA | 7 | 0
set40921 | 3 X 100 KAVR.,AND/OR ALLEY (POLE 12 M.), 33 KV. INSTALLATION
| 1000110002 | CROSSARM,PRESTRESSED CONCRETE,SPUN,H.T. 120X120X3,000 MM. | PCS. | 1 | 1
| 1010100000 | WIRE,STEEL SOLID DIA. 4.0 mm.TIS.71 | KG. | 0.5 | 0
| 1010100002 | WIRE,STEEL STRANDED 25 sq.mm.TIS.404 | M. | 2 | 0
| 1010100004 | WIRE,STEEL STRANDED 50/7 sq.mm.TIS.404 | M. | 30 | 0
| 1010110200 | BOLT,MACHINE M.16x130 mm. | SET | 2 | 0
| 1010110201 | BOLT,MACHINE M.16x170 mm. | SET | 2 | 0
| 1010110202 | BOLT,MACHINE M.16x200 mm. | SET | 1 | 0
| 1010110203 | BOLT,MACHINE M.16x250 mm. | SET | 2 | 0
| 1010110204 | BOLT,MACHINE M.16x300 mm. | SET | 1 | 0
| 1010180100 | WASHER,PLAIN,SQUARE,LARGE 52x52x4.5 mm.HOLE DIA. 18 MM. TIS.258 | PCS. | 15 | 0
| 1010200002 | BRACE,FLAT,FOR CROSSARM 40x6x1,000 mm. | PCS. | 2 | 2
| 1010220002 | ROD,GROUND,60x60x5 mm. 2 m.LONG | SET | 2 | 0
| 1010230000 | CLAMP,SINGLE U-BOLT,M.8 (WIRE ROPE CLIP) | SET | 8 | 0
| 1020050100 | CABLE,AERIAL,AL 33 kV. 1x50 sq.mm. | M. | 20 | 0
| 1020200000 | TAPE,ARMOR,AL 1x10 mm. | KG. | 0.5 | 0
| 1020200002 | TIE WIRE,AL 4 mm. | KG. | 0.5 | 0
| 1020300102 | CONNECTOR,PARALLEL GROOVE,DOUBLE BOLT,AL,AL-ALLOY AND ACSR 25-95 SQ.MM. | PCS. | 3 | 0
| 1020330006 | HOTLINE BAIL-CLAMP,MAIN 70-185 SQ.MM. | EA | 3 | 0
| 1020330104 | HOTLINE CLAMP,MAIN35-185,TAP50-185SQ.MM. | EA | 3 | 0
| 1040000100 | S.A. 30 KV. 5 KA. | SET | 3 | 3
| 1040010100 | CUT-OUT,FUSE,OPEN TYPE,SINGLE ISULATOR,DROPOUT 33 KV. 100 A. | SET | 3 | 3
| 1040030104 | FUSE LINK 33 kV. 8 A.EEI-NEMA TYPE K | EACH | 3 | 0
| 1050050100 | CAPACITOR,POWER,SINGLE BUSHING,OUTDOOR 33 GRDY/19 KV. 100 KVAR. | EACH | 3 | 3
| 1050110001 | HANGER,CAPACITOR,11-33 kV. 1x6 SETS | SET | 1 | 1
| 1080040001 | CONDUIT,PVC,RIGID,DIA. 20x2500 mm.TIS.216 | EACH | 2 | 0
| 9090010035 | คอมปาวด์ช่วยการสัมผัสทางไฟฟ้า | KG. | 0.35 | 0
| 9090011007 | WELDING POWDER, ST. WIRE 50 SQ.MM. TO GD | EA | 3 | 0
set40922 | 3 X 100 KVAR.,AND/OR ALLEY (POLE 14 M.), 33 KV. INSTALLATION
| 1000110002 | CROSSARM,PRESTRESSED CONCRETE,SPUN,H.T. 120X120X3,000 MM. | PCS. | 1 | 1
| 1010100000 | WIRE,STEEL SOLID DIA. 4.0 mm.TIS.71 | KG. | 0.5 | 0
| 1010100002 | WIRE,STEEL STRANDED 25 sq.mm.TIS.404 | M. | 2 | 0
| 1010100004 | WIRE,STEEL STRANDED 50/7 sq.mm.TIS.404 | M. | 30 | 0
| 1010110200 | BOLT,MACHINE M.16x130 mm. | SET | 2 | 0
| 1010110201 | BOLT,MACHINE M.16x170 mm. | SET | 2 | 0
| 1010110203 | BOLT,MACHINE M.16x250 mm. | SET | 3 | 0
| 1010110205 | BOLT,MACHINE M.16x350 mm. | SET | 1 | 0
| 1010180100 | WASHER,PLAIN,SQUARE,LARGE 52x52x4.5 mm.HOLE DIA. 18 MM. TIS.258 | PCS. | 15 | 0
| 1010200002 | BRACE,FLAT,FOR CROSSARM 40x6x1,000 mm. | PCS. | 2 | 2
| 1010220002 | ROD,GROUND,60x60x5 mm. 2 m.LONG | SET | 2 | 0
| 1010230000 | CLAMP,SINGLE U-BOLT,M.8 (WIRE ROPE CLIP) | SET | 8 | 0
| 1020050100 | CABLE,AERIAL,AL 33 kV. 1x50 sq.mm. | M. | 20 | 0
| 1020200000 | TAPE,ARMOR,AL 1x10 mm. | KG. | 0.5 | 0
| 1020200002 | TIE WIRE,AL 4 mm. | KG. | 0.5 | 0
| 1020300102 | CONNECTOR,PARALLEL GROOVE,DOUBLE BOLT,AL,AL-ALLOY AND ACSR 25-95 SQ.MM. | PCS. | 3 | 0
| 1020330006 | HOTLINE BAIL-CLAMP,MAIN 70-185 SQ.MM. | EA | 3 | 0
| 1020330104 | HOTLINE CLAMP,MAIN35-185,TAP50-185SQ.MM. | EA | 3 | 0
| 1040000100 | S.A. 30 KV. 5 KA. | SET | 3 | 3
| 1040010100 | CUT-OUT,FUSE,OPEN TYPE,SINGLE ISULATOR,DROPOUT 33 KV. 100 A. | SET | 3 | 3
| 1040030104 | FUSE LINK 33 kV. 8 A.EEI-NEMA TYPE K | EACH | 3 | 0
| 1050050100 | CAPACITOR,POWER,SINGLE BUSHING,OUTDOOR 33 GRDY/19 KV. 100 KVAR. | EACH | 3 | 3
| 1050110001 | HANGER,CAPACITOR,11-33 kV. 1x6 SETS | SET | 1 | 1
| 1080040001 | CONDUIT,PVC,RIGID,DIA. 20x2500 mm.TIS.216 | EACH | 2 | 0
| 9090010035 | คอมปาวด์ช่วยการสัมผัสทางไฟฟ้า | KG. | 0.35 | 0
| 9090011007 | WELDING POWDER, ST. WIRE 50 SQ.MM. TO GD | EA | 3 | 0
set40923 | 3 X 100 KVAR.,AND/OR ALLEY,UPPER FEEDER 33 KV. INSTALLATION
| 1000110002 | CROSSARM,PRESTRESSED CONCRETE,SPUN,H.T. 120X120X3,000 MM. | PCS. | 1 | 1
| 1010100000 | WIRE,STEEL SOLID DIA. 4.0 mm.TIS.71 | KG. | 0.5 | 0
| 1010100002 | WIRE,STEEL STRANDED 25 sq.mm.TIS.404 | M. | 4 | 0
| 1010100004 | WIRE,STEEL STRANDED 50/7 sq.mm.TIS.404 | M. | 30 | 0
| 1010110200 | BOLT,MACHINE M.16x130 mm. | SET | 5 | 0
| 1010110201 | BOLT,MACHINE M.16x170 mm. | SET | 5 | 0
| 1010110203 | BOLT,MACHINE M.16x250 mm. | SET | 3 | 0
| 1010110205 | BOLT,MACHINE M.16x350 mm. | SET | 1 | 0
| 1010180100 | WASHER,PLAIN,SQUARE,LARGE 52x52x4.5 mm.HOLE DIA. 18 MM. TIS.258 | PCS. | 15 | 0
| 1010180201 | WASHER,SQUARE,CURVED 60x60x5 mm.HOLE DIA. 22 mm. | PCS. | 5 | 0
| 1010200002 | BRACE,FLAT,FOR CROSSARM 40x6x1,000 mm. | PCS. | 4 | 4
| 1010220002 | ROD,GROUND,60x60x5 mm. 2 m.LONG | SET | 2 | 0
| 1010230000 | CLAMP,SINGLE U-BOLT,M.8 (WIRE ROPE CLIP) | SET | 8 | 0
| 1020050100 | CABLE,AERIAL,AL 33 kV. 1x50 sq.mm. | M. | 32 | 0
| 1020180003 | ELECTRICAL SPLICING TAPE,FOR H.T.AERIAL CABLE,SIZE 3/4"X30' | ROLL | 1 | 0
| 1020200000 | TAPE,ARMOR,AL 1x10 mm. | KG. | 0.5 | 0
| 1020200002 | TIE WIRE,AL 4 mm. | KG. | 0.5 | 0
| 1020300102 | CONNECTOR,PARALLEL GROOVE,DOUBLE BOLT,AL,AL-ALLOY AND ACSR 25-95 SQ.MM. | PCS. | 3 | 0
| 1020330006 | HOTLINE BAIL-CLAMP,MAIN 70-185 SQ.MM. | EA | 3 | 0
| 1020330104 | HOTLINE CLAMP,MAIN35-185,TAP50-185SQ.MM. | EA | 3 | 0
| 1020440102 | CLAMP,GUY,TRIPLE BOLT | SET | 2 | 0
| 1030000002 | INSULATOR,PIN TYPE,TYPE C (CLASS 56-3)TIS.279 | EACH | 3 | 3
| 1030100001 | PIN,INSULATOR,33 KV.SHANK 165 MM.LEAD HEAD 35 MM.(1 3/8") | EACH | 3 | 3
| 1040000100 | S.A. 30 KV. 5 KA. | SET | 3 | 3
| 1040010100 | CUT-OUT,FUSE,OPEN TYPE,SINGLE ISULATOR,DROPOUT 33 KV. 100 A. | SET | 3 | 3
| 1040030104 | FUSE LINK 33 kV. 8 A.EEI-NEMA TYPE K | EACH | 3 | 0
| 1050050100 | CAPACITOR,POWER,SINGLE BUSHING,OUTDOOR 33 GRDY/19 KV. 100 KVAR. | EACH | 3 | 3
| 1050110001 | HANGER,CAPACITOR,11-33 kV. 1x6 SETS | SET | 1 | 1
| 1080040001 | CONDUIT,PVC,RIGID,DIA. 20x2500 mm.TIS.216 | EACH | 2 | 0
| 9090010035 | คอมปาวด์ช่วยการสัมผัสทางไฟฟ้า | KG. | 0.35 | 0
| 9090011007 | WELDING POWDER, ST. WIRE 50 SQ.MM. TO GD | EA | 3 | 0
set40924 | 6 X 100 KVAR.,AND/OR ALLEY (POLE 12 M.), 33 KV. INSTALLATION
| 1000110002 | CROSSARM,PRESTRESSED CONCRETE,SPUN,H.T. 120X120X3,000 MM. | PCS. | 1 | 1
| 1010100000 | WIRE,STEEL SOLID DIA. 4.0 mm.TIS.71 | KG. | 0.5 | 0
| 1010100002 | WIRE,STEEL STRANDED 25 sq.mm.TIS.404 | M. | 2 | 0
| 1010100004 | WIRE,STEEL STRANDED 50/7 sq.mm.TIS.404 | M. | 30 | 0
| 1010110200 | BOLT,MACHINE M.16x130 mm. | SET | 2 | 0
| 1010110201 | BOLT,MACHINE M.16x170 mm. | SET | 2 | 0
| 1010110202 | BOLT,MACHINE M.16x200 mm. | SET | 1 | 0
| 1010110203 | BOLT,MACHINE M.16x250 mm. | SET | 2 | 0
| 1010110204 | BOLT,MACHINE M.16x300 mm. | SET | 1 | 0
| 1010180100 | WASHER,PLAIN,SQUARE,LARGE 52x52x4.5 mm.HOLE DIA. 18 MM. TIS.258 | PCS. | 15 | 0
| 1010200002 | BRACE,FLAT,FOR CROSSARM 40x6x1,000 mm. | PCS. | 2 | 2
| 1010220002 | ROD,GROUND,60x60x5 mm. 2 m.LONG | SET | 2 | 0
| 1010230000 | CLAMP,SINGLE U-BOLT,M.8 (WIRE ROPE CLIP) | SET | 8 | 0
| 1020050100 | CABLE,AERIAL,AL 33 kV. 1x50 sq.mm. | M. | 20 | 0
| 1020200000 | TAPE,ARMOR,AL 1x10 mm. | KG. | 0.5 | 0
| 1020200002 | TIE WIRE,AL 4 mm. | KG. | 0.5 | 0
| 1020300102 | CONNECTOR,PARALLEL GROOVE,DOUBLE BOLT,AL,AL-ALLOY AND ACSR 25-95 SQ.MM. | PCS. | 3 | 0
| 1020330006 | HOTLINE BAIL-CLAMP,MAIN 70-185 SQ.MM. | EA | 3 | 0
| 1020330104 | HOTLINE CLAMP,MAIN35-185,TAP50-185SQ.MM. | EA | 3 | 0
| 1040000100 | S.A. 30 KV. 5 KA. | SET | 3 | 3
| 1040010100 | CUT-OUT,FUSE,OPEN TYPE,SINGLE ISULATOR,DROPOUT 33 KV. 100 A. | SET | 3 | 3
| 1040030106 | FUSE LINK 33 kV. 15 A.EEI-NEMA TYPE K | EACH | 3 | 0
| 1050050100 | CAPACITOR,POWER,SINGLE BUSHING,OUTDOOR 33 GRDY/19 KV. 100 KVAR. | EACH | 6 | 6
| 1050110001 | HANGER,CAPACITOR,11-33 kV. 1x6 SETS | SET | 1 | 1
| 1080040001 | CONDUIT,PVC,RIGID,DIA. 20x2500 mm.TIS.216 | EACH | 2 | 0
| 9090010035 | คอมปาวด์ช่วยการสัมผัสทางไฟฟ้า | KG. | 0.35 | 0
| 9090011007 | WELDING POWDER, ST. WIRE 50 SQ.MM. TO GD | EA | 3 | 0
set40925 | 6 X 100 KVAR.,AND/OR ALLEY (POLE 14 M.), 33 KV. INSTALLATION
| 1000110002 | CROSSARM,PRESTRESSED CONCRETE,SPUN,H.T. 120X120X3,000 MM. | PCS. | 1 | 1
| 1010100000 | WIRE,STEEL SOLID DIA. 4.0 mm.TIS.71 | KG. | 0.5 | 0
| 1010100002 | WIRE,STEEL STRANDED 25 sq.mm.TIS.404 | M. | 2 | 0
| 1010100004 | WIRE,STEEL STRANDED 50/7 sq.mm.TIS.404 | M. | 30 | 0
| 1010110200 | BOLT,MACHINE M.16x130 mm. | SET | 2 | 0
| 1010110201 | BOLT,MACHINE M.16x170 mm. | SET | 2 | 0
| 1010110203 | BOLT,MACHINE M.16x250 mm. | SET | 3 | 0
| 1010110205 | BOLT,MACHINE M.16x350 mm. | SET | 1 | 0
| 1010180100 | WASHER,PLAIN,SQUARE,LARGE 52x52x4.5 mm.HOLE DIA. 18 MM. TIS.258 | PCS. | 15 | 0
| 1010200002 | BRACE,FLAT,FOR CROSSARM 40x6x1,000 mm. | PCS. | 2 | 2
| 1010220002 | ROD,GROUND,60x60x5 mm. 2 m.LONG | SET | 2 | 0
| 1010230000 | CLAMP,SINGLE U-BOLT,M.8 (WIRE ROPE CLIP) | SET | 8 | 0
| 1020050100 | CABLE,AERIAL,AL 33 kV. 1x50 sq.mm. | M. | 20 | 0
| 1020200000 | TAPE,ARMOR,AL 1x10 mm. | KG. | 0.5 | 0
| 1020200002 | TIE WIRE,AL 4 mm. | KG. | 0.5 | 0
| 1020300102 | CONNECTOR,PARALLEL GROOVE,DOUBLE BOLT,AL,AL-ALLOY AND ACSR 25-95 SQ.MM. | PCS. | 3 | 0
| 1020330006 | HOTLINE BAIL-CLAMP,MAIN 70-185 SQ.MM. | EA | 3 | 0
| 1020330104 | HOTLINE CLAMP,MAIN35-185,TAP50-185SQ.MM. | EA | 3 | 0
| 1040000100 | S.A. 30 KV. 5 KA. | SET | 3 | 3
| 1040010100 | CUT-OUT,FUSE,OPEN TYPE,SINGLE ISULATOR,DROPOUT 33 KV. 100 A. | SET | 3 | 3
| 1040030106 | FUSE LINK 33 kV. 15 A.EEI-NEMA TYPE K | EACH | 3 | 0
| 1050050100 | CAPACITOR,POWER,SINGLE BUSHING,OUTDOOR 33 GRDY/19 KV. 100 KVAR. | EACH | 6 | 6
| 1050110001 | HANGER,CAPACITOR,11-33 kV. 1x6 SETS | SET | 1 | 1
| 1080040001 | CONDUIT,PVC,RIGID,DIA. 20x2500 mm.TIS.216 | EACH | 2 | 0
| 9090010035 | คอมปาวด์ช่วยการสัมผัสทางไฟฟ้า | KG. | 0.35 | 0
| 9090011007 | WELDING POWDER, ST. WIRE 50 SQ.MM. TO GD | EA | 3 | 0
set40926 | 6 X 100 KVAR.,AND/OR ALLEY,UPPER FEEDER 33 KV. INSTALLATION
| 1000110002 | CROSSARM,PRESTRESSED CONCRETE,SPUN,H.T. 120X120X3,000 MM. | PCS. | 1 | 1
| 1010100000 | WIRE,STEEL SOLID DIA. 4.0 mm.TIS.71 | KG. | 0.5 | 0
| 1010100002 | WIRE,STEEL STRANDED 25 sq.mm.TIS.404 | M. | 4 | 0
| 1010100004 | WIRE,STEEL STRANDED 50/7 sq.mm.TIS.404 | M. | 30 | 0
| 1010110200 | BOLT,MACHINE M.16x130 mm. | SET | 5 | 0
| 1010110201 | BOLT,MACHINE M.16x170 mm. | SET | 5 | 0
| 1010110203 | BOLT,MACHINE M.16x250 mm. | SET | 3 | 0
| 1010110205 | BOLT,MACHINE M.16x350 mm. | SET | 1 | 0
| 1010180100 | WASHER,PLAIN,SQUARE,LARGE 52x52x4.5 mm.HOLE DIA. 18 MM. TIS.258 | PCS. | 15 | 0
| 1010180201 | WASHER,SQUARE,CURVED 60x60x5 mm.HOLE DIA. 22 mm. | PCS. | 5 | 0
| 1010200002 | BRACE,FLAT,FOR CROSSARM 40x6x1,000 mm. | PCS. | 4 | 4
| 1010220002 | ROD,GROUND,60x60x5 mm. 2 m.LONG | SET | 2 | 0
| 1010230000 | CLAMP,SINGLE U-BOLT,M.8 (WIRE ROPE CLIP) | SET | 8 | 0
| 1020050100 | CABLE,AERIAL,AL 33 kV. 1x50 sq.mm. | M. | 32 | 0
| 1020180003 | ELECTRICAL SPLICING TAPE,FOR H.T.AERIAL CABLE,SIZE 3/4"X30' | ROLL | 1 | 0
| 1020200000 | TAPE,ARMOR,AL 1x10 mm. | KG. | 0.5 | 0
| 1020200002 | TIE WIRE,AL 4 mm. | KG. | 0.5 | 0
| 1020300102 | CONNECTOR,PARALLEL GROOVE,DOUBLE BOLT,AL,AL-ALLOY AND ACSR 25-95 SQ.MM. | PCS. | 3 | 0
| 1020330006 | HOTLINE BAIL-CLAMP,MAIN 70-185 SQ.MM. | EA | 3 | 0
| 1020330104 | HOTLINE CLAMP,MAIN35-185,TAP50-185SQ.MM. | EA | 3 | 0
| 1020440102 | CLAMP,GUY,TRIPLE BOLT | SET | 2 | 0
| 1030000002 | INSULATOR,PIN TYPE,TYPE C (CLASS 56-3)TIS.279 | EACH | 3 | 3
| 1030100001 | PIN,INSULATOR,33 KV.SHANK 165 MM.LEAD HEAD 35 MM.(1 3/8") | EACH | 3 | 3
| 1040000100 | S.A. 30 KV. 5 KA. | SET | 3 | 3
| 1040010100 | CUT-OUT,FUSE,OPEN TYPE,SINGLE ISULATOR,DROPOUT 33 KV. 100 A. | SET | 3 | 3
| 1040030106 | FUSE LINK 33 kV. 15 A.EEI-NEMA TYPE K | EACH | 3 | 0
| 1050050100 | CAPACITOR,POWER,SINGLE BUSHING,OUTDOOR 33 GRDY/19 KV. 100 KVAR. | EACH | 6 | 6
| 1050110001 | HANGER,CAPACITOR,11-33 kV. 1x6 SETS | SET | 1 | 1
| 1080040001 | CONDUIT,PVC,RIGID,DIA. 20x2500 mm.TIS.216 | EACH | 2 | 0
| 9090010035 | คอมปาวด์ช่วยการสัมผัสทางไฟฟ้า | KG. | 0.35 | 0
| 9090011007 | WELDING POWDER, ST. WIRE 50 SQ.MM. TO GD | EA | 3 | 0
set40927 | #N/A
| 1000110002 | CROSSARM,PRESTRESSED CONCRETE,SPUN,H.T. 120X120X3,000 MM. | PCS. | 5 | 5
| 1010100000 | WIRE,STEEL SOLID DIA. 4.0 mm.TIS.71 | KG. | 2 | 0
| 1010100004 | WIRE,STEEL STRANDED 50/7 sq.mm.TIS.404 | M. | 40 | 0
| 1010110201 | BOLT,MACHINE M.16x170 mm. | SET | 4 | 0
| 1010110202 | BOLT,MACHINE M.16x200 mm. | SET | 3 | 0
| 1010110203 | BOLT,MACHINE M.16x250 mm. | SET | 10 | 0
| 1010110204 | BOLT,MACHINE M.16x300 mm. | SET | 10 | 0
| 1010110205 | BOLT,MACHINE M.16x350 mm. | SET | 2 | 0
| 1010110206 | BOLT,MACHINE M.16x400 mm. | SET | 2 | 0
| 1010110207 | BOLT,MACHINE M.16x450 mm. | SET | 2 | 0
| 1010110208 | BOLT,MACHINE M.16x500 mm. | SET | 2 | 0
| 1010110209 | BOLT MACHINE M.16X600 MM. | SET | 2 | 0
| 1010130002 | BOLT,DOUBLE ARMING,ROUND EYE M.16x500 mm. | SET | 6 | 0
| 1010180100 | WASHER,PLAIN,SQUARE,LARGE 52x52x4.5 mm.HOLE DIA. 18 MM. TIS.258 | PCS. | 67 | 0
| 1010180201 | WASHER,SQUARE,CURVED 60x60x5 mm.HOLE DIA. 22 mm. | PCS. | 3 | 0
| 1010200002 | BRACE,FLAT,FOR CROSSARM 40x6x1,000 mm. | PCS. | 6 | 6
| 1010220002 | ROD,GROUND,60x60x5 mm. 2 m.LONG | SET | 3 | 0
| 1010230000 | CLAMP,SINGLE U-BOLT,M.8 (WIRE ROPE CLIP) | SET | 17 | 0
| 1020050100 | CABLE,AERIAL,AL 33 kV. 1x50 sq.mm. | M. | 50 | 0
| 1020180003 | ELECTRICAL SPLICING TAPE,FOR H.T.AERIAL CABLE,SIZE 3/4"X30' | ROLL | 3 | 0
| 1020200000 | TAPE,ARMOR,AL 1x10 mm. | KG. | 0.5 | 0
| 1020200002 | TIE WIRE,AL 4 mm. | KG. | 2 | 0
| 1020300102 | CONNECTOR,PARALLEL GROOVE,DOUBLE BOLT,AL,AL-ALLOY AND ACSR 25-95 SQ.MM. | PCS. | 15 | 0
| 1020410002 | CONNECTOR,SPLICE,COMPRESSION TYPE,TENSIONLESS AL 50 SQ.MM. | PCS. | 9 | 0
| 1020420102 | CABLE LUG,NEMA HOLE,COMPRESSION TYPE,AL 50 SQ.MM. | PCS. | 11 | 0
| 1030010003 | INSULATOR,LINE-POST TYPE, 33 KV.CLASS 57-3L TIS.1077 | PCS | 3 | 3
| 1030020002 | INSULATOR,SUSPENSION TYPE D (CLASS 52-4)TIS.354 | PCS. | 18 | 18
| 1030110000 | CLAMP,STRAIN,STRAIGHT TYPE,AL 35-70 sq.mm.ACSR 35-50 SQ.MM. | SET | 6 | 0
| 1040000100 | S.A. 30 KV. 5 KA. | SET | 3 | 3
| 1040000101 | LIGHTNING ARRESTER,30 KV.10 KA. | SET | 3 | 3
| 1040010100 | CUT-OUT,FUSE,OPEN TYPE,SINGLE ISULATOR,DROPOUT 33 KV. 100 A. | SET | 3 | 3
| 1040030110 | FUSE LINK 33 kV. 40 A.EEI-NEMA TYPE K | EACH | 3 | 0
| 1040070105 | SWITCH,OIL,LOAD BREAK,3 PHASE,33 KV.60 A.(CAPACITIVE) WITH BUSMOUNTED FUSE UNIT | SET | 1 | 1
| 1040070302 | CONTROL UNIT,AUTOMATIC,TIME CONTROL,FOR CAPACITOR BANK SWITCHING EQUIPMENT | SET | 1 | 1
| 1050050100 | CAPACITOR,POWER,SINGLE BUSHING,OUTDOOR 33 GRDY/19 KV. 100 KVAR. | EACH | 15 | 15
| 1050110002 | HANGER, CAPACITOR, 11-33 KV. 1X15 SETS | SET | 1 | 1
| 1080040001 | CONDUIT,PVC,RIGID,DIA. 20x2500 mm.TIS.216 | EACH | 6 | 0
| 9090010035 | คอมปาวด์ช่วยการสัมผัสทางไฟฟ้า | KG. | 0.5 | 0
set40928 | SET OF CAPACITOR AUTOMATIC VAR CONTROL,33kV,1500kVAR TYPEI
| 1000010004 | POLE,CONCRETE, 12 M.LONG | EACH | 1 | 1
| 1000110001 | CROSSARM,PRESTRESSED CONCRETE,SPUN,H.T. 100X100X2,500 MM. | PCS. | 2 | 2
| 1000110002 | CROSSARM,PRESTRESSED CONCRETE,SPUN,H.T. 120X120X3,000 MM. | PCS. | 5 | 5
| 1010010003 | STEEL ANGLE,OVERHEAD GROUND WIRE BAYONET 65x65x6 MM. 2,250 MM. LONG | PCS. | 1 | 1
| 1010100000 | WIRE,STEEL SOLID DIA. 4.0 mm.TIS.71 | KG. | 8 | 0
| 1010100004 | WIRE,STEEL STRANDED 50/7 sq.mm.TIS.404 | M. | 60 | 0
| 1010110200 | BOLT,MACHINE M.16x130 mm. | SET | 4 | 0
| 1010110201 | BOLT,MACHINE M.16x170 mm. | SET | 6 | 0
| 1010110202 | BOLT,MACHINE M.16x200 mm. | SET | 4 | 0
| 1010110203 | BOLT,MACHINE M.16x250 mm. | SET | 2 | 0
| 1010110204 | BOLT,MACHINE M.16x300 mm. | SET | 10 | 0
| 1010110205 | BOLT,MACHINE M.16x350 mm. | SET | 1 | 0
| 1010110206 | BOLT,MACHINE M.16x400 mm. | SET | 3 | 0
| 1010130000 | BOLT,DOUBLE ARMING,ROUND EYE M.16x400 mm. | SET | 6 | 0
| 1010180100 | WASHER,PLAIN,SQUARE,LARGE 52x52x4.5 mm.HOLE DIA. 18 MM. TIS.258 | PCS. | 56 | 0
| 1010180201 | WASHER,SQUARE,CURVED 60x60x5 mm.HOLE DIA. 22 mm. | PCS. | 3 | 0
| 1010180301 | WASHER,LOCK,SPRING,SIZE 16 mm.,GENERAL PURPOSE,TIS.259 | PCS. | 2 | 0
| 1010200001 | BRACE,FLAT,FOR CROSSARM 30x6x760 mm. | PCS. | 4 | 0
| 1010200002 | BRACE,FLAT,FOR CROSSARM 40x6x1,000 mm. | PCS. | 6 | 0
| 1010220002 | ROD,GROUND,60x60x5 mm. 2 m.LONG | SET | 3 | 0
| 1010230000 | CLAMP,SINGLE U-BOLT,M.8 (WIRE ROPE CLIP) | SET | 25 | 0
| 1010230205 | GROUND WIRE CLAMP,J.1152 | SET | 1 | 0
| 1020010007 | CONDUCTOR,AL,BARE 185 sq.mm.TIS.85 | M. | 1.2 | 0
| 1020050100 | CABLE,AERIAL,AL 33 kV. 1x50 sq.mm. | M. | 54 | 0
| 1020180002 | TAPE,ELECTRICAL,PVC PLASTIC,OUTDOOR TYPE,ROLL SIZE 0.18X19X20,000 MM.TIS.386 | ROLL | 3 | 0
| 1020180003 | ELECTRICAL SPLICING TAPE,FOR H.T.AERIAL CABLE,SIZE 3/4"X30' | ROLL | 4 | 0
| 1020200000 | TAPE,ARMOR,AL 1x10 mm. | KG. | 1 | 0
| 1020300102 | CONNECTOR,PARALLEL GROOVE,DOUBLE BOLT,AL,AL-ALLOY AND ACSR 25-95 SQ.MM. | PCS. | 8 | 0
| 1020300103 | CONNECTOR,PARALLEL GROOVE,TRIPLE BOLT,AL,AL-ALLOY AND ACSR 70-185 SQ.MM. | PCS. | 4 | 0
| 1020330001 | CLAMP,STIRRUP OR BAIL,HOT LINE,MAIN LINE,AL 70-185 SQ.MM. STIRRUP OR BAIL AL-ALLOY/CU. DIA 9.25 MM. | SET | 5 | 5
| 1030000002 | INSULATOR,PIN TYPE,TYPE C (CLASS 56-3)TIS.279 | EACH | 2 | 2
| 1030020002 | INSULATOR,SUSPENSION TYPE D (CLASS 52-4)TIS.354 | PCS. | 18 | 18
| 1030100001 | PIN,INSULATOR,33 KV.SHANK 165 MM.LEAD HEAD 35 MM.(1 3/8") | EACH | 2 | 2
| 1030110000 | CLAMP,STRAIN,STRAIGHT TYPE,AL 35-70 sq.mm.ACSR 35-50 SQ.MM. | SET | 6 | 6
| 1040000101 | LIGHTNING ARRESTER,30 KV.10 KA. | SET | 5 | 5
| 1040010100 | CUT-OUT,FUSE,OPEN TYPE,SINGLE ISULATOR,DROPOUT 33 KV. 100 A. | SET | 5 | 5
| 1040030105 | FUSE LINK 33 kV. 10 A.EEI-NEMA TYPE K | EACH | 5 | 5
| 1040070111 | AUTOMATIC SWITCHING EQUIPMENT,VAR CONTROL,WITH VACUUM LOAD BREAK SWITCH 3 PHASE 33 KV. 135 A. | SET | 1 | 1
| 1040070306 | CONTROL UNIT,AUTOMATIC,VAR CONTROL,FOR CAPACITOR BANK SWITCHING | SET | 1 | 1
| 1040070308 | CURRENT SENSOR, 33 KV. | SET | 1 | 1
| 1040070310 | POWER SUPPLY TR. 33 KV.,CONTROL CAP BANK | EA | 1 | 1
| 1050050100 | CAPACITOR,POWER,SINGLE BUSHING,OUTDOOR 33 GRDY/19 KV. 100 KVAR. | EACH | 15 | 15
| 1050110002 | HANGER, CAPACITOR, 11-33 KV. 1X15 SETS | SET | 1 | 1
| 1060100000 | CABLE PLATE, SIZE 2X20X20 CM. | PCS. | 4 | 0
| 1080040001 | CONDUIT,PVC,RIGID,DIA. 20x2500 mm.TIS.216 | EACH | 1 | 0
| 1080040002 | CONDUIT,PVC,RIGID,DIA. 20x4000 mm.TIS.216 | EACH | 3 | 0
set40929 | SET OF CAPACITOR AUTOMATIC VAR CONTROL,33kV,1500kVAR TYPE II
| 1000010004 | POLE,CONCRETE, 12 M.LONG | EACH | 1 | 1
| 1000110002 | CROSSARM,PRESTRESSED CONCRETE,SPUN,H.T. 120X120X3,000 MM. | PCS. | 5 | 5
| 1010010003 | STEEL ANGLE,OVERHEAD GROUND WIRE BAYONET 65x65x6 MM. 2,250 MM. LONG | PCS. | 2 | 2
| 1010100000 | WIRE,STEEL SOLID DIA. 4.0 mm.TIS.71 | KG. | 3.5 | 0
| 1010100004 | WIRE,STEEL STRANDED 50/7 sq.mm.TIS.404 | M. | 60 | 0
| 1010110201 | BOLT,MACHINE M.16x170 mm. | SET | 6 | 0
| 1010110202 | BOLT,MACHINE M.16x200 mm. | SET | 4 | 0
| 1010110203 | BOLT,MACHINE M.16x250 mm. | SET | 5 | 0
| 1010110204 | BOLT,MACHINE M.16x300 mm. | SET | 10 | 0
| 1010110205 | BOLT,MACHINE M.16x350 mm. | SET | 1 | 0
| 1010110206 | BOLT,MACHINE M.16x400 mm. | SET | 2 | 0
| 1010130000 | BOLT,DOUBLE ARMING,ROUND EYE M.16x400 mm. | SET | 6 | 0
| 1010180100 | WASHER,PLAIN,SQUARE,LARGE 52x52x4.5 mm.HOLE DIA. 18 MM. TIS.258 | PCS. | 62 | 0
| 1010180201 | WASHER,SQUARE,CURVED 60x60x5 mm.HOLE DIA. 22 mm. | PCS. | 3 | 0
| 1010180301 | WASHER,LOCK,SPRING,SIZE 16 mm.,GENERAL PURPOSE,TIS.259 | PCS. | 2 | 0
| 1010200002 | BRACE,FLAT,FOR CROSSARM 40x6x1,000 mm. | PCS. | 6 | 0
| 1010220002 | ROD,GROUND,60x60x5 mm. 2 m.LONG | SET | 3 | 0
| 1010230000 | CLAMP,SINGLE U-BOLT,M.8 (WIRE ROPE CLIP) | SET | 27 | 0
| 1010230205 | GROUND WIRE CLAMP,J.1152 | SET | 2 | 0
| 1020010007 | CONDUCTOR,AL,BARE 185 sq.mm.TIS.85 | M. | 1.2 | 0
| 1020050100 | CABLE,AERIAL,AL 33 kV. 1x50 sq.mm. | M. | 54 | 0
| 1020180002 | TAPE,ELECTRICAL,PVC PLASTIC,OUTDOOR TYPE,ROLL SIZE 0.18X19X20,000 MM.TIS.386 | ROLL | 3 | 0
| 1020180003 | ELECTRICAL SPLICING TAPE,FOR H.T.AERIAL CABLE,SIZE 3/4"X30' | ROLL | 4 | 0
| 1020200000 | TAPE,ARMOR,AL 1x10 mm. | KG. | 1 | 0
| 1020300102 | CONNECTOR,PARALLEL GROOVE,DOUBLE BOLT,AL,AL-ALLOY AND ACSR 25-95 SQ.MM. | PCS. | 7 | 0
| 1020300103 | CONNECTOR,PARALLEL GROOVE,TRIPLE BOLT,AL,AL-ALLOY AND ACSR 70-185 SQ.MM. | PCS. | 4 | 0
| 1020330001 | CLAMP,STIRRUP OR BAIL,HOT LINE,MAIN LINE,AL 70-185 SQ.MM. STIRRUP OR BAIL AL-ALLOY/CU. DIA 9.25 MM. | SET | 4 | 4
| 1030000002 | INSULATOR,PIN TYPE,TYPE C (CLASS 56-3)TIS.279 | EACH | 2 | 2
| 1030020002 | INSULATOR,SUSPENSION TYPE D (CLASS 52-4)TIS.354 | PCS. | 18 | 18
| 1030030000 | INSULATOR,SPOOL,TYPE B (CLASS 53-2)TIS.227 | PCS. | 1 | 1
| 1030100001 | PIN,INSULATOR,33 KV.SHANK 165 MM.LEAD HEAD 35 MM.(1 3/8") | EACH | 2 | 2
| 1030110000 | CLAMP,STRAIN,STRAIGHT TYPE,AL 35-70 sq.mm.ACSR 35-50 SQ.MM. | SET | 6 | 6
| 1040000101 | LIGHTNING ARRESTER,30 KV.10 KA. | SET | 4 | 4
| 1040010100 | CUT-OUT,FUSE,OPEN TYPE,SINGLE ISULATOR,DROPOUT 33 KV. 100 A. | SET | 4 | 4
| 1040030105 | FUSE LINK 33 kV. 10 A.EEI-NEMA TYPE K | EACH | 5 | 5
| 1040070111 | AUTOMATIC SWITCHING EQUIPMENT,VAR CONTROL,WITH VACUUM LOAD BREAK SWITCH 3 PHASE 33 KV. 135 A. | SET | 1 | 1
| 1040070306 | CONTROL UNIT,AUTOMATIC,VAR CONTROL,FOR CAPACITOR BANK SWITCHING | SET | 1 | 1
| 1040070308 | CURRENT SENSOR, 33 KV. | SET | 1 | 1
| 1040070310 | POWER SUPPLY TR. 33 KV.,CONTROL CAP BANK | EA | 1 | 1
| 1050050100 | CAPACITOR,POWER,SINGLE BUSHING,OUTDOOR 33 GRDY/19 KV. 100 KVAR. | EACH | 15 | 15
| 1050100003 | BRACKET,STEEL,FOR TRANSFORMER SECONDARY LEAD | SET | 1 | 0
| 1050110002 | HANGER, CAPACITOR, 11-33 KV. 1X15 SETS | SET | 1 | 1
| 1060100000 | CABLE PLATE, SIZE 2X20X20 CM. | PCS. | 4 | 0
| 1080040001 | CONDUIT,PVC,RIGID,DIA. 20x2500 mm.TIS.216 | EACH | 1 | 0
| 1080040002 | CONDUIT,PVC,RIGID,DIA. 20x4000 mm.TIS.216 | EACH | 3 | 0
set40944 | 15 X 100 KVAR., SWITCH CAPACITOR (POLE 12 M.), 33 KV. INSTALL
| 1000110002 | CROSSARM,PRESTRESSED CONCRETE,SPUN,H.T. 120X120X3,000 MM. | PCS. | 5 | 5
| 1010100000 | WIRE,STEEL SOLID DIA. 4.0 mm.TIS.71 | KG. | 2 | 0
| 1010100004 | WIRE,STEEL STRANDED 50/7 sq.mm.TIS.404 | M. | 40 | 0
| 1010110201 | BOLT,MACHINE M.16x170 mm. | SET | 4 | 0
| 1010110202 | BOLT,MACHINE M.16x200 mm. | SET | 3 | 0
| 1010110203 | BOLT,MACHINE M.16x250 mm. | SET | 10 | 0
| 1010110204 | BOLT,MACHINE M.16x300 mm. | SET | 10 | 0
| 1010110205 | BOLT,MACHINE M.16x350 mm. | SET | 2 | 0
| 1010110206 | BOLT,MACHINE M.16x400 mm. | SET | 2 | 0
| 1010110207 | BOLT,MACHINE M.16x450 mm. | SET | 2 | 0
| 1010110208 | BOLT,MACHINE M.16x500 mm. | SET | 2 | 0
| 1010110209 | BOLT MACHINE M.16X600 MM. | SET | 2 | 0
| 1010130002 | BOLT,DOUBLE ARMING,ROUND EYE M.16x500 mm. | SET | 6 | 0
| 1010180100 | WASHER,PLAIN,SQUARE,LARGE 52x52x4.5 mm.HOLE DIA. 18 MM. TIS.258 | PCS. | 67 | 0
| 1010180201 | WASHER,SQUARE,CURVED 60x60x5 mm.HOLE DIA. 22 mm. | PCS. | 3 | 0
| 1010200002 | BRACE,FLAT,FOR CROSSARM 40x6x1,000 mm. | PCS. | 6 | 6
| 1010220002 | ROD,GROUND,60x60x5 mm. 2 m.LONG | SET | 3 | 0
| 1010230000 | CLAMP,SINGLE U-BOLT,M.8 (WIRE ROPE CLIP) | SET | 17 | 0
| 1020050100 | CABLE,AERIAL,AL 33 kV. 1x50 sq.mm. | M. | 50 | 0
| 1020180003 | ELECTRICAL SPLICING TAPE,FOR H.T.AERIAL CABLE,SIZE 3/4"X30' | ROLL | 3 | 0
| 1020200000 | TAPE,ARMOR,AL 1x10 mm. | KG. | 0.5 | 0
| 1020200002 | TIE WIRE,AL 4 mm. | KG. | 2 | 0
| 1020300102 | CONNECTOR,PARALLEL GROOVE,DOUBLE BOLT,AL,AL-ALLOY AND ACSR 25-95 SQ.MM. | PCS. | 15 | 0
| 1020410002 | CONNECTOR,SPLICE,COMPRESSION TYPE,TENSIONLESS AL 50 SQ.MM. | PCS. | 9 | 0
| 1020420102 | CABLE LUG,NEMA HOLE,COMPRESSION TYPE,AL 50 SQ.MM. | PCS. | 11 | 0
| 1030010003 | INSULATOR,LINE-POST TYPE, 33 KV.CLASS 57-3L TIS.1077 | PCS | 3 | 3
| 1030020002 | INSULATOR,SUSPENSION TYPE D (CLASS 52-4)TIS.354 | PCS. | 18 | 18
| 1030110000 | CLAMP,STRAIN,STRAIGHT TYPE,AL 35-70 sq.mm.ACSR 35-50 SQ.MM. | SET | 6 | 0
| 1040000100 | S.A. 30 KV. 5 KA. | SET | 3 | 3
| 1040000101 | LIGHTNING ARRESTER,30 KV.10 KA. | SET | 3 | 3
| 1040010100 | CUT-OUT,FUSE,OPEN TYPE,SINGLE ISULATOR,DROPOUT 33 KV. 100 A. | SET | 3 | 3
| 1040030110 | FUSE LINK 33 kV. 40 A.EEI-NEMA TYPE K | EACH | 3 | 0
| 1040070105 | SWITCH,OIL,LOAD BREAK,3 PHASE,33 KV.60 A.(CAPACITIVE) WITH BUSMOUNTED FUSE UNIT | SET | 1 | 1
| 1040070302 | CONTROL UNIT,AUTOMATIC,TIME CONTROL,FOR CAPACITOR BANK SWITCHING EQUIPMENT | SET | 1 | 1
| 1050050100 | CAPACITOR,POWER,SINGLE BUSHING,OUTDOOR 33 GRDY/19 KV. 100 KVAR. | EACH | 15 | 15
| 1050110002 | HANGER, CAPACITOR, 11-33 KV. 1X15 SETS | SET | 1 | 1
| 1080040001 | CONDUIT,PVC,RIGID,DIA. 20x2500 mm.TIS.216 | EACH | 6 | 0
| 9090010035 | คอมปาวด์ช่วยการสัมผัสทางไฟฟ้า | KG. | 0.5 | 0
| 9090011007 | WELDING POWDER, ST. WIRE 50 SQ.MM. TO GD | EA | 7 | 0
set40945 | SET OF CAPACITOR AUTOMATIC VAR CONTROL 33 KV.
| 1000010004 | POLE,CONCRETE, 12 M.LONG | EACH | 1 | 1
| 1000110002 | CROSSARM,PRESTRESSED CONCRETE,SPUN,H.T. 120X120X3,000 MM. | PCS. | 5 | 5
| 1010100000 | WIRE,STEEL SOLID DIA. 4.0 mm.TIS.71 | KG. | 2 | 0
| 1010100004 | WIRE,STEEL STRANDED 50/7 sq.mm.TIS.404 | M. | 60 | 0
| 1010110201 | BOLT,MACHINE M.16x170 mm. | SET | 6 | 0
| 1010110202 | BOLT,MACHINE M.16x200 mm. | SET | 4 | 0
| 1010110203 | BOLT,MACHINE M.16x250 mm. | SET | 4 | 0
| 1010110205 | BOLT,MACHINE M.16x350 mm. | SET | 8 | 0
| 1010110207 | BOLT,MACHINE M.16x450 mm. | SET | 2 | 0
| 1010130001 | BOLT,DOUBLE ARMING,ROUND EYE M.16x450 mm. | SET | 6 | 0
| 1010180100 | WASHER,PLAIN,SQUARE,LARGE 52x52x4.5 mm.HOLE DIA. 18 MM. TIS.258 | PCS. | 52 | 0
| 1010180201 | WASHER,SQUARE,CURVED 60x60x5 mm.HOLE DIA. 22 mm. | PCS. | 3 | 0
| 1010200002 | BRACE,FLAT,FOR CROSSARM 40x6x1,000 mm. | PCS. | 6 | 6
| 1010220002 | ROD,GROUND,60x60x5 mm. 2 m.LONG | SET | 3 | 0
| 1010230000 | CLAMP,SINGLE U-BOLT,M.8 (WIRE ROPE CLIP) | SET | 22 | 0
| 1020010007 | CONDUCTOR,AL,BARE 185 sq.mm.TIS.85 | M. | 2 | 0
| 1020050100 | CABLE,AERIAL,AL 33 kV. 1x50 sq.mm. | M. | 60 | 0
| 1020180001 | TAPE,ELECTRICAL,PVC.PLASTIC,OUTDOOR TYPE,ROLL SIZE 0.18X19X10,000 MM. TIS.386 | ROLL | 3 | 0
| 1020180003 | ELECTRICAL SPLICING TAPE,FOR H.T.AERIAL CABLE,SIZE 3/4"X30' | ROLL | 3 | 0
| 1020200000 | TAPE,ARMOR,AL 1x10 mm. | KG. | 0.5 | 0
| 1020200002 | TIE WIRE,AL 4 mm. | KG. | 2 | 0
| 1020300102 | CONNECTOR,PARALLEL GROOVE,DOUBLE BOLT,AL,AL-ALLOY AND ACSR 25-95 SQ.MM. | PCS. | 8 | 0
| 1020300103 | CONNECTOR,PARALLEL GROOVE,TRIPLE BOLT,AL,AL-ALLOY AND ACSR 70-185 SQ.MM. | PCS. | 4 | 0
| 1020330006 | HOTLINE BAIL-CLAMP,MAIN 70-185 SQ.MM. | EA | 5 | 5
| 1020330104 | HOTLINE CLAMP,MAIN35-185,TAP50-185SQ.MM. | EA | 5 | 5
| 1020420102 | CABLE LUG,NEMA HOLE,COMPRESSION TYPE,AL 50 SQ.MM. | PCS. | 6 | 0
| 1030010102 | INSULATOR.,PIN POST TYPE CLASS 56/57-4 TIS 1251 | PCS | 2 | 2
| 1030020002 | INSULATOR,SUSPENSION TYPE D (CLASS 52-4)TIS.354 | PCS. | 18 | 18
| 1030030000 | INSULATOR,SPOOL,TYPE B (CLASS 53-2)TIS.227 | PCS. | 1 | 1
| 1030110000 | CLAMP,STRAIN,STRAIGHT TYPE,AL 35-70 sq.mm.ACSR 35-50 SQ.MM. | SET | 6 | 0
| 1040000100 | S.A. 30 KV. 5 KA. | SET | 5 | 5
| 1040010100 | CUT-OUT,FUSE,OPEN TYPE,SINGLE ISULATOR,DROPOUT 33 KV. 100 A. | SET | 5 | 5
| 1040030100 | FUSE LINK 33 kV. 1 A.EEI-NEMA TYPE K OR HIGH SURGE TYPE | EACH | 2 | 0
| 1040030110 | FUSE LINK 33 kV. 40 A.EEI-NEMA TYPE K | EACH | 3 | 0
| 1040070111 | AUTOMATIC SWITCHING EQUIPMENT,VAR CONTROL,WITH VACUUM LOAD BREAK SWITCH 3 PHASE 33 KV. 135 A. | SET | 1 | 1
| 1040070306 | CONTROL UNIT,AUTOMATIC,VAR CONTROL,FOR CAPACITOR BANK SWITCHING | SET | 1 | 1
| 1040070308 | CURRENT SENSOR, 33 KV. | SET | 1 | 1
| 1040070310 | POWER SUPPLY TR. 33 KV.,CONTROL CAP BANK | EA | 1 | 1
| 1050050100 | CAPACITOR,POWER,SINGLE BUSHING,OUTDOOR 33 GRDY/19 KV. 100 KVAR. | EACH | 15 | 15
| 1050100003 | BRACKET,STEEL,FOR TRANSFORMER SECONDARY LEAD | SET | 1 | 1
| 1050110002 | HANGER, CAPACITOR, 11-33 KV. 1X15 SETS | SET | 1 | 1
| 1080040001 | CONDUIT,PVC,RIGID,DIA. 20x2500 mm.TIS.216 | EACH | 3 | 0
| 1080040002 | CONDUIT,PVC,RIGID,DIA. 20x4000 mm.TIS.216 | EACH | 1 | 0
| 9090010035 | คอมปาวด์ช่วยการสัมผัสทางไฟฟ้า | KG. | 0.03 | 0
| 9090011007 | WELDING POWDER, ST. WIRE 50 SQ.MM. TO GD | EA | 7 | 0
set40946 | SET OF TIME CONTROL (FOR REMOVE) ------->VAR CONTROL
| 1030010102 | INSULATOR.,PIN POST TYPE CLASS 56/57-4 TIS 1251 | PCS | 1 | 1
| 1040070105 | SWITCH,OIL,LOAD BREAK,3 PHASE,33 KV.60 A.(CAPACITIVE) WITH BUSMOUNTED FUSE UNIT | SET | 1 | 1
| 1040070302 | CONTROL UNIT,AUTOMATIC,TIME CONTROL,FOR CAPACITOR BANK SWITCHING EQUIPMENT | SET | 1 | 1
set40947 | SET OF VAR CONTROL(FOR IMPROVE)
| 1010180201 | WASHER,SQUARE,CURVED 60x60x5 mm.HOLE DIA. 22 mm. | PCS. | 1 | 0
| 1020010007 | CONDUCTOR,AL,BARE 185 sq.mm.TIS.85 | M. | 2 | 0
| 1020050100 | CABLE,AERIAL,AL 33 kV. 1x50 sq.mm. | M. | 60 | 0
| 1020180001 | TAPE,ELECTRICAL,PVC.PLASTIC,OUTDOOR TYPE,ROLL SIZE 0.18X19X10,000 MM. TIS.386 | ROLL | 3 | 0
| 1020180003 | ELECTRICAL SPLICING TAPE,FOR H.T.AERIAL CABLE,SIZE 3/4"X30' | ROLL | 3 | 0
| 1020300102 | CONNECTOR,PARALLEL GROOVE,DOUBLE BOLT,AL,AL-ALLOY AND ACSR 25-95 SQ.MM. | PCS. | 8 | 0
| 1020300103 | CONNECTOR,PARALLEL GROOVE,TRIPLE BOLT,AL,AL-ALLOY AND ACSR 70-185 SQ.MM. | PCS. | 4 | 0
| 1020330006 | HOTLINE BAIL-CLAMP,MAIN 70-185 SQ.MM. | EA | 5 | 5
| 1020330104 | HOTLINE CLAMP,MAIN35-185,TAP50-185SQ.MM. | EA | 5 | 5
| 1020420102 | CABLE LUG,NEMA HOLE,COMPRESSION TYPE,AL 50 SQ.MM. | PCS. | 6 | 0
| 1030030000 | INSULATOR,SPOOL,TYPE B (CLASS 53-2)TIS.227 | PCS. | 1 | 1
| 1030110000 | CLAMP,STRAIN,STRAIGHT TYPE,AL 35-70 sq.mm.ACSR 35-50 SQ.MM. | SET | 6 | 0
| 1040000100 | S.A. 30 KV. 5 KA. | SET | 2 | 2
| 1040010100 | CUT-OUT,FUSE,OPEN TYPE,SINGLE ISULATOR,DROPOUT 33 KV. 100 A. | SET | 2 | 2
| 1040030100 | FUSE LINK 33 kV. 1 A.EEI-NEMA TYPE K OR HIGH SURGE TYPE | EACH | 2 | 0
| 1040070111 | AUTOMATIC SWITCHING EQUIPMENT,VAR CONTROL,WITH VACUUM LOAD BREAK SWITCH 3 PHASE 33 KV. 135 A. | SET | 1 | 1
| 1040070306 | CONTROL UNIT,AUTOMATIC,VAR CONTROL,FOR CAPACITOR BANK SWITCHING | SET | 1 | 1
| 1040070308 | CURRENT SENSOR, 33 KV. | SET | 1 | 1
| 1040070310 | POWER SUPPLY TR. 33 KV.,CONTROL CAP BANK | EA | 1 | 1
| 1050100003 | BRACKET,STEEL,FOR TRANSFORMER SECONDARY LEAD | SET | 1 | 0
| 9090010035 | คอมปาวด์ช่วยการสัมผัสทางไฟฟ้า | KG. | 0.03 | 0
set40951 | RACK 4 INST.,12 M.POLE UNDER SWITCH CAP.,25-35 SQ.MM.
| 1010110203 | BOLT,MACHINE M.16x250 mm. | SET | 8 | 0
| 1010110204 | BOLT,MACHINE M.16x300 mm. | SET | 2 | 0
| 1010180100 | WASHER,PLAIN,SQUARE,LARGE 52x52x4.5 mm.HOLE DIA. 18 MM. TIS.258 | PCS. | 10 | 0
| 1020070001 | CABLE,AL,COMPACT STRANDED,PVC-INSULATED,750 V. 75 DEG.C, 35 SQ.MM.TIS.293 | M. | 36 | 0
| 1020300102 | CONNECTOR,PARALLEL GROOVE,DOUBLE BOLT,AL,AL-ALLOY AND ACSR 25-95 SQ.MM. | PCS. | 8 | 0
| 1020310000 | CONNECTOR,DEAD END,AL 25-35 sq.mm. | PCS. | 8 | 0
| 1030030000 | INSULATOR,SPOOL,TYPE B (CLASS 53-2)TIS.227 | PCS. | 10 | 10
| 1030130002 | RACK,SECONDARY,MEDIUM PRESSED STEEL 4X200 mm.(4x8") | EACH | 2 | 2
| 1030130100 | CLEVIS,FLAT STEEL 4 1/4" FOR INSULATOR EEI-NEMA CLASS 53-2 TIS.227 | PCS. | 2 | 2
set40952 | RACK 4 INST.,12 M.POLE UNDER SWITCH CAP.,50-70 SQ.MM.
| 1010110203 | BOLT,MACHINE M.16x250 mm. | SET | 8 | 0
| 1010110204 | BOLT,MACHINE M.16x300 mm. | SET | 2 | 0
| 1010180100 | WASHER,PLAIN,SQUARE,LARGE 52x52x4.5 mm.HOLE DIA. 18 MM. TIS.258 | PCS. | 10 | 0
| 1020070002 | CABLE,AL,COMPACT STRANDED,PVC-INSULATED,750 V. 75 DEG.C, 50 SQ.MM. TIS.293 | M. | 36 | 0
| 1020300102 | CONNECTOR,PARALLEL GROOVE,DOUBLE BOLT,AL,AL-ALLOY AND ACSR 25-95 SQ.MM. | PCS. | 8 | 0
| 1020310001 | CONNECTOR,DEAD END,AL 50-70 sq.mm. | PCS. | 8 | 0
| 1030030000 | INSULATOR,SPOOL,TYPE B (CLASS 53-2)TIS.227 | PCS. | 10 | 10
| 1030130002 | RACK,SECONDARY,MEDIUM PRESSED STEEL 4X200 mm.(4x8") | EACH | 2 | 2
| 1030130100 | CLEVIS,FLAT STEEL 4 1/4" FOR INSULATOR EEI-NEMA CLASS 53-2 TIS.227 | PCS. | 2 | 2
set40953 | RACK 4 INST.,12 M.POLE UNDER SWITCH CAP.,95-120 SQ.MM.
| 1010110203 | BOLT,MACHINE M.16x250 mm. | SET | 8 | 0
| 1010110204 | BOLT,MACHINE M.16x300 mm. | SET | 2 | 0
| 1010180100 | WASHER,PLAIN,SQUARE,LARGE 52x52x4.5 mm.HOLE DIA. 18 MM. TIS.258 | PCS. | 10 | 0
| 1020070004 | CABLE,AL,COMPACT STRANDED,PVC-INSULATED,750 V. 75 DEG.C, 95 SQ.MM. TIS.293 | M. | 36 | 0
| 1020300102 | CONNECTOR,PARALLEL GROOVE,DOUBLE BOLT,AL,AL-ALLOY AND ACSR 25-95 SQ.MM. | PCS. | 8 | 0
| 1020310002 | CONNECTOR,DEAD END,AL 95-120 sq.mm. | PCS. | 8 | 0
| 1030030000 | INSULATOR,SPOOL,TYPE B (CLASS 53-2)TIS.227 | PCS. | 10 | 10
| 1030130002 | RACK,SECONDARY,MEDIUM PRESSED STEEL 4X200 mm.(4x8") | EACH | 2 | 2
| 1030130100 | CLEVIS,FLAT STEEL 4 1/4" FOR INSULATOR EEI-NEMA CLASS 53-2 TIS.227 | PCS. | 2 | 2
set40954 | RACK 3 INST.,12 M.POLE UNDER SWITCH CAP.,25-35 SQ.MM.
| 1010110203 | BOLT,MACHINE M.16x250 mm. | SET | 6 | 0
| 1010110204 | BOLT,MACHINE M.16x300 mm. | SET | 2 | 0
| 1010180100 | WASHER,PLAIN,SQUARE,LARGE 52x52x4.5 mm.HOLE DIA. 18 MM. TIS.258 | PCS. | 8 | 0
| 1020070001 | CABLE,AL,COMPACT STRANDED,PVC-INSULATED,750 V. 75 DEG.C, 35 SQ.MM.TIS.293 | M. | 27 | 0
| 1020300102 | CONNECTOR,PARALLEL GROOVE,DOUBLE BOLT,AL,AL-ALLOY AND ACSR 25-95 SQ.MM. | PCS. | 6 | 0
| 1020310000 | CONNECTOR,DEAD END,AL 25-35 sq.mm. | PCS. | 6 | 0
| 1030030000 | INSULATOR,SPOOL,TYPE B (CLASS 53-2)TIS.227 | PCS. | 8 | 8
| 1030130001 | RACK,SECONDARY,MEDIUM PRESSED STEEL 3X200 mm.(3x8") | EACH | 2 | 2
| 1030130100 | CLEVIS,FLAT STEEL 4 1/4" FOR INSULATOR EEI-NEMA CLASS 53-2 TIS.227 | PCS. | 2 | 2
set40955 | RACK 3 INST.,12 M.POLE UNDER SWITCH CAP.,50-70 SQ.MM.
| 1010110203 | BOLT,MACHINE M.16x250 mm. | SET | 6 | 0
| 1010110204 | BOLT,MACHINE M.16x300 mm. | SET | 2 | 0
| 1010180100 | WASHER,PLAIN,SQUARE,LARGE 52x52x4.5 mm.HOLE DIA. 18 MM. TIS.258 | PCS. | 8 | 0
| 1020070002 | CABLE,AL,COMPACT STRANDED,PVC-INSULATED,750 V. 75 DEG.C, 50 SQ.MM. TIS.293 | M. | 27 | 0
| 1020300102 | CONNECTOR,PARALLEL GROOVE,DOUBLE BOLT,AL,AL-ALLOY AND ACSR 25-95 SQ.MM. | PCS. | 6 | 0
| 1020310001 | CONNECTOR,DEAD END,AL 50-70 sq.mm. | PCS. | 6 | 0
| 1030030000 | INSULATOR,SPOOL,TYPE B (CLASS 53-2)TIS.227 | PCS. | 8 | 8
| 1030130001 | RACK,SECONDARY,MEDIUM PRESSED STEEL 3X200 mm.(3x8") | EACH | 2 | 2
| 1030130100 | CLEVIS,FLAT STEEL 4 1/4" FOR INSULATOR EEI-NEMA CLASS 53-2 TIS.227 | PCS. | 2 | 2
set40956 | RACK 3 INST.,12 M.POLE UNDER SWITCH CAP.,95-120 SQ.MM.
| 1010110203 | BOLT,MACHINE M.16x250 mm. | SET | 6 | 0
| 1010110204 | BOLT,MACHINE M.16x300 mm. | SET | 2 | 0
| 1010180100 | WASHER,PLAIN,SQUARE,LARGE 52x52x4.5 mm.HOLE DIA. 18 MM. TIS.258 | PCS. | 8 | 0
| 1020070004 | CABLE,AL,COMPACT STRANDED,PVC-INSULATED,750 V. 75 DEG.C, 95 SQ.MM. TIS.293 | M. | 27 | 0
| 1020300102 | CONNECTOR,PARALLEL GROOVE,DOUBLE BOLT,AL,AL-ALLOY AND ACSR 25-95 SQ.MM. | PCS. | 6 | 0
| 1020310002 | CONNECTOR,DEAD END,AL 95-120 sq.mm. | PCS. | 6 | 0
| 1030030000 | INSULATOR,SPOOL,TYPE B (CLASS 53-2)TIS.227 | PCS. | 8 | 8
| 1030130001 | RACK,SECONDARY,MEDIUM PRESSED STEEL 3X200 mm.(3x8") | EACH | 2 | 2
| 1030130100 | CLEVIS,FLAT STEEL 4 1/4" FOR INSULATOR EEI-NEMA CLASS 53-2 TIS.227 | PCS. | 2 | 2
set40957 | RACK 2 INST.,12 M.POLE UNDER SWITCH CAP.,25-35 SQ.MM.
| 1010110203 | BOLT,MACHINE M.16x250 mm. | SET | 4 | 0
| 1010110204 | BOLT,MACHINE M.16x300 mm. | SET | 2 | 0
| 1010180100 | WASHER,PLAIN,SQUARE,LARGE 52x52x4.5 mm.HOLE DIA. 18 MM. TIS.258 | PCS. | 6 | 0
| 1020070001 | CABLE,AL,COMPACT STRANDED,PVC-INSULATED,750 V. 75 DEG.C, 35 SQ.MM.TIS.293 | M. | 18 | 0
| 1020300102 | CONNECTOR,PARALLEL GROOVE,DOUBLE BOLT,AL,AL-ALLOY AND ACSR 25-95 SQ.MM. | PCS. | 4 | 0
| 1020310000 | CONNECTOR,DEAD END,AL 25-35 sq.mm. | PCS. | 4 | 0
| 1030030000 | INSULATOR,SPOOL,TYPE B (CLASS 53-2)TIS.227 | PCS. | 6 | 6
| 1030130000 | RACK,SECONDARY,MEDIUM PRESSED STEEL 2X200 mm.(2x8") | EACH | 2 | 2
| 1030130100 | CLEVIS,FLAT STEEL 4 1/4" FOR INSULATOR EEI-NEMA CLASS 53-2 TIS.227 | PCS. | 2 | 2
set40958 | RACK 2 INST.,12 M.POLE UNDER SWITCH CAP.,50-70 SQ.MM.
| 1010110203 | BOLT,MACHINE M.16x250 mm. | SET | 4 | 0
| 1010110204 | BOLT,MACHINE M.16x300 mm. | SET | 2 | 0
| 1010180100 | WASHER,PLAIN,SQUARE,LARGE 52x52x4.5 mm.HOLE DIA. 18 MM. TIS.258 | PCS. | 6 | 0
| 1020070002 | CABLE,AL,COMPACT STRANDED,PVC-INSULATED,750 V. 75 DEG.C, 50 SQ.MM. TIS.293 | M. | 18 | 0
| 1020300102 | CONNECTOR,PARALLEL GROOVE,DOUBLE BOLT,AL,AL-ALLOY AND ACSR 25-95 SQ.MM. | PCS. | 4 | 0
| 1020310001 | CONNECTOR,DEAD END,AL 50-70 sq.mm. | PCS. | 4 | 0
| 1030030000 | INSULATOR,SPOOL,TYPE B (CLASS 53-2)TIS.227 | PCS. | 6 | 6
| 1030130000 | RACK,SECONDARY,MEDIUM PRESSED STEEL 2X200 mm.(2x8") | EACH | 2 | 2
| 1030130100 | CLEVIS,FLAT STEEL 4 1/4" FOR INSULATOR EEI-NEMA CLASS 53-2 TIS.227 | PCS. | 2 | 2
set40959 | CLEVIS,FLAT STEEL INST.,12 M. POLE UNDER SWITCH CAP.,25-35 SQ.MM.
| 1010110204 | BOLT,MACHINE M.16x300 mm. | SET | 2 | 0
| 1010180100 | WASHER,PLAIN,SQUARE,LARGE 52x52x4.5 mm.HOLE DIA. 18 MM. TIS.258 | PCS. | 2 | 0
| 1020070000 | CABLE,AL,COMPACT STRANDED,PVC-INSULATED,750 V. 75 DEG.C, 25 DQ.MM. TIS.293 | M. | 9 | 0
| 1020300102 | CONNECTOR,PARALLEL GROOVE,DOUBLE BOLT,AL,AL-ALLOY AND ACSR 25-95 SQ.MM. | PCS. | 2 | 0
| 1020310000 | CONNECTOR,DEAD END,AL 25-35 sq.mm. | PCS. | 2 | 0
| 1030030000 | INSULATOR,SPOOL,TYPE B (CLASS 53-2)TIS.227 | PCS. | 2 | 2
| 1030130100 | CLEVIS,FLAT STEEL 4 1/4" FOR INSULATOR EEI-NEMA CLASS 53-2 TIS.227 | PCS. | 2 | 2
set40960 | SET OF LT. CAPACITOR FOR TR. 30 KVA. 1 P. WITH LT. SWITCH
| 1010100004 | WIRE,STEEL STRANDED 50/7 sq.mm.TIS.404 | M. | 5 | 0
| 1010110203 | BOLT,MACHINE M.16x250 mm. | SET | 2 | 0
| 1010180100 | WASHER,PLAIN,SQUARE,LARGE 52x52x4.5 mm.HOLE DIA. 18 MM. TIS.258 | PCS. | 4 | 0
| 1020070002 | CABLE,AL,COMPACT STRANDED,PVC-INSULATED,750 V. 75 DEG.C, 50 SQ.MM. TIS.293 | M. | 4 | 0
| 1020320003 | CONNECTOR,COMPRESSION,H-TYPE,MAIN AL 50-95 SQ.MM.,TAP AL. OR CU. 50-95 SQ.MM. | PCS. | 3 | 0
| 1020420102 | CABLE LUG,NEMA HOLE,COMPRESSION TYPE,AL 50 SQ.MM. | PCS. | 2 | 0
| 1040020002 | L.T. H.R.C. FUSE 80 A.DIN 43620 SIZE 1 OR BS.88 | PCS. | 1 | 0
| 1040020100 | L.T. FUSE-SWITCHES 1x400 A. 500 V. | SET | 1 | 1
| 1050040006 | CAPACITOR, POWER, 1 PHASE, OUTDOOR 230 V. 10 KVAR. | EACH | 1 | 1
| 1080040003 | CONDUIT,PVC,RIGID,DIA. 65x1000 mm.TIS.216 | EACH | 1 | 0
set40961 | SET OF LT. CAPACITOR FOR TR. 50 KVA. 3 P. WITH LT. SWITCH
| 1010100004 | WIRE,STEEL STRANDED 50/7 sq.mm.TIS.404 | M. | 5 | 0
| 1010110204 | BOLT,MACHINE M.16x300 mm. | SET | 4 | 0
| 1010180100 | WASHER,PLAIN,SQUARE,LARGE 52x52x4.5 mm.HOLE DIA. 18 MM. TIS.258 | PCS. | 8 | 0
| 1020070002 | CABLE,AL,COMPACT STRANDED,PVC-INSULATED,750 V. 75 DEG.C, 50 SQ.MM. TIS.293 | M. | 40 | 0
| 1020320003 | CONNECTOR,COMPRESSION,H-TYPE,MAIN AL 50-95 SQ.MM.,TAP AL. OR CU. 50-95 SQ.MM. | PCS. | 2 | 0
| 1020420102 | CABLE LUG,NEMA HOLE,COMPRESSION TYPE,AL 50 SQ.MM. | PCS. | 12 | 0
| 1040020000 | L.T. H.R.C. FUSE 32-36 A.DIN 43620 SIZE 0 OR 1 OR BS.88 | PCS. | 3 | 0
| 1040020100 | L.T. FUSE-SWITCHES 1x400 A. 500 V. | SET | 3 | 3
| 1050040200 | CAPACITOR,POWER,3 PHASE,OUTDOOR 400 V. 5 KVAR. | EACH | 1 | 1
| 1050040201 | CAPACITOR,POWER,3 PHASE,OUTDOOR 400 V. 10 KVAR. | EACH | 1 | 1
| 1080040003 | CONDUIT,PVC,RIGID,DIA. 65x1000 mm.TIS.216 | EACH | 1 | 0
set40962 | SET OF LT. CAPACITOR FOR TR. 100 KVA. 3 P. WITH LT. SWITCH
| 1010100004 | WIRE,STEEL STRANDED 50/7 sq.mm.TIS.404 | M. | 5 | 0
| 1010110204 | BOLT,MACHINE M.16x300 mm. | SET | 4 | 0
| 1010180100 | WASHER,PLAIN,SQUARE,LARGE 52x52x4.5 mm.HOLE DIA. 18 MM. TIS.258 | PCS. | 8 | 0
| 1020070002 | CABLE,AL,COMPACT STRANDED,PVC-INSULATED,750 V. 75 DEG.C, 50 SQ.MM. TIS.293 | M. | 40 | 0
| 1020320003 | CONNECTOR,COMPRESSION,H-TYPE,MAIN AL 50-95 SQ.MM.,TAP AL. OR CU. 50-95 SQ.MM. | PCS. | 2 | 0
| 1020420102 | CABLE LUG,NEMA HOLE,COMPRESSION TYPE,AL 50 SQ.MM. | PCS. | 12 | 0
| 1040020002 | L.T. H.R.C. FUSE 80 A.DIN 43620 SIZE 1 OR BS.88 | PCS. | 3 | 0
| 1040020100 | L.T. FUSE-SWITCHES 1x400 A. 500 V. | SET | 3 | 3
| 1050040201 | CAPACITOR,POWER,3 PHASE,OUTDOOR 400 V. 10 KVAR. | EACH | 1 | 1
| 1050040202 | CAPACITOR,POWER,3 PHASE,OUTDOOR 400 V. 20 KVAR. | EACH | 1 | 1
| 1080040003 | CONDUIT,PVC,RIGID,DIA. 65x1000 mm.TIS.216 | EACH | 1 | 0
set40963 | SET OF LT. CAPACITOR FOR TR. 160 KVA. 3 P. WITH LT. SWITCH
| 1010100004 | WIRE,STEEL STRANDED 50/7 sq.mm.TIS.404 | M. | 7.5 | 0
| 1010110204 | BOLT,MACHINE M.16x300 mm. | SET | 6 | 0
| 1010180100 | WASHER,PLAIN,SQUARE,LARGE 52x52x4.5 mm.HOLE DIA. 18 MM. TIS.258 | PCS. | 12 | 0
| 1020070002 | CABLE,AL,COMPACT STRANDED,PVC-INSULATED,750 V. 75 DEG.C, 50 SQ.MM. TIS.293 | M. | 50 | 0
| 1020320003 | CONNECTOR,COMPRESSION,H-TYPE,MAIN AL 50-95 SQ.MM.,TAP AL. OR CU. 50-95 SQ.MM. | PCS. | 3 | 0
| 1020420102 | CABLE LUG,NEMA HOLE,COMPRESSION TYPE,AL 50 SQ.MM. | PCS. | 15 | 0
| 1040020003 | L.T. H.R.C. FUSE 100 A.DIN 43620 SIZE 1 OR BS.88 | PCS. | 3 | 0
| 1040020100 | L.T. FUSE-SWITCHES 1x400 A. 500 V. | SET | 3 | 3
| 1050040201 | CAPACITOR,POWER,3 PHASE,OUTDOOR 400 V. 10 KVAR. | EACH | 1 | 1
| 1050040202 | CAPACITOR,POWER,3 PHASE,OUTDOOR 400 V. 20 KVAR. | EACH | 2 | 2
| 1080040003 | CONDUIT,PVC,RIGID,DIA. 65x1000 mm.TIS.216 | EACH | 1 | 0
set40964 | SET OF LT. CAPACITOR FOR TR. 250 KVA. 3 P. WITH LT. SWITCH
| 1010100004 | WIRE,STEEL STRANDED 50/7 sq.mm.TIS.404 | M. | 7.5 | 0
| 1010110204 | BOLT,MACHINE M.16x300 mm. | SET | 6 | 0
| 1010180100 | WASHER,PLAIN,SQUARE,LARGE 52x52x4.5 mm.HOLE DIA. 18 MM. TIS.258 | PCS. | 12 | 0
| 1020070002 | CABLE,AL,COMPACT STRANDED,PVC-INSULATED,750 V. 75 DEG.C, 50 SQ.MM. TIS.293 | M. | 30 | 0
| 1020070004 | CABLE,AL,COMPACT STRANDED,PVC-INSULATED,750 V. 75 DEG.C, 95 SQ.MM. TIS.293 | M. | 20 | 0
| 1020320003 | CONNECTOR,COMPRESSION,H-TYPE,MAIN AL 50-95 SQ.MM.,TAP AL. OR CU. 50-95 SQ.MM. | PCS. | 3 | 0
| 1020420102 | CABLE LUG,NEMA HOLE,COMPRESSION TYPE,AL 50 SQ.MM. | PCS. | 9 | 0
| 1020420104 | CABLE LUG,NEMA HOLE,COMPRESSION TYPE,AL 95 SQ.MM. | PCS. | 6 | 0
| 1040020004 | L.T. H.R.C. FUSE 150-160 A.DIN 43620 SIZE 1 OR BS.88 | PCS. | 3 | 0
| 1040020100 | L.T. FUSE-SWITCHES 1x400 A. 500 V. | SET | 3 | 3
| 1050040201 | CAPACITOR,POWER,3 PHASE,OUTDOOR 400 V. 10 KVAR. | EACH | 1 | 1
| 1050040202 | CAPACITOR,POWER,3 PHASE,OUTDOOR 400 V. 20 KVAR. | EACH | 1 | 1
| 1050040204 | CAPACITOR,POWER,3 PHASE,OUTDOOR 400 V. 45 KVAR. | EACH | 1 | 1
| 1080040003 | CONDUIT,PVC,RIGID,DIA. 65x1000 mm.TIS.216 | EACH | 1 | 0
set40965 | SET OF LT. CAPACITOR FOR TR. 315 KVA. 3 P. WITH LT. SWITCH
| 1000110001 | CROSSARM,PRESTRESSED CONCRETE,SPUN,H.T. 100X100X2,500 MM. | PCS. | 1 | 1
| 1010100004 | WIRE,STEEL STRANDED 50/7 sq.mm.TIS.404 | M. | 10 | 0
| 1010110200 | BOLT,MACHINE M.16x130 mm. | SET | 2 | 0
| 1010110203 | BOLT,MACHINE M.16x250 mm. | SET | 1 | 0
| 1010110204 | BOLT,MACHINE M.16x300 mm. | SET | 9 | 0
| 1010110205 | BOLT,MACHINE M.16x350 mm. | SET | 1 | 0
| 1010180100 | WASHER,PLAIN,SQUARE,LARGE 52x52x4.5 mm.HOLE DIA. 18 MM. TIS.258 | PCS. | 29 | 0
| 1010200001 | BRACE,FLAT,FOR CROSSARM 30x6x760 mm. | PCS. | 2 | 2
| 1020070002 | CABLE,AL,COMPACT STRANDED,PVC-INSULATED,750 V. 75 DEG.C, 50 SQ.MM. TIS.293 | M. | 40 | 0
| 1020070004 | CABLE,AL,COMPACT STRANDED,PVC-INSULATED,750 V. 75 DEG.C, 95 SQ.MM. TIS.293 | M. | 20 | 0
| 1020320003 | CONNECTOR,COMPRESSION,H-TYPE,MAIN AL 50-95 SQ.MM.,TAP AL. OR CU. 50-95 SQ.MM. | PCS. | 7 | 0
| 1020420102 | CABLE LUG,NEMA HOLE,COMPRESSION TYPE,AL 50 SQ.MM. | PCS. | 12 | 0
| 1020420104 | CABLE LUG,NEMA HOLE,COMPRESSION TYPE,AL 95 SQ.MM. | PCS. | 6 | 0
| 1040020005 | L.T. H.R.C. FUSE 200 A.DIN 43620 SIZE 1 OR BS.88 | PCS. | 3 | 0
| 1040020100 | L.T. FUSE-SWITCHES 1x400 A. 500 V. | SET | 3 | 3
| 1050040201 | CAPACITOR,POWER,3 PHASE,OUTDOOR 400 V. 10 KVAR. | EACH | 1 | 1
| 1050040202 | CAPACITOR,POWER,3 PHASE,OUTDOOR 400 V. 20 KVAR. | EACH | 2 | 2
| 1050040204 | CAPACITOR,POWER,3 PHASE,OUTDOOR 400 V. 45 KVAR. | EACH | 1 | 1
| 1050100002 | STEEL BRACKET | SET | 2 | 2
| 1080040003 | CONDUIT,PVC,RIGID,DIA. 65x1000 mm.TIS.216 | EACH | 1 | 0
set40966 | SET OF LT. CAPACITOR FOR TR. 400 KVA. 3 P. WITH LT. SWITCH
| 1000110001 | CROSSARM,PRESTRESSED CONCRETE,SPUN,H.T. 100X100X2,500 MM. | PCS. | 1 | 1
| 1010100004 | WIRE,STEEL STRANDED 50/7 sq.mm.TIS.404 | M. | 10 | 0
| 1010110200 | BOLT,MACHINE M.16x130 mm. | SET | 2 | 0
| 1010110203 | BOLT,MACHINE M.16x250 mm. | SET | 1 | 0
| 1010110204 | BOLT,MACHINE M.16x300 mm. | SET | 9 | 0
| 1010110205 | BOLT,MACHINE M.16x350 mm. | SET | 1 | 0
| 1010180100 | WASHER,PLAIN,SQUARE,LARGE 52x52x4.5 mm.HOLE DIA. 18 MM. TIS.258 | PCS. | 29 | 0
| 1010200001 | BRACE,FLAT,FOR CROSSARM 30x6x760 mm. | PCS. | 2 | 2
| 1020070002 | CABLE,AL,COMPACT STRANDED,PVC-INSULATED,750 V. 75 DEG.C, 50 SQ.MM. TIS.293 | M. | 40 | 0
| 1020070004 | CABLE,AL,COMPACT STRANDED,PVC-INSULATED,750 V. 75 DEG.C, 95 SQ.MM. TIS.293 | M. | 20 | 0
| 1020320003 | CONNECTOR,COMPRESSION,H-TYPE,MAIN AL 50-95 SQ.MM.,TAP AL. OR CU. 50-95 SQ.MM. | PCS. | 7 | 0
| 1020420102 | CABLE LUG,NEMA HOLE,COMPRESSION TYPE,AL 50 SQ.MM. | PCS. | 12 | 0
| 1020420104 | CABLE LUG,NEMA HOLE,COMPRESSION TYPE,AL 95 SQ.MM. | PCS. | 6 | 0
| 1040020006 | L.T. H.R.C. FUSE 250 A.DIN 43620 SIZE 1 OR BS.88 | PCS. | 3 | 0
| 1040020100 | L.T. FUSE-SWITCHES 1x400 A. 500 V. | SET | 3 | 3
| 1050040201 | CAPACITOR,POWER,3 PHASE,OUTDOOR 400 V. 10 KVAR. | EACH | 1 | 1
| 1050040202 | CAPACITOR,POWER,3 PHASE,OUTDOOR 400 V. 20 KVAR. | EACH | 1 | 1
| 1050040204 | CAPACITOR,POWER,3 PHASE,OUTDOOR 400 V. 45 KVAR. | EACH | 2 | 2
| 1050100002 | STEEL BRACKET | SET | 2 | 2
| 1080040003 | CONDUIT,PVC,RIGID,DIA. 65x1000 mm.TIS.216 | EACH | 1 | 0
set40967 | SET OF LT. CAPACITOR FOR TR. 500 KVA. 3 P. WITH LT. SWITCH
| 1000110001 | CROSSARM,PRESTRESSED CONCRETE,SPUN,H.T. 100X100X2,500 MM. | PCS. | 1 | 1
| 1010100004 | WIRE,STEEL STRANDED 50/7 sq.mm.TIS.404 | M. | 12.5 | 0
| 1010110200 | BOLT,MACHINE M.16x130 mm. | SET | 2 | 0
| 1010110203 | BOLT,MACHINE M.16x250 mm. | SET | 1 | 0
| 1010110204 | BOLT,MACHINE M.16x300 mm. | SET | 11 | 0
| 1010110205 | BOLT,MACHINE M.16x350 mm. | SET | 1 | 0
| 1010180100 | WASHER,PLAIN,SQUARE,LARGE 52x52x4.5 mm.HOLE DIA. 18 MM. TIS.258 | PCS. | 35 | 0
| 1010200001 | BRACE,FLAT,FOR CROSSARM 30x6x760 mm. | PCS. | 2 | 2
| 1020070002 | CABLE,AL,COMPACT STRANDED,PVC-INSULATED,750 V. 75 DEG.C, 50 SQ.MM. TIS.293 | M. | 50 | 0
| 1020070004 | CABLE,AL,COMPACT STRANDED,PVC-INSULATED,750 V. 75 DEG.C, 95 SQ.MM. TIS.293 | M. | 20 | 0
| 1020320003 | CONNECTOR,COMPRESSION,H-TYPE,MAIN AL 50-95 SQ.MM.,TAP AL. OR CU. 50-95 SQ.MM. | PCS. | 8 | 0
| 1020420102 | CABLE LUG,NEMA HOLE,COMPRESSION TYPE,AL 50 SQ.MM. | PCS. | 15 | 0
| 1020420104 | CABLE LUG,NEMA HOLE,COMPRESSION TYPE,AL 95 SQ.MM. | PCS. | 6 | 0
| 1040020007 | L.T. H.R.C. FUSE 300-315 A.DIN 43620 SIZE 2 OR BS.88 | PCS. | 3 | 0
| 1040020100 | L.T. FUSE-SWITCHES 1x400 A. 500 V. | SET | 3 | 3
| 1050040202 | CAPACITOR,POWER,3 PHASE,OUTDOOR 400 V. 20 KVAR. | EACH | 3 | 3
| 1050040204 | CAPACITOR,POWER,3 PHASE,OUTDOOR 400 V. 45 KVAR. | EACH | 2 | 2
| 1050100002 | STEEL BRACKET | SET | 2 | 2
| 1080040003 | CONDUIT,PVC,RIGID,DIA. 65x1000 mm.TIS.216 | EACH | 1 | 0
set40968 | SET OF LT. CAPACITOR FOR TR. 630 KVA. 3 P. WITH LT. SWITCH
| 1000110001 | CROSSARM,PRESTRESSED CONCRETE,SPUN,H.T. 100X100X2,500 MM. | PCS. | 1 | 1
| 1010100004 | WIRE,STEEL STRANDED 50/7 sq.mm.TIS.404 | M. | 10 | 0
| 1010110200 | BOLT,MACHINE M.16x130 mm. | SET | 2 | 0
| 1010110203 | BOLT,MACHINE M.16x250 mm. | SET | 1 | 0
| 1010110204 | BOLT,MACHINE M.16x300 mm. | SET | 9 | 0
| 1010110205 | BOLT,MACHINE M.16x350 mm. | SET | 1 | 0
| 1010180100 | WASHER,PLAIN,SQUARE,LARGE 52x52x4.5 mm.HOLE DIA. 18 MM. TIS.258 | PCS. | 29 | 0
| 1010200001 | BRACE,FLAT,FOR CROSSARM 30x6x760 mm. | PCS. | 2 | 2
| 1020070002 | CABLE,AL,COMPACT STRANDED,PVC-INSULATED,750 V. 75 DEG.C, 50 SQ.MM. TIS.293 | M. | 20 | 0
| 1020070005 | CABLE,AL,COMPACT STRANDED,PVC-INSULATED,750 V. 75 DEG.C, 120 SQ.MM.TIS.293 | M. | 40 | 0
| 1020320003 | CONNECTOR,COMPRESSION,H-TYPE,MAIN AL 50-95 SQ.MM.,TAP AL. OR CU. 50-95 SQ.MM. | PCS. | 7 | 0
| 1020420102 | CABLE LUG,NEMA HOLE,COMPRESSION TYPE,AL 50 SQ.MM. | PCS. | 6 | 0
| 1020420105 | CABLE LUG,NEMA HOLE,COMPRESSION TYPE,AL 120 SQ.MM. | PCS. | 12 | 0
| 1040020009 | L.T. H.R.C. FUSE 400 A.DIN 43620 SIZE 2 OR BS.88 | PCS. | 3 | 0
| 1040020100 | L.T. FUSE-SWITCHES 1x400 A. 500 V. | SET | 3 | 3
| 1050040202 | CAPACITOR,POWER,3 PHASE,OUTDOOR 400 V. 20 KVAR. | EACH | 2 | 2
| 1050040205 | CAPACITOR,POWER,3 PHASE,OUTDOOR 400 V. 75 KVAR. | EACH | 2 | 2
| 1050100002 | STEEL BRACKET | SET | 2 | 2
| 1080040003 | CONDUIT,PVC,RIGID,DIA. 65x1000 mm.TIS.216 | EACH | 1 | 0
set40971 | RACK 4 INST.,14 M.POLE UNDER SWITCH CAP.,25-35 SQ.MM.
| 1010110204 | BOLT,MACHINE M.16x300 mm. | SET | 8 | 0
| 1010110205 | BOLT,MACHINE M.16x350 mm. | SET | 2 | 0
| 1010180100 | WASHER,PLAIN,SQUARE,LARGE 52x52x4.5 mm.HOLE DIA. 18 MM. TIS.258 | PCS. | 10 | 0
| 1020070001 | CABLE,AL,COMPACT STRANDED,PVC-INSULATED,750 V. 75 DEG.C, 35 SQ.MM.TIS.293 | M. | 36 | 0
| 1020300102 | CONNECTOR,PARALLEL GROOVE,DOUBLE BOLT,AL,AL-ALLOY AND ACSR 25-95 SQ.MM. | PCS. | 8 | 0
| 1020310000 | CONNECTOR,DEAD END,AL 25-35 sq.mm. | PCS. | 8 | 0
| 1030030000 | INSULATOR,SPOOL,TYPE B (CLASS 53-2)TIS.227 | PCS. | 10 | 10
| 1030130002 | RACK,SECONDARY,MEDIUM PRESSED STEEL 4X200 mm.(4x8") | EACH | 2 | 2
| 1030130100 | CLEVIS,FLAT STEEL 4 1/4" FOR INSULATOR EEI-NEMA CLASS 53-2 TIS.227 | PCS. | 2 | 2
set40972 | RACK 4 INST.,14 M.POLE UNDER SWITCH CAP.,50-70 SQ.MM.
| 1010110204 | BOLT,MACHINE M.16x300 mm. | SET | 8 | 0
| 1010110205 | BOLT,MACHINE M.16x350 mm. | SET | 2 | 0
| 1010180100 | WASHER,PLAIN,SQUARE,LARGE 52x52x4.5 mm.HOLE DIA. 18 MM. TIS.258 | PCS. | 10 | 0
| 1020070002 | CABLE,AL,COMPACT STRANDED,PVC-INSULATED,750 V. 75 DEG.C, 50 SQ.MM. TIS.293 | M. | 36 | 0
| 1020300102 | CONNECTOR,PARALLEL GROOVE,DOUBLE BOLT,AL,AL-ALLOY AND ACSR 25-95 SQ.MM. | PCS. | 8 | 0
| 1020310001 | CONNECTOR,DEAD END,AL 50-70 sq.mm. | PCS. | 8 | 0
| 1030030000 | INSULATOR,SPOOL,TYPE B (CLASS 53-2)TIS.227 | PCS. | 10 | 10
| 1030130002 | RACK,SECONDARY,MEDIUM PRESSED STEEL 4X200 mm.(4x8") | EACH | 2 | 2
| 1030130100 | CLEVIS,FLAT STEEL 4 1/4" FOR INSULATOR EEI-NEMA CLASS 53-2 TIS.227 | PCS. | 2 | 2
set40973 | RACK 4 INST.,14 M.POLE UNDER SWITCH CAP.,95-120 SQ.MM.
| 1010110204 | BOLT,MACHINE M.16x300 mm. | SET | 8 | 0
| 1010110205 | BOLT,MACHINE M.16x350 mm. | SET | 2 | 0
| 1010180100 | WASHER,PLAIN,SQUARE,LARGE 52x52x4.5 mm.HOLE DIA. 18 MM. TIS.258 | PCS. | 10 | 0
| 1020070004 | CABLE,AL,COMPACT STRANDED,PVC-INSULATED,750 V. 75 DEG.C, 95 SQ.MM. TIS.293 | M. | 36 | 0
| 1020300103 | CONNECTOR,PARALLEL GROOVE,TRIPLE BOLT,AL,AL-ALLOY AND ACSR 70-185 SQ.MM. | PCS. | 8 | 0
| 1020310002 | CONNECTOR,DEAD END,AL 95-120 sq.mm. | PCS. | 6 | 0
| 1030030000 | INSULATOR,SPOOL,TYPE B (CLASS 53-2)TIS.227 | PCS. | 10 | 10
| 1030130002 | RACK,SECONDARY,MEDIUM PRESSED STEEL 4X200 mm.(4x8") | EACH | 2 | 2
| 1030130100 | CLEVIS,FLAT STEEL 4 1/4" FOR INSULATOR EEI-NEMA CLASS 53-2 TIS.227 | PCS. | 2 | 2
set40974 | RACK 3 INST.,14 M.POLE UNDER SWITCH CAP.,25-35 SQ.MM.
| 1010110204 | BOLT,MACHINE M.16x300 mm. | SET | 6 | 0
| 1010110205 | BOLT,MACHINE M.16x350 mm. | SET | 2 | 0
| 1010180100 | WASHER,PLAIN,SQUARE,LARGE 52x52x4.5 mm.HOLE DIA. 18 MM. TIS.258 | PCS. | 8 | 0
| 1020070001 | CABLE,AL,COMPACT STRANDED,PVC-INSULATED,750 V. 75 DEG.C, 35 SQ.MM.TIS.293 | M. | 27 | 0
| 1020300102 | CONNECTOR,PARALLEL GROOVE,DOUBLE BOLT,AL,AL-ALLOY AND ACSR 25-95 SQ.MM. | PCS. | 6 | 0
| 1020310000 | CONNECTOR,DEAD END,AL 25-35 sq.mm. | PCS. | 6 | 0
| 1030030000 | INSULATOR,SPOOL,TYPE B (CLASS 53-2)TIS.227 | PCS. | 8 | 8
| 1030130001 | RACK,SECONDARY,MEDIUM PRESSED STEEL 3X200 mm.(3x8") | EACH | 2 | 2
| 1030130100 | CLEVIS,FLAT STEEL 4 1/4" FOR INSULATOR EEI-NEMA CLASS 53-2 TIS.227 | PCS. | 2 | 2
set40975 | RACK 3 INST.,14 M.POLE UNDER SWITCH CAP.,50-70 SQ.MM.
| 1010110204 | BOLT,MACHINE M.16x300 mm. | SET | 6 | 0
| 1010110205 | BOLT,MACHINE M.16x350 mm. | SET | 2 | 0
| 1010180100 | WASHER,PLAIN,SQUARE,LARGE 52x52x4.5 mm.HOLE DIA. 18 MM. TIS.258 | PCS. | 8 | 0
| 1020070002 | CABLE,AL,COMPACT STRANDED,PVC-INSULATED,750 V. 75 DEG.C, 50 SQ.MM. TIS.293 | M. | 27 | 0
| 1020300102 | CONNECTOR,PARALLEL GROOVE,DOUBLE BOLT,AL,AL-ALLOY AND ACSR 25-95 SQ.MM. | PCS. | 6 | 0
| 1020310001 | CONNECTOR,DEAD END,AL 50-70 sq.mm. | PCS. | 6 | 0
| 1030030000 | INSULATOR,SPOOL,TYPE B (CLASS 53-2)TIS.227 | PCS. | 8 | 8
| 1030130001 | RACK,SECONDARY,MEDIUM PRESSED STEEL 3X200 mm.(3x8") | EACH | 2 | 2
| 1030130100 | CLEVIS,FLAT STEEL 4 1/4" FOR INSULATOR EEI-NEMA CLASS 53-2 TIS.227 | PCS. | 2 | 2
set40976 | RACK 3 INST.,14 M.POLE UNDER SWITCH CAP.,95-120 SQ.MM.
| 1010110204 | BOLT,MACHINE M.16x300 mm. | SET | 6 | 0
| 1010110205 | BOLT,MACHINE M.16x350 mm. | SET | 2 | 0
| 1010180100 | WASHER,PLAIN,SQUARE,LARGE 52x52x4.5 mm.HOLE DIA. 18 MM. TIS.258 | PCS. | 8 | 0
| 1020070004 | CABLE,AL,COMPACT STRANDED,PVC-INSULATED,750 V. 75 DEG.C, 95 SQ.MM. TIS.293 | M. | 27 | 0
| 1020300103 | CONNECTOR,PARALLEL GROOVE,TRIPLE BOLT,AL,AL-ALLOY AND ACSR 70-185 SQ.MM. | PCS. | 6 | 0
| 1020310002 | CONNECTOR,DEAD END,AL 95-120 sq.mm. | PCS. | 4 | 0
| 1030030000 | INSULATOR,SPOOL,TYPE B (CLASS 53-2)TIS.227 | PCS. | 8 | 8
| 1030130001 | RACK,SECONDARY,MEDIUM PRESSED STEEL 3X200 mm.(3x8") | EACH | 2 | 2
| 1030130100 | CLEVIS,FLAT STEEL 4 1/4" FOR INSULATOR EEI-NEMA CLASS 53-2 TIS.227 | PCS. | 2 | 2
set40977 | RACK 2 INST.,14 M.POLE UNDER SWITCH CAP.,25-35 SQ.MM.
| 1010110204 | BOLT,MACHINE M.16x300 mm. | SET | 4 | 0
| 1010110205 | BOLT,MACHINE M.16x350 mm. | SET | 2 | 0
| 1010180100 | WASHER,PLAIN,SQUARE,LARGE 52x52x4.5 mm.HOLE DIA. 18 MM. TIS.258 | PCS. | 6 | 0
| 1020070001 | CABLE,AL,COMPACT STRANDED,PVC-INSULATED,750 V. 75 DEG.C, 35 SQ.MM.TIS.293 | M. | 18 | 0
| 1020300102 | CONNECTOR,PARALLEL GROOVE,DOUBLE BOLT,AL,AL-ALLOY AND ACSR 25-95 SQ.MM. | PCS. | 4 | 0
| 1020310000 | CONNECTOR,DEAD END,AL 25-35 sq.mm. | PCS. | 4 | 0
| 1030030000 | INSULATOR,SPOOL,TYPE B (CLASS 53-2)TIS.227 | PCS. | 6 | 6
| 1030130000 | RACK,SECONDARY,MEDIUM PRESSED STEEL 2X200 mm.(2x8") | EACH | 2 | 2
| 1030130100 | CLEVIS,FLAT STEEL 4 1/4" FOR INSULATOR EEI-NEMA CLASS 53-2 TIS.227 | PCS. | 2 | 2
set40978 | RACK 2 INST.,14 M.POLE UNDER SWITCH CAP.,50-70 SQ.MM.
| 1010110204 | BOLT,MACHINE M.16x300 mm. | SET | 4 | 0
| 1010110205 | BOLT,MACHINE M.16x350 mm. | SET | 2 | 0
| 1010180100 | WASHER,PLAIN,SQUARE,LARGE 52x52x4.5 mm.HOLE DIA. 18 MM. TIS.258 | PCS. | 6 | 0
| 1020070002 | CABLE,AL,COMPACT STRANDED,PVC-INSULATED,750 V. 75 DEG.C, 50 SQ.MM. TIS.293 | M. | 18 | 0
| 1020300102 | CONNECTOR,PARALLEL GROOVE,DOUBLE BOLT,AL,AL-ALLOY AND ACSR 25-95 SQ.MM. | PCS. | 4 | 0
| 1020310001 | CONNECTOR,DEAD END,AL 50-70 sq.mm. | PCS. | 4 | 0
| 1030030000 | INSULATOR,SPOOL,TYPE B (CLASS 53-2)TIS.227 | PCS. | 6 | 6
| 1030130000 | RACK,SECONDARY,MEDIUM PRESSED STEEL 2X200 mm.(2x8") | EACH | 2 | 2
| 1030130100 | CLEVIS,FLAT STEEL 4 1/4" FOR INSULATOR EEI-NEMA CLASS 53-2 TIS.227 | PCS. | 2 | 2
set40979 | CLEVIS,FLAT STEEL INST.,14 M. POLE UNDER SWITCH CAP.,25-35 SQ.MM.
| 1010110205 | BOLT,MACHINE M.16x350 mm. | SET | 2 | 0
| 1010180100 | WASHER,PLAIN,SQUARE,LARGE 52x52x4.5 mm.HOLE DIA. 18 MM. TIS.258 | PCS. | 2 | 0
| 1020070000 | CABLE,AL,COMPACT STRANDED,PVC-INSULATED,750 V. 75 DEG.C, 25 DQ.MM. TIS.293 | M. | 9 | 0
| 1020300102 | CONNECTOR,PARALLEL GROOVE,DOUBLE BOLT,AL,AL-ALLOY AND ACSR 25-95 SQ.MM. | PCS. | 2 | 0
| 1020310000 | CONNECTOR,DEAD END,AL 25-35 sq.mm. | PCS. | 2 | 0
| 1030030000 | INSULATOR,SPOOL,TYPE B (CLASS 53-2)TIS.227 | PCS. | 2 | 2
| 1030130100 | CLEVIS,FLAT STEEL 4 1/4" FOR INSULATOR EEI-NEMA CLASS 53-2 TIS.227 | PCS. | 2 | 2
set40981 | SET OF LT. CAPACITOR FOR TR. 30 KVA. 1 P.
| 1010100004 | WIRE,STEEL STRANDED 50/7 sq.mm.TIS.404 | M. | 0.5 | 0
| 1010110203 | BOLT,MACHINE M.16x250 mm. | SET | 2 | 0
| 1010180100 | WASHER,PLAIN,SQUARE,LARGE 52x52x4.5 mm.HOLE DIA. 18 MM. TIS.258 | PCS. | 6 | 0
| 1020070002 | CABLE,AL,COMPACT STRANDED,PVC-INSULATED,750 V. 75 DEG.C, 50 SQ.MM. TIS.293 | M. | 3 | 0
| 1020320003 | CONNECTOR,COMPRESSION,H-TYPE,MAIN AL 50-95 SQ.MM.,TAP AL. OR CU. 50-95 SQ.MM. | PCS. | 3 | 0
| 1050040006 | CAPACITOR, POWER, 1 PHASE, OUTDOOR 230 V. 10 KVAR. | EACH | 1 | 1
set40982 | SET OF LT. CAPACITOR FOR TR. 50 KVA. 3 P.
| 1010100004 | WIRE,STEEL STRANDED 50/7 sq.mm.TIS.404 | M. | 5 | 0
| 1010110204 | BOLT,MACHINE M.16x300 mm. | SET | 4 | 0
| 1010180100 | WASHER,PLAIN,SQUARE,LARGE 52x52x4.5 mm.HOLE DIA. 18 MM. TIS.258 | PCS. | 12 | 0
| 1020070002 | CABLE,AL,COMPACT STRANDED,PVC-INSULATED,750 V. 75 DEG.C, 50 SQ.MM. TIS.293 | M. | 10 | 0
| 1020320003 | CONNECTOR,COMPRESSION,H-TYPE,MAIN AL 50-95 SQ.MM.,TAP AL. OR CU. 50-95 SQ.MM. | PCS. | 8 | 0
| 1050040200 | CAPACITOR,POWER,3 PHASE,OUTDOOR 400 V. 5 KVAR. | EACH | 1 | 1
| 1050040201 | CAPACITOR,POWER,3 PHASE,OUTDOOR 400 V. 10 KVAR. | EACH | 1 | 1
set40983 | SET OF LT. CAPACITOR FOR TR. 100 KVA. 3 P.
| 1010100004 | WIRE,STEEL STRANDED 50/7 sq.mm.TIS.404 | M. | 5 | 0
| 1010110204 | BOLT,MACHINE M.16x300 mm. | SET | 4 | 0
| 1010180100 | WASHER,PLAIN,SQUARE,LARGE 52x52x4.5 mm.HOLE DIA. 18 MM. TIS.258 | PCS. | 12 | 0
| 1020070002 | CABLE,AL,COMPACT STRANDED,PVC-INSULATED,750 V. 75 DEG.C, 50 SQ.MM. TIS.293 | M. | 10 | 0
| 1020320003 | CONNECTOR,COMPRESSION,H-TYPE,MAIN AL 50-95 SQ.MM.,TAP AL. OR CU. 50-95 SQ.MM. | PCS. | 8 | 0
| 1050040201 | CAPACITOR,POWER,3 PHASE,OUTDOOR 400 V. 10 KVAR. | EACH | 1 | 1
| 1050040202 | CAPACITOR,POWER,3 PHASE,OUTDOOR 400 V. 20 KVAR. | EACH | 1 | 1
set40984 | SET OF LT. CAPACITOR FOR TR. 160 KVA. 3 P.
| 1010100004 | WIRE,STEEL STRANDED 50/7 sq.mm.TIS.404 | M. | 7.5 | 0
| 1010110204 | BOLT,MACHINE M.16x300 mm. | SET | 6 | 0
| 1010180100 | WASHER,PLAIN,SQUARE,LARGE 52x52x4.5 mm.HOLE DIA. 18 MM. TIS.258 | PCS. | 12 | 0
| 1020070002 | CABLE,AL,COMPACT STRANDED,PVC-INSULATED,750 V. 75 DEG.C, 50 SQ.MM. TIS.293 | M. | 15 | 0
| 1020320003 | CONNECTOR,COMPRESSION,H-TYPE,MAIN AL 50-95 SQ.MM.,TAP AL. OR CU. 50-95 SQ.MM. | PCS. | 12 | 0
| 1050040201 | CAPACITOR,POWER,3 PHASE,OUTDOOR 400 V. 10 KVAR. | EACH | 1 | 1
| 1050040202 | CAPACITOR,POWER,3 PHASE,OUTDOOR 400 V. 20 KVAR. | EACH | 2 | 2
set40985 | SET OF LT. CAPACITOR FOR TR. 250 KVA. 3 P.
| 1010100004 | WIRE,STEEL STRANDED 50/7 sq.mm.TIS.404 | M. | 7.5 | 0
| 1010110204 | BOLT,MACHINE M.16x300 mm. | SET | 6 | 0
| 1010180100 | WASHER,PLAIN,SQUARE,LARGE 52x52x4.5 mm.HOLE DIA. 18 MM. TIS.258 | PCS. | 12 | 0
| 1020070002 | CABLE,AL,COMPACT STRANDED,PVC-INSULATED,750 V. 75 DEG.C, 50 SQ.MM. TIS.293 | M. | 15 | 0
| 1020320003 | CONNECTOR,COMPRESSION,H-TYPE,MAIN AL 50-95 SQ.MM.,TAP AL. OR CU. 50-95 SQ.MM. | PCS. | 12 | 0
| 1050040201 | CAPACITOR,POWER,3 PHASE,OUTDOOR 400 V. 10 KVAR. | EACH | 1 | 1
| 1050040202 | CAPACITOR,POWER,3 PHASE,OUTDOOR 400 V. 20 KVAR. | EACH | 1 | 1
| 1050040204 | CAPACITOR,POWER,3 PHASE,OUTDOOR 400 V. 45 KVAR. | EACH | 1 | 1
set40986 | SET OF LT. CAPACITOR FOR TR. 315 KVA. 3 P.
| 1010100004 | WIRE,STEEL STRANDED 50/7 sq.mm.TIS.404 | M. | 10 | 0
| 1010110204 | BOLT,MACHINE M.16x300 mm. | SET | 9 | 0
| 1010180100 | WASHER,PLAIN,SQUARE,LARGE 52x52x4.5 mm.HOLE DIA. 18 MM. TIS.258 | PCS. | 29 | 0
| 1020070002 | CABLE,AL,COMPACT STRANDED,PVC-INSULATED,750 V. 75 DEG.C, 50 SQ.MM. TIS.293 | M. | 20 | 0
| 1020320003 | CONNECTOR,COMPRESSION,H-TYPE,MAIN AL 50-95 SQ.MM.,TAP AL. OR CU. 50-95 SQ.MM. | PCS. | 16 | 0
| 1050040201 | CAPACITOR,POWER,3 PHASE,OUTDOOR 400 V. 10 KVAR. | EACH | 1 | 1
| 1050040202 | CAPACITOR,POWER,3 PHASE,OUTDOOR 400 V. 20 KVAR. | EACH | 2 | 2
| 1050040204 | CAPACITOR,POWER,3 PHASE,OUTDOOR 400 V. 45 KVAR. | EACH | 1 | 1
set40987 | SET OF LT. CAPACITOR FOR TR. 400 KVA. 3 P.
| 1010100004 | WIRE,STEEL STRANDED 50/7 sq.mm.TIS.404 | M. | 10 | 0
| 1010110204 | BOLT,MACHINE M.16x300 mm. | SET | 9 | 0
| 1010180100 | WASHER,PLAIN,SQUARE,LARGE 52x52x4.5 mm.HOLE DIA. 18 MM. TIS.258 | PCS. | 29 | 0
| 1020070002 | CABLE,AL,COMPACT STRANDED,PVC-INSULATED,750 V. 75 DEG.C, 50 SQ.MM. TIS.293 | M. | 20 | 0
| 1020320003 | CONNECTOR,COMPRESSION,H-TYPE,MAIN AL 50-95 SQ.MM.,TAP AL. OR CU. 50-95 SQ.MM. | PCS. | 16 | 0
| 1050040201 | CAPACITOR,POWER,3 PHASE,OUTDOOR 400 V. 10 KVAR. | EACH | 1 | 1
| 1050040202 | CAPACITOR,POWER,3 PHASE,OUTDOOR 400 V. 20 KVAR. | EACH | 1 | 1
| 1050040204 | CAPACITOR,POWER,3 PHASE,OUTDOOR 400 V. 45 KVAR. | EACH | 2 | 2
set40988 | SET OF LT. CAPACITOR FOR TR. 500 KVA. 3 P.
| 1010100004 | WIRE,STEEL STRANDED 50/7 sq.mm.TIS.404 | M. | 12.5 | 0
| 1010110204 | BOLT,MACHINE M.16x300 mm. | SET | 11 | 0
| 1010180100 | WASHER,PLAIN,SQUARE,LARGE 52x52x4.5 mm.HOLE DIA. 18 MM. TIS.258 | PCS. | 35 | 0
| 1020070002 | CABLE,AL,COMPACT STRANDED,PVC-INSULATED,750 V. 75 DEG.C, 50 SQ.MM. TIS.293 | M. | 25 | 0
| 1020320003 | CONNECTOR,COMPRESSION,H-TYPE,MAIN AL 50-95 SQ.MM.,TAP AL. OR CU. 50-95 SQ.MM. | PCS. | 20 | 0
| 1050040202 | CAPACITOR,POWER,3 PHASE,OUTDOOR 400 V. 20 KVAR. | EACH | 3 | 3
| 1050040204 | CAPACITOR,POWER,3 PHASE,OUTDOOR 400 V. 45 KVAR. | EACH | 2 | 2
set40989 | SET OF LT. CAPACITOR FOR TR. 630 KVA. 3 P.
| 1010100004 | WIRE,STEEL STRANDED 50/7 sq.mm.TIS.404 | M. | 10 | 0
| 1010110204 | BOLT,MACHINE M.16x300 mm. | SET | 9 | 0
| 1010180100 | WASHER,PLAIN,SQUARE,LARGE 52x52x4.5 mm.HOLE DIA. 18 MM. TIS.258 | PCS. | 29 | 0
| 1020070002 | CABLE,AL,COMPACT STRANDED,PVC-INSULATED,750 V. 75 DEG.C, 50 SQ.MM. TIS.293 | M. | 10 | 0
| 1020070004 | CABLE,AL,COMPACT STRANDED,PVC-INSULATED,750 V. 75 DEG.C, 95 SQ.MM. TIS.293 | M. | 10 | 0
| 1020320003 | CONNECTOR,COMPRESSION,H-TYPE,MAIN AL 50-95 SQ.MM.,TAP AL. OR CU. 50-95 SQ.MM. | PCS. | 16 | 0
| 1050040202 | CAPACITOR,POWER,3 PHASE,OUTDOOR 400 V. 20 KVAR. | EACH | 2 | 2
| 1050040205 | CAPACITOR,POWER,3 PHASE,OUTDOOR 400 V. 75 KVAR. | EACH | 2 | 2
set40990 | SET OF LT. CAPACITOR FOR TR. 800 KVA. 3 P.
| 1010100004 | WIRE,STEEL STRANDED 50/7 sq.mm.TIS.404 | M. | 10 | 0
| 1010110204 | BOLT,MACHINE M.16x300 mm. | SET | 8 | 0
| 1010180100 | WASHER,PLAIN,SQUARE,LARGE 52x52x4.5 mm.HOLE DIA. 18 MM. TIS.258 | PCS. | 24 | 0
| 1020070002 | CABLE,AL,COMPACT STRANDED,PVC-INSULATED,750 V. 75 DEG.C, 50 SQ.MM. TIS.293 | M. | 10 | 0
| 1020070004 | CABLE,AL,COMPACT STRANDED,PVC-INSULATED,750 V. 75 DEG.C, 95 SQ.MM. TIS.293 | M. | 10 | 0
| 1020320003 | CONNECTOR,COMPRESSION,H-TYPE,MAIN AL 50-95 SQ.MM.,TAP AL. OR CU. 50-95 SQ.MM. | PCS. | 16 | 0
| 1050040204 | CAPACITOR,POWER,3 PHASE,OUTDOOR 400 V. 45 KVAR. | EACH | 2 | 2
| 1050040205 | CAPACITOR,POWER,3 PHASE,OUTDOOR 400 V. 75 KVAR. | EACH | 2 | 2
set40991 | SET OF LT. CAPACITOR FOR TR.1000 KVA. 3 P.
| 1010100004 | WIRE,STEEL STRANDED 50/7 sq.mm.TIS.404 | M. | 10 | 0
| 1010110203 | BOLT,MACHINE M.16x250 mm. | SET | 8 | 0
| 1010180100 | WASHER,PLAIN,SQUARE,LARGE 52x52x4.5 mm.HOLE DIA. 18 MM. TIS.258 | PCS. | 24 | 0
| 1020070004 | CABLE,AL,COMPACT STRANDED,PVC-INSULATED,750 V. 75 DEG.C, 95 SQ.MM. TIS.293 | M. | 20 | 0
| 1020300102 | CONNECTOR,PARALLEL GROOVE,DOUBLE BOLT,AL,AL-ALLOY AND ACSR 25-95 SQ.MM. | PCS. | 16 | 0
| 1050040205 | CAPACITOR,POWER,3 PHASE,OUTDOOR 400 V. 75 KVAR. | EACH | 4 | 4
set41001 | LT METER INS. 1-P,220V. ON 6-9 M. CONCRETE POLE 1 UNIT
| 1010110202 | BOLT,MACHINE M.16x200 mm. | SET | 1 | 0
| 1010110203 | BOLT,MACHINE M.16x250 mm. | SET | 3 | 0
| 1010180100 | WASHER,PLAIN,SQUARE,LARGE 52x52x4.5 mm.HOLE DIA. 18 MM. TIS.258 | PCS. | 8 | 0
| 1020200000 | TAPE,ARMOR,AL 1x10 mm. | KG. | 0.03 | 0
| 1020320005 | CONNECTOR,COMPRESSION,H-TYPE,MAIN AL.35-50 SQ.MM.TAP CU. 6-10 SQ.MM. | PCS. | 2 | 0
| 1060100000 | CABLE PLATE, SIZE 2X20X20 CM. | PCS. | 2 | 0
| 1060100001 | METER PLATE, SIZE 2X20X60 CM. | PCS. | 1 | 0
set41002 | LT METER INS. 1-P,220V. ON 6-9 M. CONCRETE POLE 2 UNIT
| 1010110202 | BOLT,MACHINE M.16x200 mm. | SET | 1 | 0
| 1010110203 | BOLT,MACHINE M.16x250 mm. | SET | 3 | 0
| 1010180100 | WASHER,PLAIN,SQUARE,LARGE 52x52x4.5 mm.HOLE DIA. 18 MM. TIS.258 | PCS. | 8 | 0
| 1020200000 | TAPE,ARMOR,AL 1x10 mm. | KG. | 0.07 | 0
| 1020320005 | CONNECTOR,COMPRESSION,H-TYPE,MAIN AL.35-50 SQ.MM.TAP CU. 6-10 SQ.MM. | PCS. | 4 | 0
| 1060100000 | CABLE PLATE, SIZE 2X20X20 CM. | PCS. | 2 | 0
| 1060100001 | METER PLATE, SIZE 2X20X60 CM. | PCS. | 1 | 0
set41003 | LT METER INS. 1-P,220V. ON 6-9 M. CONCRETE POLE 3 UNIT
| 1010110202 | BOLT,MACHINE M.16x200 mm. | SET | 1 | 0
| 1010110203 | BOLT,MACHINE M.16x250 mm. | SET | 3 | 0
| 1010180100 | WASHER,PLAIN,SQUARE,LARGE 52x52x4.5 mm.HOLE DIA. 18 MM. TIS.258 | PCS. | 8 | 0
| 1020200000 | TAPE,ARMOR,AL 1x10 mm. | KG. | 0.1 | 0
| 1020320005 | CONNECTOR,COMPRESSION,H-TYPE,MAIN AL.35-50 SQ.MM.TAP CU. 6-10 SQ.MM. | PCS. | 6 | 0
| 1060100000 | CABLE PLATE, SIZE 2X20X20 CM. | PCS. | 2 | 0
| 1060100002 | METER PLATE, SIZE 2X20X120 CM. | PCS. | 1 | 0
set41004 | LT METER INS. 1-P,220V. ON 6-9 M. CONCRETE POLE 4 UNIT
| 1010110202 | BOLT,MACHINE M.16x200 mm. | SET | 1 | 0
| 1010110203 | BOLT,MACHINE M.16x250 mm. | SET | 3 | 0
| 1010180100 | WASHER,PLAIN,SQUARE,LARGE 52x52x4.5 mm.HOLE DIA. 18 MM. TIS.258 | PCS. | 8 | 0
| 1020200000 | TAPE,ARMOR,AL 1x10 mm. | KG. | 0.13 | 0
| 1020320005 | CONNECTOR,COMPRESSION,H-TYPE,MAIN AL.35-50 SQ.MM.TAP CU. 6-10 SQ.MM. | PCS. | 8 | 0
| 1060100000 | CABLE PLATE, SIZE 2X20X20 CM. | PCS. | 2 | 0
| 1060100002 | METER PLATE, SIZE 2X20X120 CM. | PCS. | 1 | 0
set41011 | LT METER INS. 3-P,4W, ON 6-9 M. CONCRETE POLE
| 1010100004 | WIRE,STEEL STRANDED 50/7 sq.mm.TIS.404 | M. | 11 | 0
| 1010110202 | BOLT,MACHINE M.16x200 mm. | SET | 3 | 0
| 1010110203 | BOLT,MACHINE M.16x250 mm. | SET | 5 | 0
| 1010180100 | WASHER,PLAIN,SQUARE,LARGE 52x52x4.5 mm.HOLE DIA. 18 MM. TIS.258 | PCS. | 12 | 0
| 1010220002 | ROD,GROUND,60x60x5 mm. 2 m.LONG | SET | 1 | 0
| 1010230000 | CLAMP,SINGLE U-BOLT,M.8 (WIRE ROPE CLIP) | SET | 1 | 0
| 1020200000 | TAPE,ARMOR,AL 1x10 mm. | KG. | 0.25 | 0
| 1020320003 | CONNECTOR,COMPRESSION,H-TYPE,MAIN AL 50-95 SQ.MM.,TAP AL. OR CU. 50-95 SQ.MM. | PCS. | 4 | 0
| 1060100000 | CABLE PLATE, SIZE 2X20X20 CM. | PCS. | 2 | 0
| 1060100001 | METER PLATE, SIZE 2X20X60 CM. | PCS. | 3 | 3
| 1060100006 | CABINET,ALUMINIUM,OUTDOOR,FOR 3 PHASE WATTHOUR METER | PCS | 1 | 1
| 1080040001 | CONDUIT,PVC,RIGID,DIA. 20x2500 mm.TIS.216 | EACH | 1 | 0
| 9090011007 | WELDING POWDER, ST. WIRE 50 SQ.MM. TO GD | EA | 3 | 0
set41012 | LT METER INS. 3-P,4W WITH CT ON 6-9 M. CONCRETE POLE
| 1010100004 | WIRE,STEEL STRANDED 50/7 sq.mm.TIS.404 | M. | 19 | 0
| 1010110203 | BOLT,MACHINE M.16x250 mm. | SET | 5 | 0
| 1010180100 | WASHER,PLAIN,SQUARE,LARGE 52x52x4.5 mm.HOLE DIA. 18 MM. TIS.258 | PCS. | 9 | 0
| 1010220002 | ROD,GROUND,60x60x5 mm. 2 m.LONG | SET | 1 | 0
| 1010230000 | CLAMP,SINGLE U-BOLT,M.8 (WIRE ROPE CLIP) | SET | 1 | 0
| 1020200000 | TAPE,ARMOR,AL 1x10 mm. | KG. | 0.25 | 0
| 1020320003 | CONNECTOR,COMPRESSION,H-TYPE,MAIN AL 50-95 SQ.MM.,TAP AL. OR CU. 50-95 SQ.MM. | PCS. | 4 | 0
| 1060100000 | CABLE PLATE, SIZE 2X20X20 CM. | PCS. | 4 | 0
| 1060100001 | METER PLATE, SIZE 2X20X60 CM. | PCS. | 2 | 2
| 1060100003 | METER PLATE,WOOD,SIZE 2X20X30 CM. | EACH | 1 | 1
| 1060100008 | CABINET,STEEL,FOR WATTHOUR METER WITH L.T.,CT. | PCS | 1 | 0
| 1080040001 | CONDUIT,PVC,RIGID,DIA. 20x2500 mm.TIS.216 | EACH | 1 | 0
| 9090011007 | WELDING POWDER, ST. WIRE 50 SQ.MM. TO GD | EA | 3 | 0
set41021 | LT METER INS. 1-P,220V. ON 12 M. CONCRETE POLE 1 UNIT
| 1010110203 | BOLT,MACHINE M.16x250 mm. | SET | 1 | 0
| 1010110204 | BOLT,MACHINE M.16x300 mm. | SET | 3 | 0
| 1010180100 | WASHER,PLAIN,SQUARE,LARGE 52x52x4.5 mm.HOLE DIA. 18 MM. TIS.258 | PCS. | 8 | 0
| 1020200000 | TAPE,ARMOR,AL 1x10 mm. | KG. | 0.03 | 0
| 1020320005 | CONNECTOR,COMPRESSION,H-TYPE,MAIN AL.35-50 SQ.MM.TAP CU. 6-10 SQ.MM. | PCS. | 2 | 0
| 1060100000 | CABLE PLATE, SIZE 2X20X20 CM. | PCS. | 2 | 0
| 1060100001 | METER PLATE, SIZE 2X20X60 CM. | PCS. | 1 | 0
set41022 | LT METER INS. 1-P,220V. ON 12 M. CONCRETE POLE 2 UNIT
| 1010110203 | BOLT,MACHINE M.16x250 mm. | SET | 1 | 0
| 1010110204 | BOLT,MACHINE M.16x300 mm. | SET | 3 | 0
| 1010180100 | WASHER,PLAIN,SQUARE,LARGE 52x52x4.5 mm.HOLE DIA. 18 MM. TIS.258 | PCS. | 8 | 0
| 1020200000 | TAPE,ARMOR,AL 1x10 mm. | KG. | 0.07 | 0
| 1020320005 | CONNECTOR,COMPRESSION,H-TYPE,MAIN AL.35-50 SQ.MM.TAP CU. 6-10 SQ.MM. | PCS. | 4 | 0
| 1060100000 | CABLE PLATE, SIZE 2X20X20 CM. | PCS. | 2 | 0
| 1060100001 | METER PLATE, SIZE 2X20X60 CM. | PCS. | 1 | 0
set41023 | LT METER INS. 1-P,220V. ON 12 M. CONCRETE POLE 3 UNIT
| 1010110203 | BOLT,MACHINE M.16x250 mm. | SET | 1 | 0
| 1010110204 | BOLT,MACHINE M.16x300 mm. | SET | 3 | 0
| 1010180100 | WASHER,PLAIN,SQUARE,LARGE 52x52x4.5 mm.HOLE DIA. 18 MM. TIS.258 | PCS. | 8 | 0
| 1020200000 | TAPE,ARMOR,AL 1x10 mm. | KG. | 0.1 | 0
| 1020320005 | CONNECTOR,COMPRESSION,H-TYPE,MAIN AL.35-50 SQ.MM.TAP CU. 6-10 SQ.MM. | PCS. | 6 | 0
| 1060100000 | CABLE PLATE, SIZE 2X20X20 CM. | PCS. | 2 | 0
| 1060100002 | METER PLATE, SIZE 2X20X120 CM. | PCS. | 1 | 0
set41024 | LT METER INS. 1-P,220V. ON 12 M. CONCRETE POLE 4 UNIT
| 1010110203 | BOLT,MACHINE M.16x250 mm. | SET | 1 | 0
| 1010110204 | BOLT,MACHINE M.16x300 mm. | SET | 3 | 0
| 1010180100 | WASHER,PLAIN,SQUARE,LARGE 52x52x4.5 mm.HOLE DIA. 18 MM. TIS.258 | PCS. | 8 | 0
| 1020200000 | TAPE,ARMOR,AL 1x10 mm. | KG. | 0.13 | 0
| 1020320005 | CONNECTOR,COMPRESSION,H-TYPE,MAIN AL.35-50 SQ.MM.TAP CU. 6-10 SQ.MM. | PCS. | 8 | 0
| 1060100000 | CABLE PLATE, SIZE 2X20X20 CM. | PCS. | 2 | 2
| 1060100002 | METER PLATE, SIZE 2X20X120 CM. | PCS. | 1 | 1
set41025 | LT METER INS. 1-P,220V. ON 12 M. POLE FOR TR.
| 1010110203 | BOLT,MACHINE M.16x250 mm. | SET | 3 | 0
| 1010110204 | BOLT,MACHINE M.16x300 mm. | SET | 3 | 0
| 1010180100 | WASHER,PLAIN,SQUARE,LARGE 52x52x4.5 mm.HOLE DIA. 18 MM. TIS.258 | PCS. | 6 | 0
| 1030030000 | INSULATOR,SPOOL,TYPE B (CLASS 53-2)TIS.227 | PCS. | 2 | 2
| 1030130000 | RACK,SECONDARY,MEDIUM PRESSED STEEL 2X200 mm.(2x8") | EACH | 1 | 1
| 1060100000 | CABLE PLATE, SIZE 2X20X20 CM. | PCS. | 2 | 0
| 1060100001 | METER PLATE, SIZE 2X20X60 CM. | PCS. | 1 | 0
set41026 | LT METER INS. 1-P,220V. ON 14 M. POLE FOR TR.
| 1010110204 | BOLT,MACHINE M.16x300 mm. | SET | 3 | 0
| 1010110205 | BOLT,MACHINE M.16x350 mm. | SET | 3 | 0
| 1010180100 | WASHER,PLAIN,SQUARE,LARGE 52x52x4.5 mm.HOLE DIA. 18 MM. TIS.258 | PCS. | 8 | 0
| 1030030000 | INSULATOR,SPOOL,TYPE B (CLASS 53-2)TIS.227 | PCS. | 2 | 2
| 1030130000 | RACK,SECONDARY,MEDIUM PRESSED STEEL 2X200 mm.(2x8") | EACH | 1 | 1
| 1060100000 | CABLE PLATE, SIZE 2X20X20 CM. | PCS. | 2 | 2
| 1060100001 | METER PLATE, SIZE 2X20X60 CM. | PCS. | 1 | 1
set41031 | LT METER INS. 3-P,4W ON 12 M. CONCRETE POLE
| 1010100004 | WIRE,STEEL STRANDED 50/7 sq.mm.TIS.404 | M. | 11 | 0
| 1010110203 | BOLT,MACHINE M.16x250 mm. | SET | 3 | 0
| 1010110204 | BOLT,MACHINE M.16x300 mm. | SET | 5 | 0
| 1010180100 | WASHER,PLAIN,SQUARE,LARGE 52x52x4.5 mm.HOLE DIA. 18 MM. TIS.258 | PCS. | 12 | 0
| 1010220002 | ROD,GROUND,60x60x5 mm. 2 m.LONG | SET | 1 | 0
| 1010230000 | CLAMP,SINGLE U-BOLT,M.8 (WIRE ROPE CLIP) | SET | 1 | 0
| 1020200000 | TAPE,ARMOR,AL 1x10 mm. | KG. | 0.25 | 0
| 1020320003 | CONNECTOR,COMPRESSION,H-TYPE,MAIN AL 50-95 SQ.MM.,TAP AL. OR CU. 50-95 SQ.MM. | PCS. | 4 | 0
| 1060100000 | CABLE PLATE, SIZE 2X20X20 CM. | PCS. | 2 | 0
| 1060100001 | METER PLATE, SIZE 2X20X60 CM. | PCS. | 3 | 3
| 1060100006 | CABINET,ALUMINIUM,OUTDOOR,FOR 3 PHASE WATTHOUR METER | PCS | 1 | 1
| 1080040001 | CONDUIT,PVC,RIGID,DIA. 20x2500 mm.TIS.216 | EACH | 1 | 0
| 9090011007 | WELDING POWDER, ST. WIRE 50 SQ.MM. TO GD | EA | 3 | 0
set41032 | LT METER INS. 3-P,4W WITH CT ON 12 M. CONCRETE POLE
| 1010100004 | WIRE,STEEL STRANDED 50/7 sq.mm.TIS.404 | M. | 19 | 0
| 1010110204 | BOLT,MACHINE M.16x300 mm. | SET | 5 | 0
| 1010180100 | WASHER,PLAIN,SQUARE,LARGE 52x52x4.5 mm.HOLE DIA. 18 MM. TIS.258 | PCS. | 9 | 0
| 1010220002 | ROD,GROUND,60x60x5 mm. 2 m.LONG | SET | 1 | 0
| 1020200000 | TAPE,ARMOR,AL 1x10 mm. | KG. | 0.25 | 0
| 1020320003 | CONNECTOR,COMPRESSION,H-TYPE,MAIN AL 50-95 SQ.MM.,TAP AL. OR CU. 50-95 SQ.MM. | PCS. | 4 | 0
| 1060100000 | CABLE PLATE, SIZE 2X20X20 CM. | PCS. | 4 | 0
| 1060100001 | METER PLATE, SIZE 2X20X60 CM. | PCS. | 2 | 2
| 1060100003 | METER PLATE,WOOD,SIZE 2X20X30 CM. | EACH | 1 | 1
| 1060100008 | CABINET,STEEL,FOR WATTHOUR METER WITH L.T.,CT. | PCS | 1 | 1
| 1080040001 | CONDUIT,PVC,RIGID,DIA. 20x2500 mm.TIS.216 | EACH | 1 | 0
| 9090011007 | WELDING POWDER, ST. WIRE 50 SQ.MM. TO GD | EA | 3 | 0
set41041 | LT METER INS. 1-P,220V. ON 14 M. CONCRETE POLE 1 UNIT
| 1010110204 | BOLT,MACHINE M.16x300 mm. | SET | 1 | 0
| 1010110205 | BOLT,MACHINE M.16x350 mm. | SET | 3 | 0
| 1010180100 | WASHER,PLAIN,SQUARE,LARGE 52x52x4.5 mm.HOLE DIA. 18 MM. TIS.258 | PCS. | 8 | 0
| 1020200000 | TAPE,ARMOR,AL 1x10 mm. | KG. | 0.03 | 0
| 1020320005 | CONNECTOR,COMPRESSION,H-TYPE,MAIN AL.35-50 SQ.MM.TAP CU. 6-10 SQ.MM. | PCS. | 2 | 0
| 1060100000 | CABLE PLATE, SIZE 2X20X20 CM. | PCS. | 2 | 0
| 1060100001 | METER PLATE, SIZE 2X20X60 CM. | PCS. | 1 | 0
set41042 | LT METER INS. 1-P,220V. ON 14 M. CONCRETE POLE 2 UNIT
| 1010110204 | BOLT,MACHINE M.16x300 mm. | SET | 1 | 0
| 1010110205 | BOLT,MACHINE M.16x350 mm. | SET | 3 | 0
| 1010180100 | WASHER,PLAIN,SQUARE,LARGE 52x52x4.5 mm.HOLE DIA. 18 MM. TIS.258 | PCS. | 8 | 0
| 1020200000 | TAPE,ARMOR,AL 1x10 mm. | KG. | 0.07 | 0
| 1020320005 | CONNECTOR,COMPRESSION,H-TYPE,MAIN AL.35-50 SQ.MM.TAP CU. 6-10 SQ.MM. | PCS. | 4 | 0
| 1060100000 | CABLE PLATE, SIZE 2X20X20 CM. | PCS. | 2 | 0
| 1060100001 | METER PLATE, SIZE 2X20X60 CM. | PCS. | 1 | 0
set41043 | LT METER INS. 1-P,220V. ON 14 M. CONCRETE POLE 3 UNIT
| 1010110204 | BOLT,MACHINE M.16x300 mm. | SET | 1 | 0
| 1010110205 | BOLT,MACHINE M.16x350 mm. | SET | 3 | 0
| 1010180100 | WASHER,PLAIN,SQUARE,LARGE 52x52x4.5 mm.HOLE DIA. 18 MM. TIS.258 | PCS. | 8 | 0
| 1020200000 | TAPE,ARMOR,AL 1x10 mm. | KG. | 0.1 | 0
| 1020320005 | CONNECTOR,COMPRESSION,H-TYPE,MAIN AL.35-50 SQ.MM.TAP CU. 6-10 SQ.MM. | PCS. | 6 | 0
| 1060100000 | CABLE PLATE, SIZE 2X20X20 CM. | PCS. | 2 | 0
| 1060100002 | METER PLATE, SIZE 2X20X120 CM. | PCS. | 1 | 0
set41044 | LT METER INS. 1-P,220V. ON 14 M. CONCRETE POLE 4 UNIT
| 1010110205 | BOLT,MACHINE M.16x350 mm. | SET | 3 | 0
| 1010120001 | BOLT,DOUBLE ARMING,M.16x450 mm. | SET | 1 | 0
| 1010180100 | WASHER,PLAIN,SQUARE,LARGE 52x52x4.5 mm.HOLE DIA. 18 MM. TIS.258 | PCS. | 8 | 0
| 1020200000 | TAPE,ARMOR,AL 1x10 mm. | KG. | 0.13 | 0
| 1020320005 | CONNECTOR,COMPRESSION,H-TYPE,MAIN AL.35-50 SQ.MM.TAP CU. 6-10 SQ.MM. | PCS. | 8 | 0
| 1060100000 | CABLE PLATE, SIZE 2X20X20 CM. | PCS. | 2 | 0
| 1060100002 | METER PLATE, SIZE 2X20X120 CM. | PCS. | 1 | 0
set41045 | LT METER INS. 1-P,220V. ON 12 M. POLE FOR TR.CT
| 1010110203 | BOLT,MACHINE M.16x250 mm. | SET | 3 | 0
| 1010110204 | BOLT,MACHINE M.16x300 mm. | SET | 3 | 0
| 1010180100 | WASHER,PLAIN,SQUARE,LARGE 52x52x4.5 mm.HOLE DIA. 18 MM. TIS.258 | PCS. | 6 | 0
| 1030030000 | INSULATOR,SPOOL,TYPE B (CLASS 53-2)TIS.227 | PCS. | 2 | 2
| 1030130000 | RACK,SECONDARY,MEDIUM PRESSED STEEL 2X200 mm.(2x8") | EACH | 1 | 1
| 1060100000 | CABLE PLATE, SIZE 2X20X20 CM. | PCS. | 2 | 0
| 1060100001 | METER PLATE, SIZE 2X20X60 CM. | PCS. | 1 | 0
set41046 | LT METER INS. 1-P,220V. ON 14 M. POLE FOR TR.CT
| 1010110204 | BOLT,MACHINE M.16x300 mm. | SET | 3 | 0
| 1010110205 | BOLT,MACHINE M.16x350 mm. | SET | 3 | 0
| 1010180100 | WASHER,PLAIN,SQUARE,LARGE 52x52x4.5 mm.HOLE DIA. 18 MM. TIS.258 | PCS. | 8 | 0
| 1030030000 | INSULATOR,SPOOL,TYPE B (CLASS 53-2)TIS.227 | PCS. | 2 | 2
| 1030130000 | RACK,SECONDARY,MEDIUM PRESSED STEEL 2X200 mm.(2x8") | EACH | 1 | 1
| 1060100000 | CABLE PLATE, SIZE 2X20X20 CM. | PCS. | 2 | 0
| 1060100001 | METER PLATE, SIZE 2X20X60 CM. | PCS. | 1 | 0
set41051 | LT METER INS. 3-P,4W ON 14 M. CONCRETE POLE
| 1010100004 | WIRE,STEEL STRANDED 50/7 sq.mm.TIS.404 | M. | 11 | 0
| 1010110204 | BOLT,MACHINE M.16x300 mm. | SET | 3 | 0
| 1010110205 | BOLT,MACHINE M.16x350 mm. | SET | 5 | 0
| 1010180100 | WASHER,PLAIN,SQUARE,LARGE 52x52x4.5 mm.HOLE DIA. 18 MM. TIS.258 | PCS. | 12 | 0
| 1010220002 | ROD,GROUND,60x60x5 mm. 2 m.LONG | SET | 1 | 0
| 1010230000 | CLAMP,SINGLE U-BOLT,M.8 (WIRE ROPE CLIP) | SET | 1 | 0
| 1020200000 | TAPE,ARMOR,AL 1x10 mm. | KG. | 0.25 | 0
| 1020320005 | CONNECTOR,COMPRESSION,H-TYPE,MAIN AL.35-50 SQ.MM.TAP CU. 6-10 SQ.MM. | PCS. | 2 | 0
| 1060100000 | CABLE PLATE, SIZE 2X20X20 CM. | PCS. | 2 | 0
| 1060100001 | METER PLATE, SIZE 2X20X60 CM. | PCS. | 3 | 0
| 1060100006 | CABINET,ALUMINIUM,OUTDOOR,FOR 3 PHASE WATTHOUR METER | PCS | 1 | 1
| 1080040001 | CONDUIT,PVC,RIGID,DIA. 20x2500 mm.TIS.216 | EACH | 1 | 0
| 9090011007 | WELDING POWDER, ST. WIRE 50 SQ.MM. TO GD | EA | 3 | 0
set41052 | LT METER INS. 3-P,4W WITH CT ON 14 M. CONCRETE POLE
| 1010100004 | WIRE,STEEL STRANDED 50/7 sq.mm.TIS.404 | M. | 19 | 0
| 1010110205 | BOLT,MACHINE M.16x350 mm. | SET | 5 | 0
| 1010180100 | WASHER,PLAIN,SQUARE,LARGE 52x52x4.5 mm.HOLE DIA. 18 MM. TIS.258 | PCS. | 9 | 0
| 1010220002 | ROD,GROUND,60x60x5 mm. 2 m.LONG | SET | 1 | 0
| 1010230000 | CLAMP,SINGLE U-BOLT,M.8 (WIRE ROPE CLIP) | SET | 1 | 0
| 1020200000 | TAPE,ARMOR,AL 1x10 mm. | KG. | 0.25 | 0
| 1020320003 | CONNECTOR,COMPRESSION,H-TYPE,MAIN AL 50-95 SQ.MM.,TAP AL. OR CU. 50-95 SQ.MM. | PCS. | 4 | 0
| 1060100000 | CABLE PLATE, SIZE 2X20X20 CM. | PCS. | 4 | 0
| 1060100001 | METER PLATE, SIZE 2X20X60 CM. | PCS. | 2 | 0
| 1060100003 | METER PLATE,WOOD,SIZE 2X20X30 CM. | EACH | 1 | 0
| 1060100008 | CABINET,STEEL,FOR WATTHOUR METER WITH L.T.,CT. | PCS | 1 | 1
| 1080040001 | CONDUIT,PVC,RIGID,DIA. 20x2500 mm.TIS.216 | EACH | 1 | 0
| 9090011007 | WELDING POWDER, ST. WIRE 50 SQ.MM. TO GD | EA | 3 | 0
set41061 | LT METER INS. 1-P,220V. AT BUILDING 1 UNIT
| 1020200000 | TAPE,ARMOR,AL 1x10 mm. | KG. | 0.03 | 0
| 1020320005 | CONNECTOR,COMPRESSION,H-TYPE,MAIN AL.35-50 SQ.MM.TAP CU. 6-10 SQ.MM. | PCS. | 2 | 0
| 1060100000 | CABLE PLATE, SIZE 2X20X20 CM. | PCS. | 1 | 1
set41062 | LT METER INS. 1-P,220V. AT BUILDING 2 UNIT
| 1020200000 | TAPE,ARMOR,AL 1x10 mm. | KG. | 0.07 | 0
| 1020320005 | CONNECTOR,COMPRESSION,H-TYPE,MAIN AL.35-50 SQ.MM.TAP CU. 6-10 SQ.MM. | PCS. | 2 | 0
| 1060100001 | METER PLATE, SIZE 2X20X60 CM. | PCS. | 1 | 0
set41063 | LT METER INS. 3-P,4W ON BUILDING WALL
| 1020200000 | TAPE,ARMOR,AL 1x10 mm. | KG. | 0.1 | 0
| 1020320003 | CONNECTOR,COMPRESSION,H-TYPE,MAIN AL 50-95 SQ.MM.,TAP AL. OR CU. 50-95 SQ.MM. | PCS. | 4 | 0
| 1060100001 | METER PLATE, SIZE 2X20X60 CM. | PCS. | 1 | 0
set41064 | LT METER INS. 3-P,4W IN METER CABINET ON BUILDING WALL
| 1010100004 | WIRE,STEEL STRANDED 50/7 sq.mm.TIS.404 | M. | 11 | 0
| 1010220002 | ROD,GROUND,60x60x5 mm. 2 m.LONG | SET | 1 | 0
| 1020200000 | TAPE,ARMOR,AL 1x10 mm. | KG. | 0.25 | 0
| 1020320003 | CONNECTOR,COMPRESSION,H-TYPE,MAIN AL 50-95 SQ.MM.,TAP AL. OR CU. 50-95 SQ.MM. | PCS. | 4 | 0
| 1060100001 | METER PLATE, SIZE 2X20X60 CM. | PCS. | 1 | 0
| 1060100007 | CABINET,ALUMINIUM,OUTDOOR,FOR 3 PHASE DEMAND METER | PCS | 1 | 1
| 1080040001 | CONDUIT,PVC,RIGID,DIA. 20x2500 mm.TIS.216 | EACH | 1 | 0
| 9090011007 | WELDING POWDER, ST. WIRE 50 SQ.MM. TO GD | EA | 1 | 0
set41071 | LT METER INS. 1-P,220V. ON 12.20 M. CONCRETE POLE 1 UNIT
| 1010110204 | BOLT,MACHINE M.16x300 mm. | SET | 2 | 0
| 1010110205 | BOLT,MACHINE M.16x350 mm. | SET | 2 | 0
| 1010180100 | WASHER,PLAIN,SQUARE,LARGE 52x52x4.5 mm.HOLE DIA. 18 MM. TIS.258 | PCS. | 8 | 0
| 1020200000 | TAPE,ARMOR,AL 1x10 mm. | KG. | 0.03 | 0
| 1020320005 | CONNECTOR,COMPRESSION,H-TYPE,MAIN AL.35-50 SQ.MM.TAP CU. 6-10 SQ.MM. | PCS. | 2 | 0
| 1060100000 | CABLE PLATE, SIZE 2X20X20 CM. | PCS. | 2 | 0
| 1060100001 | METER PLATE, SIZE 2X20X60 CM. | PCS. | 1 | 0
set41072 | LT METER INS. 1-P,220V. ON 12.20 M. CONCRETE POLE 2 UNIT
| 1010110204 | BOLT,MACHINE M.16x300 mm. | SET | 2 | 0
| 1010110205 | BOLT,MACHINE M.16x350 mm. | SET | 2 | 0
| 1010180100 | WASHER,PLAIN,SQUARE,LARGE 52x52x4.5 mm.HOLE DIA. 18 MM. TIS.258 | PCS. | 8 | 0
| 1020200000 | TAPE,ARMOR,AL 1x10 mm. | KG. | 0.07 | 0
| 1020320005 | CONNECTOR,COMPRESSION,H-TYPE,MAIN AL.35-50 SQ.MM.TAP CU. 6-10 SQ.MM. | PCS. | 4 | 0
| 1060100000 | CABLE PLATE, SIZE 2X20X20 CM. | PCS. | 2 | 0
| 1060100001 | METER PLATE, SIZE 2X20X60 CM. | PCS. | 1 | 0
set41073 | LT METER INS. 1-P,220V. ON 12.20 M. CONCRETE POLE 3 UNIT
| 1010110204 | BOLT,MACHINE M.16x300 mm. | SET | 2 | 0
| 1010110205 | BOLT,MACHINE M.16x350 mm. | SET | 2 | 0
| 1010180100 | WASHER,PLAIN,SQUARE,LARGE 52x52x4.5 mm.HOLE DIA. 18 MM. TIS.258 | PCS. | 8 | 0
| 1020200000 | TAPE,ARMOR,AL 1x10 mm. | KG. | 0.1 | 0
| 1020320005 | CONNECTOR,COMPRESSION,H-TYPE,MAIN AL.35-50 SQ.MM.TAP CU. 6-10 SQ.MM. | PCS. | 6 | 0
| 1060100000 | CABLE PLATE, SIZE 2X20X20 CM. | PCS. | 2 | 0
| 1060100002 | METER PLATE, SIZE 2X20X120 CM. | PCS. | 1 | 0
set41074 | LT METER INS. 1-P,220V. ON 12.20 M. CONCRETE POLE 4 UNIT
| 1010110204 | BOLT,MACHINE M.16x300 mm. | SET | 2 | 0
| 1010110205 | BOLT,MACHINE M.16x350 mm. | SET | 2 | 0
| 1010180100 | WASHER,PLAIN,SQUARE,LARGE 52x52x4.5 mm.HOLE DIA. 18 MM. TIS.258 | PCS. | 8 | 0
| 1020200000 | TAPE,ARMOR,AL 1x10 mm. | KG. | 0.13 | 0
| 1020320005 | CONNECTOR,COMPRESSION,H-TYPE,MAIN AL.35-50 SQ.MM.TAP CU. 6-10 SQ.MM. | PCS. | 8 | 0
| 1060100000 | CABLE PLATE, SIZE 2X20X20 CM. | PCS. | 2 | 2
| 1060100002 | METER PLATE, SIZE 2X20X120 CM. | PCS. | 1 | 1
set41075 | LT METER INS. 1-P,220V. ON 12.20 M. POLE FOR TR.
| 1010110204 | BOLT,MACHINE M.16x300 mm. | SET | 2 | 0
| 1010110205 | BOLT,MACHINE M.16x350 mm. | SET | 2 | 0
| 1010180100 | WASHER,PLAIN,SQUARE,LARGE 52x52x4.5 mm.HOLE DIA. 18 MM. TIS.258 | PCS. | 6 | 0
| 1030030000 | INSULATOR,SPOOL,TYPE B (CLASS 53-2)TIS.227 | PCS. | 2 | 2
| 1030130000 | RACK,SECONDARY,MEDIUM PRESSED STEEL 2X200 mm.(2x8") | EACH | 1 | 1
| 1060100000 | CABLE PLATE, SIZE 2X20X20 CM. | PCS. | 2 | 0
| 1060100001 | METER PLATE, SIZE 2X20X60 CM. | PCS. | 1 | 0
set41076 | LT METER INS. 1-P,220V. ON 14.30, 16 M. POLE FOR TR.
| 1010110205 | BOLT,MACHINE M.16x350 mm. | SET | 3 | 0
| 1010110206 | BOLT,MACHINE M.16x400 mm. | SET | 3 | 0
| 1010180100 | WASHER,PLAIN,SQUARE,LARGE 52x52x4.5 mm.HOLE DIA. 18 MM. TIS.258 | PCS. | 8 | 0
| 1030030000 | INSULATOR,SPOOL,TYPE B (CLASS 53-2)TIS.227 | PCS. | 2 | 2
| 1030130000 | RACK,SECONDARY,MEDIUM PRESSED STEEL 2X200 mm.(2x8") | EACH | 1 | 1
| 1060100000 | CABLE PLATE, SIZE 2X20X20 CM. | PCS. | 2 | 0
| 1060100001 | METER PLATE, SIZE 2X20X60 CM. | PCS. | 1 | 0
set41081 | LT METER INS. 3-P,4W ON 12.20 M. CONCRETE POLE
| 1010100004 | WIRE,STEEL STRANDED 50/7 sq.mm.TIS.404 | M. | 11 | 0
| 1010110205 | BOLT,MACHINE M.16x350 mm. | SET | 3 | 0
| 1010110206 | BOLT,MACHINE M.16x400 mm. | SET | 5 | 0
| 1010180100 | WASHER,PLAIN,SQUARE,LARGE 52x52x4.5 mm.HOLE DIA. 18 MM. TIS.258 | PCS. | 12 | 0
| 1010220002 | ROD,GROUND,60x60x5 mm. 2 m.LONG | SET | 1 | 0
| 1010230000 | CLAMP,SINGLE U-BOLT,M.8 (WIRE ROPE CLIP) | SET | 1 | 0
| 1020200000 | TAPE,ARMOR,AL 1x10 mm. | KG. | 0.25 | 0
| 1020320003 | CONNECTOR,COMPRESSION,H-TYPE,MAIN AL 50-95 SQ.MM.,TAP AL. OR CU. 50-95 SQ.MM. | PCS. | 4 | 0
| 1060100000 | CABLE PLATE, SIZE 2X20X20 CM. | PCS. | 2 | 0
| 1060100001 | METER PLATE, SIZE 2X20X60 CM. | PCS. | 3 | 0
| 1060100006 | CABINET,ALUMINIUM,OUTDOOR,FOR 3 PHASE WATTHOUR METER | PCS | 1 | 1
| 1080040001 | CONDUIT,PVC,RIGID,DIA. 20x2500 mm.TIS.216 | EACH | 1 | 0
| 9090011007 | WELDING POWDER, ST. WIRE 50 SQ.MM. TO GD | EA | 3 | 0
set41082 | LT METER INS. 3-P,4W WITH CT ON 12.20 M. CONCRETE POLE
| 1010100004 | WIRE,STEEL STRANDED 50/7 sq.mm.TIS.404 | M. | 19 | 0
| 1010110206 | BOLT,MACHINE M.16x400 mm. | SET | 5 | 0
| 1010180100 | WASHER,PLAIN,SQUARE,LARGE 52x52x4.5 mm.HOLE DIA. 18 MM. TIS.258 | PCS. | 9 | 0
| 1010220002 | ROD,GROUND,60x60x5 mm. 2 m.LONG | SET | 1 | 0
| 1020200000 | TAPE,ARMOR,AL 1x10 mm. | KG. | 0.25 | 0
| 1020320003 | CONNECTOR,COMPRESSION,H-TYPE,MAIN AL 50-95 SQ.MM.,TAP AL. OR CU. 50-95 SQ.MM. | PCS. | 4 | 0
| 1060100000 | CABLE PLATE, SIZE 2X20X20 CM. | PCS. | 4 | 0
| 1060100001 | METER PLATE, SIZE 2X20X60 CM. | PCS. | 2 | 0
| 1060100003 | METER PLATE,WOOD,SIZE 2X20X30 CM. | EACH | 1 | 0
| 1060100008 | CABINET,STEEL,FOR WATTHOUR METER WITH L.T.,CT. | PCS | 1 | 1
| 1080040001 | CONDUIT,PVC,RIGID,DIA. 20x2500 mm.TIS.216 | EACH | 1 | 0
| 9090011007 | WELDING POWDER, ST. WIRE 50 SQ.MM. TO GD | EA | 3 | 0
set41091 | LT METER INS. 1-P,220V. ON 14.30, 16 M. CONCRETE POLE 1 UNIT
| 1010110205 | BOLT,MACHINE M.16x350 mm. | SET | 2 | 0
| 1010110206 | BOLT,MACHINE M.16x400 mm. | SET | 2 | 0
| 1010180100 | WASHER,PLAIN,SQUARE,LARGE 52x52x4.5 mm.HOLE DIA. 18 MM. TIS.258 | PCS. | 8 | 0
| 1020200000 | TAPE,ARMOR,AL 1x10 mm. | KG. | 0.03 | 0
| 1020320005 | CONNECTOR,COMPRESSION,H-TYPE,MAIN AL.35-50 SQ.MM.TAP CU. 6-10 SQ.MM. | PCS. | 2 | 0
| 1060100000 | CABLE PLATE, SIZE 2X20X20 CM. | PCS. | 2 | 0
| 1060100001 | METER PLATE, SIZE 2X20X60 CM. | PCS. | 1 | 0
set41092 | LT METER INS. 1-P,220V. ON 14.30, 16 M. CONCRETE POLE 2 UNIT
| 1010110205 | BOLT,MACHINE M.16x350 mm. | SET | 2 | 0
| 1010110206 | BOLT,MACHINE M.16x400 mm. | SET | 2 | 0
| 1010180100 | WASHER,PLAIN,SQUARE,LARGE 52x52x4.5 mm.HOLE DIA. 18 MM. TIS.258 | PCS. | 8 | 0
| 1020200000 | TAPE,ARMOR,AL 1x10 mm. | KG. | 0.07 | 0
| 1020320005 | CONNECTOR,COMPRESSION,H-TYPE,MAIN AL.35-50 SQ.MM.TAP CU. 6-10 SQ.MM. | PCS. | 4 | 0
| 1060100000 | CABLE PLATE, SIZE 2X20X20 CM. | PCS. | 2 | 0
| 1060100001 | METER PLATE, SIZE 2X20X60 CM. | PCS. | 1 | 0
set41093 | LT METER INS. 1-P,220V. ON 14.30, 16 M. CONCRETE POLE 3 UNIT
| 1010110205 | BOLT,MACHINE M.16x350 mm. | SET | 2 | 0
| 1010110206 | BOLT,MACHINE M.16x400 mm. | SET | 2 | 0
| 1010180100 | WASHER,PLAIN,SQUARE,LARGE 52x52x4.5 mm.HOLE DIA. 18 MM. TIS.258 | PCS. | 8 | 0
| 1020200000 | TAPE,ARMOR,AL 1x10 mm. | KG. | 0.1 | 0
| 1020320005 | CONNECTOR,COMPRESSION,H-TYPE,MAIN AL.35-50 SQ.MM.TAP CU. 6-10 SQ.MM. | PCS. | 6 | 0
| 1060100000 | CABLE PLATE, SIZE 2X20X20 CM. | PCS. | 2 | 0
| 1060100002 | METER PLATE, SIZE 2X20X120 CM. | PCS. | 1 | 0
set41094 | LT METER INS. 1-P,220V. ON 14.30, 16 M. CONCRETE POLE 4 UNIT
| 1010110206 | BOLT,MACHINE M.16x400 mm. | SET | 3 | 0
| 1010120002 | BOLT,DOUBLE ARMING,M.16x500 mm. | SET | 1 | 0
| 1010180100 | WASHER,PLAIN,SQUARE,LARGE 52x52x4.5 mm.HOLE DIA. 18 MM. TIS.258 | PCS. | 8 | 0
| 1020200000 | TAPE,ARMOR,AL 1x10 mm. | KG. | 0.13 | 0
| 1020320005 | CONNECTOR,COMPRESSION,H-TYPE,MAIN AL.35-50 SQ.MM.TAP CU. 6-10 SQ.MM. | PCS. | 8 | 0
| 1060100000 | CABLE PLATE, SIZE 2X20X20 CM. | PCS. | 2 | 0
| 1060100002 | METER PLATE, SIZE 2X20X120 CM. | PCS. | 1 | 0
set41095 | LT METER INS. 1-P,220V. ON 12.20 M. POLE FOR TR.CT
| 1010110204 | BOLT,MACHINE M.16x300 mm. | SET | 3 | 0
| 1010110205 | BOLT,MACHINE M.16x350 mm. | SET | 3 | 0
| 1010180100 | WASHER,PLAIN,SQUARE,LARGE 52x52x4.5 mm.HOLE DIA. 18 MM. TIS.258 | PCS. | 6 | 0
| 1030030000 | INSULATOR,SPOOL,TYPE B (CLASS 53-2)TIS.227 | PCS. | 2 | 2
| 1030130000 | RACK,SECONDARY,MEDIUM PRESSED STEEL 2X200 mm.(2x8") | EACH | 1 | 1
| 1060100000 | CABLE PLATE, SIZE 2X20X20 CM. | PCS. | 2 | 0
| 1060100001 | METER PLATE, SIZE 2X20X60 CM. | PCS. | 1 | 0
set41096 | LT METER INS. 1-P,220V. ON 14.30, 16 M. POLE FOR TR.CT
| 1010110205 | BOLT,MACHINE M.16x350 mm. | SET | 3 | 0
| 1010110206 | BOLT,MACHINE M.16x400 mm. | SET | 3 | 0
| 1010180100 | WASHER,PLAIN,SQUARE,LARGE 52x52x4.5 mm.HOLE DIA. 18 MM. TIS.258 | PCS. | 8 | 0
| 1030030000 | INSULATOR,SPOOL,TYPE B (CLASS 53-2)TIS.227 | PCS. | 2 | 2
| 1030130000 | RACK,SECONDARY,MEDIUM PRESSED STEEL 2X200 mm.(2x8") | EACH | 1 | 1
| 1060100000 | CABLE PLATE, SIZE 2X20X20 CM. | PCS. | 2 | 0
| 1060100001 | METER PLATE, SIZE 2X20X60 CM. | PCS. | 1 | 0
set41101 | LT METER INS. 3-P,4W ON 14.30, 16 M. CONCRETE POLE
| 1010100004 | WIRE,STEEL STRANDED 50/7 sq.mm.TIS.404 | M. | 11 | 0
| 1010110205 | BOLT,MACHINE M.16x350 mm. | SET | 3 | 0
| 1010110206 | BOLT,MACHINE M.16x400 mm. | SET | 5 | 0
| 1010180100 | WASHER,PLAIN,SQUARE,LARGE 52x52x4.5 mm.HOLE DIA. 18 MM. TIS.258 | PCS. | 12 | 0
| 1010220002 | ROD,GROUND,60x60x5 mm. 2 m.LONG | SET | 1 | 0
| 1010230000 | CLAMP,SINGLE U-BOLT,M.8 (WIRE ROPE CLIP) | SET | 1 | 0
| 1020200000 | TAPE,ARMOR,AL 1x10 mm. | KG. | 0.25 | 0
| 1020320003 | CONNECTOR,COMPRESSION,H-TYPE,MAIN AL 50-95 SQ.MM.,TAP AL. OR CU. 50-95 SQ.MM. | PCS. | 4 | 0
| 1060100000 | CABLE PLATE, SIZE 2X20X20 CM. | PCS. | 2 | 0
| 1060100001 | METER PLATE, SIZE 2X20X60 CM. | PCS. | 3 | 0
| 1060100006 | CABINET,ALUMINIUM,OUTDOOR,FOR 3 PHASE WATTHOUR METER | PCS | 1 | 1
| 1080040001 | CONDUIT,PVC,RIGID,DIA. 20x2500 mm.TIS.216 | EACH | 1 | 0
| 9090011007 | WELDING POWDER, ST. WIRE 50 SQ.MM. TO GD | EA | 3 | 0
set41102 | LT METER INS. 3-P,4W WITH CT ON 14.30, 16 M. CONCRETE POLE
| 1010100004 | WIRE,STEEL STRANDED 50/7 sq.mm.TIS.404 | M. | 19 | 0
| 1010110206 | BOLT,MACHINE M.16x400 mm. | SET | 5 | 0
| 1010180100 | WASHER,PLAIN,SQUARE,LARGE 52x52x4.5 mm.HOLE DIA. 18 MM. TIS.258 | PCS. | 9 | 0
| 1010220002 | ROD,GROUND,60x60x5 mm. 2 m.LONG | SET | 1 | 0
| 1010230000 | CLAMP,SINGLE U-BOLT,M.8 (WIRE ROPE CLIP) | SET | 1 | 0
| 1020200000 | TAPE,ARMOR,AL 1x10 mm. | KG. | 0.25 | 0
| 1020320003 | CONNECTOR,COMPRESSION,H-TYPE,MAIN AL 50-95 SQ.MM.,TAP AL. OR CU. 50-95 SQ.MM. | PCS. | 4 | 0
| 1060100000 | CABLE PLATE, SIZE 2X20X20 CM. | PCS. | 4 | 0
| 1060100001 | METER PLATE, SIZE 2X20X60 CM. | PCS. | 2 | 0
| 1060100003 | METER PLATE,WOOD,SIZE 2X20X30 CM. | EACH | 1 | 0
| 1060100008 | CABINET,STEEL,FOR WATTHOUR METER WITH L.T.,CT. | PCS | 1 | 1
| 1080040001 | CONDUIT,PVC,RIGID,DIA. 20x2500 mm.TIS.216 | EACH | 1 | 0
| 9090011007 | WELDING POWDER, ST. WIRE 50 SQ.MM. TO GD | EA | 3 | 0
set41121 | METER INS.IN LINE, 1-P 19KV.
| 1000110002 | CROSSARM,PRESTRESSED CONCRETE,SPUN,H.T. 120X120X3,000 MM. | PCS. | 4 | 4
| 1010100004 | WIRE,STEEL STRANDED 50/7 sq.mm.TIS.404 | M. | 27 | 0
| 1010110200 | BOLT,MACHINE M.16x130 mm. | SET | 6 | 0
| 1010110202 | BOLT,MACHINE M.16x200 mm. | SET | 1 | 0
| 1010110203 | BOLT,MACHINE M.16x250 mm. | SET | 3 | 0
| 1010110204 | BOLT,MACHINE M.16x300 mm. | SET | 4 | 0
| 1010110206 | BOLT,MACHINE M.16x400 mm. | SET | 2 | 0
| 1010180100 | WASHER,PLAIN,SQUARE,LARGE 52x52x4.5 mm.HOLE DIA. 18 MM. TIS.258 | PCS. | 25 | 0
| 1010200001 | BRACE,FLAT,FOR CROSSARM 30x6x760 mm. | PCS. | 6 | 6
| 1010220002 | ROD,GROUND,60x60x5 mm. 2 m.LONG | SET | 2 | 0
| 1020050100 | CABLE,AERIAL,AL 33 kV. 1x50 sq.mm. | M. | 10 | 0
| 1020080402 | CONTROL CABLE SIZE 7x2.5 sq.mm.TIS.838 | M. | 10 | 0
| 1020200000 | TAPE,ARMOR,AL 1x10 mm. | KG. | 0.5 | 0
| 1020300102 | CONNECTOR,PARALLEL GROOVE,DOUBLE BOLT,AL,AL-ALLOY AND ACSR 25-95 SQ.MM. | PCS. | 3 | 0
| 1030000002 | INSULATOR,PIN TYPE,TYPE C (CLASS 56-3)TIS.279 | EACH | 2 | 2
| 1030100001 | PIN,INSULATOR,33 KV.SHANK 165 MM.LEAD HEAD 35 MM.(1 3/8") | EACH | 2 | 2
| 1040000100 | S.A. 30 KV. 5 KA. | SET | 1 | 1
| 1040010100 | CUT-OUT,FUSE,OPEN TYPE,SINGLE ISULATOR,DROPOUT 33 KV. 100 A. | SET | 1 | 1
| 1060020105 | TRANSFORMER,VOLTAGE,1 PHASE OUTDOOR,RATIO 33,000/110 V. CLASS 0.5, 50 VA. | EACH | 1 | 1
| 1060060300 | DEMAND METER,CUMULATIVE,3 PHASE,3 WIRE 100 OR 110 V. 5 A. (CT.,PT. TYPE) | EACH | 1 | 1
| 1060100007 | CABINET,ALUMINIUM,OUTDOOR,FOR 3 PHASE DEMAND METER | PCS | 1 | 1
| 1080040001 | CONDUIT,PVC,RIGID,DIA. 20x2500 mm.TIS.216 | EACH | 2 | 0
| 9090011007 | WELDING POWDER, ST. WIRE 50 SQ.MM. TO GD | EA | 4 | 0
set41122 | METER INS.AT TAP LINE POLE, 1-P 19 KV.
| 1000110002 | CROSSARM,PRESTRESSED CONCRETE,SPUN,H.T. 120X120X3,000 MM. | PCS. | 2 | 2
| 1010100004 | WIRE,STEEL STRANDED 50/7 sq.mm.TIS.404 | M. | 27 | 0
| 1010110200 | BOLT,MACHINE M.16x130 mm. | SET | 4 | 0
| 1010110203 | BOLT,MACHINE M.16x250 mm. | SET | 1 | 0
| 1010110207 | BOLT,MACHINE M.16x450 mm. | SET | 2 | 0
| 1010120001 | BOLT,DOUBLE ARMING,M.16x450 mm. | SET | 2 | 0
| 1010180100 | WASHER,PLAIN,SQUARE,LARGE 52x52x4.5 mm.HOLE DIA. 18 MM. TIS.258 | PCS. | 18 | 0
| 1010200001 | BRACE,FLAT,FOR CROSSARM 30x6x760 mm. | PCS. | 4 | 4
| 1010220002 | ROD,GROUND,60x60x5 mm. 2 m.LONG | SET | 2 | 0
| 1020050100 | CABLE,AERIAL,AL 33 kV. 1x50 sq.mm. | M. | 10 | 0
| 1020080402 | CONTROL CABLE SIZE 7x2.5 sq.mm.TIS.838 | M. | 10 | 0
| 1020200000 | TAPE,ARMOR,AL 1x10 mm. | KG. | 0.5 | 0
| 1020300102 | CONNECTOR,PARALLEL GROOVE,DOUBLE BOLT,AL,AL-ALLOY AND ACSR 25-95 SQ.MM. | PCS. | 1 | 0
| 1030000002 | INSULATOR,PIN TYPE,TYPE C (CLASS 56-3)TIS.279 | EACH | 1 | 1
| 1030100001 | PIN,INSULATOR,33 KV.SHANK 165 MM.LEAD HEAD 35 MM.(1 3/8") | EACH | 1 | 1
| 1040000100 | S.A. 30 KV. 5 KA. | SET | 1 | 1
| 1040010100 | CUT-OUT,FUSE,OPEN TYPE,SINGLE ISULATOR,DROPOUT 33 KV. 100 A. | SET | 1 | 1
| 1060020105 | TRANSFORMER,VOLTAGE,1 PHASE OUTDOOR,RATIO 33,000/110 V. CLASS 0.5, 50 VA. | EACH | 1 | 1
| 1060060300 | DEMAND METER,CUMULATIVE,3 PHASE,3 WIRE 100 OR 110 V. 5 A. (CT.,PT. TYPE) | EACH | 1 | 1
| 1060100007 | CABINET,ALUMINIUM,OUTDOOR,FOR 3 PHASE DEMAND METER | PCS | 1 | 1
| 1080040001 | CONDUIT,PVC,RIGID,DIA. 20x2500 mm.TIS.216 | EACH | 2 | 0
| 9090011007 | WELDING POWDER, ST. WIRE 50 SQ.MM. TO GD | EA | 4 | 0
set41141 | METER INS.IN LINE,1-P 22 KV.
| 1000110002 | CROSSARM,PRESTRESSED CONCRETE,SPUN,H.T. 120X120X3,000 MM. | PCS. | 4 | 4
| 1010100004 | WIRE,STEEL STRANDED 50/7 sq.mm.TIS.404 | M. | 27 | 0
| 1010110200 | BOLT,MACHINE M.16x130 mm. | SET | 6 | 0
| 1010110202 | BOLT,MACHINE M.16x200 mm. | SET | 1 | 0
| 1010110203 | BOLT,MACHINE M.16x250 mm. | SET | 3 | 0
| 1010110204 | BOLT,MACHINE M.16x300 mm. | SET | 4 | 0
| 1010110206 | BOLT,MACHINE M.16x400 mm. | SET | 2 | 0
| 1010180100 | WASHER,PLAIN,SQUARE,LARGE 52x52x4.5 mm.HOLE DIA. 18 MM. TIS.258 | PCS. | 25 | 0
| 1010200001 | BRACE,FLAT,FOR CROSSARM 30x6x760 mm. | PCS. | 6 | 6
| 1010220002 | ROD,GROUND,60x60x5 mm. 2 m.LONG | SET | 2 | 2
| 1020050000 | CABLE,AERIAL,AL 22 kV. 1x50 sq.mm. | M. | 10 | 0
| 1020080402 | CONTROL CABLE SIZE 7x2.5 sq.mm.TIS.838 | M. | 10 | 0
| 1020200000 | TAPE,ARMOR,AL 1x10 mm. | KG. | 0.5 | 0
| 1020300102 | CONNECTOR,PARALLEL GROOVE,DOUBLE BOLT,AL,AL-ALLOY AND ACSR 25-95 SQ.MM. | PCS. | 5 | 0
| 1030000001 | INSULATOR,PIN TYPE,TYPE B (CLASS 56-2) TIS.279 | EACH | 2 | 2
| 1030100000 | PIN,INSULATOR,22 KV.SHANK 140 MM.,LEAD HEAD 35 MM.(1 3/8") | EACH | 2 | 2
| 1040000000 | S.A.,21 KV. 5 KA. | SET | 2 | 2
| 1040010002 | CUT-OUT,FUSE,OPEN TYPE,SINGLE INSULATOR DROPUOT 22 KV. 100 A. 12 KA. ASYM | SET | 2 | 2
| 1060020000 | VT.,1 PHASE,O/D 22 KV/110 V. CL 0.5, 25 VA. | EACH | 1 | 1
| 1060060300 | DEMAND METER,CUMULATIVE,3 PHASE,3 WIRE 100 OR 110 V. 5 A. (CT.,PT. TYPE) | EACH | 1 | 1
| 1060100001 | METER PLATE, SIZE 2X20X60 CM. | PCS. | 1 | 0
| 1060100007 | CABINET,ALUMINIUM,OUTDOOR,FOR 3 PHASE DEMAND METER | PCS | 1 | 1
| 1080040002 | CONDUIT,PVC,RIGID,DIA. 20x4000 mm.TIS.216 | EACH | 2 | 0
| 9090011007 | WELDING POWDER, ST. WIRE 50 SQ.MM. TO GD | EA | 4 | 0
set41142 | METER INS.AT TAP LINE POLE,1-P 22 KV.
| 1000110002 | CROSSARM,PRESTRESSED CONCRETE,SPUN,H.T. 120X120X3,000 MM. | PCS. | 2 | 2
| 1010100004 | WIRE,STEEL STRANDED 50/7 sq.mm.TIS.404 | M. | 27 | 0
| 1010110200 | BOLT,MACHINE M.16x130 mm. | SET | 4 | 0
| 1010110203 | BOLT,MACHINE M.16x250 mm. | SET | 1 | 0
| 1010110207 | BOLT,MACHINE M.16x450 mm. | SET | 2 | 0
| 1010120001 | BOLT,DOUBLE ARMING,M.16x450 mm. | SET | 2 | 0
| 1010180100 | WASHER,PLAIN,SQUARE,LARGE 52x52x4.5 mm.HOLE DIA. 18 MM. TIS.258 | PCS. | 18 | 0
| 1010200001 | BRACE,FLAT,FOR CROSSARM 30x6x760 mm. | PCS. | 4 | 4
| 1010220002 | ROD,GROUND,60x60x5 mm. 2 m.LONG | SET | 2 | 0
| 1020050000 | CABLE,AERIAL,AL 22 kV. 1x50 sq.mm. | M. | 10 | 0
| 1020080402 | CONTROL CABLE SIZE 7x2.5 sq.mm.TIS.838 | M. | 10 | 0
| 1020200000 | TAPE,ARMOR,AL 1x10 mm. | KG. | 0.5 | 0
| 1020300102 | CONNECTOR,PARALLEL GROOVE,DOUBLE BOLT,AL,AL-ALLOY AND ACSR 25-95 SQ.MM. | PCS. | 2 | 0
| 1030000001 | INSULATOR,PIN TYPE,TYPE B (CLASS 56-2) TIS.279 | EACH | 1 | 1
| 1030100000 | PIN,INSULATOR,22 KV.SHANK 140 MM.,LEAD HEAD 35 MM.(1 3/8") | EACH | 1 | 1
| 1040000000 | S.A.,21 KV. 5 KA. | SET | 2 | 2
| 1040010002 | CUT-OUT,FUSE,OPEN TYPE,SINGLE INSULATOR DROPUOT 22 KV. 100 A. 12 KA. ASYM | SET | 2 | 2
| 1060020000 | VT.,1 PHASE,O/D 22 KV/110 V. CL 0.5, 25 VA. | EACH | 1 | 1
| 1060060300 | DEMAND METER,CUMULATIVE,3 PHASE,3 WIRE 100 OR 110 V. 5 A. (CT.,PT. TYPE) | EACH | 1 | 1
| 1060100001 | METER PLATE, SIZE 2X20X60 CM. | PCS. | 1 | 0
| 1060100007 | CABINET,ALUMINIUM,OUTDOOR,FOR 3 PHASE DEMAND METER | PCS | 1 | 1
| 1080040002 | CONDUIT,PVC,RIGID,DIA. 20x4000 mm.TIS.216 | EACH | 2 | 0
| 9090011007 | WELDING POWDER, ST. WIRE 50 SQ.MM. TO GD | EA | 4 | 0
set41143 | METER INS.IN LINE,3-P 22 KV.
| 1000110001 | CROSSARM,PRESTRESSED CONCRETE,SPUN,H.T. 100X100X2,500 MM. | PCS. | 4 | 4
| 1010100004 | WIRE,STEEL STRANDED 50/7 sq.mm.TIS.404 | M. | 27 | 0
| 1010110200 | BOLT,MACHINE M.16x130 mm. | SET | 6 | 0
| 1010110202 | BOLT,MACHINE M.16x200 mm. | SET | 1 | 0
| 1010110203 | BOLT,MACHINE M.16x250 mm. | SET | 3 | 0
| 1010110204 | BOLT,MACHINE M.16x300 mm. | SET | 4 | 0
| 1010110206 | BOLT,MACHINE M.16x400 mm. | SET | 2 | 0
| 1010180100 | WASHER,PLAIN,SQUARE,LARGE 52x52x4.5 mm.HOLE DIA. 18 MM. TIS.258 | PCS. | 25 | 0
| 1010200001 | BRACE,FLAT,FOR CROSSARM 30x6x760 mm. | PCS. | 6 | 6
| 1010220002 | ROD,GROUND,60x60x5 mm. 2 m.LONG | SET | 2 | 0
| 1020050002 | CABLE,AERIAL,AL 22 kV. 1x120 sq.mm. | M. | 10 | 0
| 1020080402 | CONTROL CABLE SIZE 7x2.5 sq.mm.TIS.838 | M. | 10 | 0
| 1020200000 | TAPE,ARMOR,AL 1x10 mm. | KG. | 0.5 | 0
| 1020300103 | CONNECTOR,PARALLEL GROOVE,TRIPLE BOLT,AL,AL-ALLOY AND ACSR 70-185 SQ.MM. | PCS. | 7 | 0
| 1030000001 | INSULATOR,PIN TYPE,TYPE B (CLASS 56-2) TIS.279 | EACH | 4 | 4
| 1030100000 | PIN,INSULATOR,22 KV.SHANK 140 MM.,LEAD HEAD 35 MM.(1 3/8") | EACH | 4 | 4
| 1040000000 | S.A.,21 KV. 5 KA. | SET | 3 | 3
| 1040010002 | CUT-OUT,FUSE,OPEN TYPE,SINGLE INSULATOR DROPUOT 22 KV. 100 A. 12 KA. ASYM | SET | 3 | 3
| 1060020000 | VT.,1 PHASE,O/D 22 KV/110 V. CL 0.5, 25 VA. | EACH | 2 | 2
| 1060060300 | DEMAND METER,CUMULATIVE,3 PHASE,3 WIRE 100 OR 110 V. 5 A. (CT.,PT. TYPE) | EACH | 1 | 1
| 1060100001 | METER PLATE, SIZE 2X20X60 CM. | PCS. | 1 | 0
| 1060100007 | CABINET,ALUMINIUM,OUTDOOR,FOR 3 PHASE DEMAND METER | PCS | 1 | 1
| 1080040002 | CONDUIT,PVC,RIGID,DIA. 20x4000 mm.TIS.216 | EACH | 2 | 0
set41144 | METER INS.AT TAP LINE POLE,3-P 22 KV.
| 1000110001 | CROSSARM,PRESTRESSED CONCRETE,SPUN,H.T. 100X100X2,500 MM. | PCS. | 2 | 2
| 1010100004 | WIRE,STEEL STRANDED 50/7 sq.mm.TIS.404 | M. | 27 | 0
| 1010110200 | BOLT,MACHINE M.16x130 mm. | SET | 4 | 0
| 1010110203 | BOLT,MACHINE M.16x250 mm. | SET | 1 | 0
| 1010110204 | BOLT,MACHINE M.16x300 mm. | SET | 2 | 0
| 1010110207 | BOLT,MACHINE M.16x450 mm. | SET | 1 | 0
| 1010120001 | BOLT,DOUBLE ARMING,M.16x450 mm. | SET | 2 | 0
| 1010180100 | WASHER,PLAIN,SQUARE,LARGE 52x52x4.5 mm.HOLE DIA. 18 MM. TIS.258 | PCS. | 18 | 0
| 1010200001 | BRACE,FLAT,FOR CROSSARM 30x6x760 mm. | PCS. | 4 | 4
| 1010220002 | ROD,GROUND,60x60x5 mm. 2 m.LONG | SET | 2 | 0
| 1020050000 | CABLE,AERIAL,AL 22 kV. 1x50 sq.mm. | M. | 10 | 0
| 1020080402 | CONTROL CABLE SIZE 7x2.5 sq.mm.TIS.838 | M. | 10 | 0
| 1020200000 | TAPE,ARMOR,AL 1x10 mm. | KG. | 0.5 | 0
| 1020300102 | CONNECTOR,PARALLEL GROOVE,DOUBLE BOLT,AL,AL-ALLOY AND ACSR 25-95 SQ.MM. | PCS. | 3 | 0
| 1030000001 | INSULATOR,PIN TYPE,TYPE B (CLASS 56-2) TIS.279 | EACH | 2 | 2
| 1030100000 | PIN,INSULATOR,22 KV.SHANK 140 MM.,LEAD HEAD 35 MM.(1 3/8") | EACH | 2 | 2
| 1040000000 | S.A.,21 KV. 5 KA. | SET | 3 | 3
| 1040010002 | CUT-OUT,FUSE,OPEN TYPE,SINGLE INSULATOR DROPUOT 22 KV. 100 A. 12 KA. ASYM | SET | 3 | 3
| 1060020000 | VT.,1 PHASE,O/D 22 KV/110 V. CL 0.5, 25 VA. | EACH | 2 | 2
| 1060060300 | DEMAND METER,CUMULATIVE,3 PHASE,3 WIRE 100 OR 110 V. 5 A. (CT.,PT. TYPE) | EACH | 1 | 1
| 1060100001 | METER PLATE, SIZE 2X20X60 CM. | PCS. | 1 | 0
| 1060100007 | CABINET,ALUMINIUM,OUTDOOR,FOR 3 PHASE DEMAND METER | PCS | 1 | 1
| 1080040002 | CONDUIT,PVC,RIGID,DIA. 20x4000 mm.TIS.216 | EACH | 2 | 0
| 9090011007 | WELDING POWDER, ST. WIRE 50 SQ.MM. TO GD | EA | 4 | 0
set41145 | METER INS.AT PLATFORM POLE,3-P 22 KV.
| 1000210000 | BEAM,SPUN PRESTRESSED CONCRETE 100X100X3,200 MM. | PCS. | 2 | 2
| 1010100004 | WIRE,STEEL STRANDED 50/7 sq.mm.TIS.404 | M. | 20 | 0
| 1010110204 | BOLT,MACHINE M.16x300 mm. | SET | 2 | 0
| 1010110208 | BOLT,MACHINE M.16x500 mm. | SET | 2 | 0
| 1010180100 | WASHER,PLAIN,SQUARE,LARGE 52x52x4.5 mm.HOLE DIA. 18 MM. TIS.258 | PCS. | 8 | 0
| 1010220002 | ROD,GROUND,60x60x5 mm. 2 m.LONG | SET | 1 | 0
| 1020050000 | CABLE,AERIAL,AL 22 kV. 1x50 sq.mm. | M. | 8 | 0
| 1020080402 | CONTROL CABLE SIZE 7x2.5 sq.mm.TIS.838 | M. | 10 | 0
| 1020200000 | TAPE,ARMOR,AL 1x10 mm. | KG. | 0.5 | 0
| 1020300102 | CONNECTOR,PARALLEL GROOVE,DOUBLE BOLT,AL,AL-ALLOY AND ACSR 25-95 SQ.MM. | PCS. | 3 | 0
| 1030000001 | INSULATOR,PIN TYPE,TYPE B (CLASS 56-2) TIS.279 | EACH | 3 | 3
| 1030100000 | PIN,INSULATOR,22 KV.SHANK 140 MM.,LEAD HEAD 35 MM.(1 3/8") | EACH | 3 | 3
| 1060020000 | VT.,1 PHASE,O/D 22 KV/110 V. CL 0.5, 25 VA. | EACH | 2 | 2
| 1060060300 | DEMAND METER,CUMULATIVE,3 PHASE,3 WIRE 100 OR 110 V. 5 A. (CT.,PT. TYPE) | EACH | 1 | 1
| 1060100001 | METER PLATE, SIZE 2X20X60 CM. | PCS. | 1 | 0
| 1060100007 | CABINET,ALUMINIUM,OUTDOOR,FOR 3 PHASE DEMAND METER | PCS | 1 | 1
| 1080040002 | CONDUIT,PVC,RIGID,DIA. 20x4000 mm.TIS.216 | EACH | 1 | 0
set41146 | METER INS.AT DE SINGLE TR.-FOUNDATION,3-P 22 KV.
| 1000110001 | CROSSARM,PRESTRESSED CONCRETE,SPUN,H.T. 100X100X2,500 MM. | PCS. | 3 | 3
| 1010100004 | WIRE,STEEL STRANDED 50/7 sq.mm.TIS.404 | M. | 20 | 0
| 1010110200 | BOLT,MACHINE M.16x130 mm. | SET | 4 | 0
| 1010110203 | BOLT,MACHINE M.16x250 mm. | SET | 1 | 0
| 1010110207 | BOLT,MACHINE M.16x450 mm. | SET | 2 | 0
| 1010120001 | BOLT,DOUBLE ARMING,M.16x450 mm. | SET | 4 | 0
| 1010180100 | WASHER,PLAIN,SQUARE,LARGE 52x52x4.5 mm.HOLE DIA. 18 MM. TIS.258 | PCS. | 20 | 0
| 1010200001 | BRACE,FLAT,FOR CROSSARM 30x6x760 mm. | PCS. | 4 | 4
| 1010220002 | ROD,GROUND,60x60x5 mm. 2 m.LONG | SET | 1 | 0
| 1020050000 | CABLE,AERIAL,AL 22 kV. 1x50 sq.mm. | M. | 8 | 0
| 1020080402 | CONTROL CABLE SIZE 7x2.5 sq.mm.TIS.838 | M. | 10 | 0
| 1020200000 | TAPE,ARMOR,AL 1x10 mm. | KG. | 0.5 | 0
| 1020300102 | CONNECTOR,PARALLEL GROOVE,DOUBLE BOLT,AL,AL-ALLOY AND ACSR 25-95 SQ.MM. | PCS. | 4 | 0
| 1030000001 | INSULATOR,PIN TYPE,TYPE B (CLASS 56-2) TIS.279 | EACH | 4 | 4
| 1030100000 | PIN,INSULATOR,22 KV.SHANK 140 MM.,LEAD HEAD 35 MM.(1 3/8") | EACH | 4 | 4
| 1060020000 | VT.,1 PHASE,O/D 22 KV/110 V. CL 0.5, 25 VA. | EACH | 2 | 2
| 1060060300 | DEMAND METER,CUMULATIVE,3 PHASE,3 WIRE 100 OR 110 V. 5 A. (CT.,PT. TYPE) | EACH | 1 | 1
| 1060100001 | METER PLATE, SIZE 2X20X60 CM. | PCS. | 1 | 0
| 1060100007 | CABINET,ALUMINIUM,OUTDOOR,FOR 3 PHASE DEMAND METER | PCS | 1 | 1
| 1080040002 | CONDUIT,PVC,RIGID,DIA. 20x4000 mm.TIS.216 | EACH | 1 | 0
| 9090011007 | WELDING POWDER, ST. WIRE 50 SQ.MM. TO GD | EA | 3 | 0
set41147 | METER INS.AT DE DOUBLE TR.-FOUNDATION,3-P 22 KV.
| 1000110002 | CROSSARM,PRESTRESSED CONCRETE,SPUN,H.T. 120X120X3,000 MM. | PCS. | 2 | 2
| 1010100004 | WIRE,STEEL STRANDED 50/7 sq.mm.TIS.404 | M. | 10 | 0
| 1010110200 | BOLT,MACHINE M.16x130 mm. | SET | 4 | 0
| 1010110203 | BOLT,MACHINE M.16x250 mm. | SET | 1 | 0
| 1010110204 | BOLT,MACHINE M.16x300 mm. | SET | 2 | 0
| 1010110207 | BOLT,MACHINE M.16x450 mm. | SET | 1 | 0
| 1010120001 | BOLT,DOUBLE ARMING,M.16x450 mm. | SET | 2 | 0
| 1010180100 | WASHER,PLAIN,SQUARE,LARGE 52x52x4.5 mm.HOLE DIA. 18 MM. TIS.258 | PCS. | 18 | 0
| 1010200001 | BRACE,FLAT,FOR CROSSARM 30x6x760 mm. | PCS. | 4 | 4
| 1010220002 | ROD,GROUND,60x60x5 mm. 2 m.LONG | SET | 1 | 0
| 1010230000 | CLAMP,SINGLE U-BOLT,M.8 (WIRE ROPE CLIP) | SET | 2 | 0
| 1020050000 | CABLE,AERIAL,AL 22 kV. 1x50 sq.mm. | M. | 10 | 0
| 1020080402 | CONTROL CABLE SIZE 7x2.5 sq.mm.TIS.838 | M. | 6 | 0
| 1040010002 | CUT-OUT,FUSE,OPEN TYPE,SINGLE INSULATOR DROPUOT 22 KV. 100 A. 12 KA. ASYM | SET | 3 | 3
| 1060020000 | VT.,1 PHASE,O/D 22 KV/110 V. CL 0.5, 25 VA. | EACH | 2 | 2
| 1060060300 | DEMAND METER,CUMULATIVE,3 PHASE,3 WIRE 100 OR 110 V. 5 A. (CT.,PT. TYPE) | EACH | 1 | 1
| 1060100001 | METER PLATE, SIZE 2X20X60 CM. | PCS. | 1 | 0
| 1060100007 | CABINET,ALUMINIUM,OUTDOOR,FOR 3 PHASE DEMAND METER | PCS | 1 | 1
| 1080040001 | CONDUIT,PVC,RIGID,DIA. 20x2500 mm.TIS.216 | EACH | 1 | 0
| 9090011007 | WELDING POWDER, ST. WIRE 50 SQ.MM. TO GD | EA | 3 | 0
set41150 | METER INS.TOU.IN LINE 3-P 22 kV.CT-10/5 A
| 1000110001 | CROSSARM,PRESTRESSED CONCRETE,SPUN,H.T. 100X100X2,500 MM. | PCS. | 4 | 4
| 1010100004 | WIRE,STEEL STRANDED 50/7 sq.mm.TIS.404 | M. | 27 | 0
| 1010110200 | BOLT,MACHINE M.16x130 mm. | SET | 6 | 0
| 1010110202 | BOLT,MACHINE M.16x200 mm. | SET | 1 | 0
| 1010110203 | BOLT,MACHINE M.16x250 mm. | SET | 3 | 0
| 1010110204 | BOLT,MACHINE M.16x300 mm. | SET | 4 | 0
| 1010110206 | BOLT,MACHINE M.16x400 mm. | SET | 2 | 0
| 1010180100 | WASHER,PLAIN,SQUARE,LARGE 52x52x4.5 mm.HOLE DIA. 18 MM. TIS.258 | PCS. | 25 | 0
| 1010200001 | BRACE,FLAT,FOR CROSSARM 30x6x760 mm. | PCS. | 6 | 6
| 1010220002 | ROD,GROUND,60x60x5 mm. 2 m.LONG | SET | 2 | 0
| 1020050002 | CABLE,AERIAL,AL 22 kV. 1x120 sq.mm. | M. | 10 | 0
| 1020080402 | CONTROL CABLE SIZE 7x2.5 sq.mm.TIS.838 | M. | 10 | 0
| 1020200000 | TAPE,ARMOR,AL 1x10 mm. | KG. | 0.5 | 0
| 1020300103 | CONNECTOR,PARALLEL GROOVE,TRIPLE BOLT,AL,AL-ALLOY AND ACSR 70-185 SQ.MM. | PCS. | 7 | 0
| 1030010101 | INSULATOR,PIN POST TYPE 22 KV. POWER ARC TEST | PCS | 4 | 4
| 1040000000 | S.A.,21 KV. 5 KA. | SET | 3 | 3
| 1040010002 | CUT-OUT,FUSE,OPEN TYPE,SINGLE INSULATOR DROPUOT 22 KV. 100 A. 12 KA. ASYM | SET | 3 | 3
| 1040030005 | FUSE LINK 22 kV. 10 A.EEI-NEMA TYPE K | EACH | 3 | 0
| 1060020000 | VT.,1 PHASE,O/D 22 KV/110 V. CL 0.5, 25 VA. | EACH | 2 | 2
| 1060040001 | CT,O/D,22KV.,10/5A.CL 0.5,10 VA | EACH | 2 | 2
| 1060070502 | METER TOU 3 PHASE,3 WIRE,110 V.5 A. | EACH | 1 | 1
| 1060100001 | METER PLATE, SIZE 2X20X60 CM. | PCS. | 2 | 0
| 1060100020 | AL. CABINET, O/D 3P WATTHOUR&TOU METER | EA | 1 | 1
| 1080040002 | CONDUIT,PVC,RIGID,DIA. 20x4000 mm.TIS.216 | EACH | 2 | 0
| 9090011007 | WELDING POWDER, ST. WIRE 50 SQ.MM. TO GD | EA | 4 | 0
set41151 | METER INS.TOU.IN LINE 3-P 22 kV.CT-20/5 A
| 1000110001 | CROSSARM,PRESTRESSED CONCRETE,SPUN,H.T. 100X100X2,500 MM. | PCS. | 4 | 4
| 1010100004 | WIRE,STEEL STRANDED 50/7 sq.mm.TIS.404 | M. | 27 | 0
| 1010110200 | BOLT,MACHINE M.16x130 mm. | SET | 6 | 0
| 1010110202 | BOLT,MACHINE M.16x200 mm. | SET | 1 | 0
| 1010110203 | BOLT,MACHINE M.16x250 mm. | SET | 3 | 0
| 1010110204 | BOLT,MACHINE M.16x300 mm. | SET | 4 | 0
| 1010110206 | BOLT,MACHINE M.16x400 mm. | SET | 2 | 0
| 1010180100 | WASHER,PLAIN,SQUARE,LARGE 52x52x4.5 mm.HOLE DIA. 18 MM. TIS.258 | PCS. | 25 | 0
| 1010200001 | BRACE,FLAT,FOR CROSSARM 30x6x760 mm. | PCS. | 6 | 6
| 1010220002 | ROD,GROUND,60x60x5 mm. 2 m.LONG | SET | 2 | 0
| 1020050002 | CABLE,AERIAL,AL 22 kV. 1x120 sq.mm. | M. | 10 | 0
| 1020080402 | CONTROL CABLE SIZE 7x2.5 sq.mm.TIS.838 | M. | 10 | 0
| 1020200000 | TAPE,ARMOR,AL 1x10 mm. | KG. | 0.5 | 0
| 1020300103 | CONNECTOR,PARALLEL GROOVE,TRIPLE BOLT,AL,AL-ALLOY AND ACSR 70-185 SQ.MM. | PCS. | 7 | 0
| 1030010101 | INSULATOR,PIN POST TYPE 22 KV. POWER ARC TEST | PCS | 4 | 4
| 1040000000 | S.A.,21 KV. 5 KA. | SET | 3 | 3
| 1040010002 | CUT-OUT,FUSE,OPEN TYPE,SINGLE INSULATOR DROPUOT 22 KV. 100 A. 12 KA. ASYM | SET | 3 | 3
| 1040030007 | FUSE LINK 22 kV. 20 A.EEI-NEMA TYPE K | EACH | 3 | 0
| 1060020000 | VT.,1 PHASE,O/D 22 KV/110 V. CL 0.5, 25 VA. | EACH | 2 | 2
| 1060040002 | CT,O/D,22 KV.,20/5 A.CL 0.5,10 VA. | EACH | 2 | 2
| 1060070502 | METER TOU 3 PHASE,3 WIRE,110 V.5 A. | EACH | 1 | 1
| 1060100001 | METER PLATE, SIZE 2X20X60 CM. | PCS. | 2 | 0
| 1060100020 | AL. CABINET, O/D 3P WATTHOUR&TOU METER | EA | 1 | 1
| 1080040002 | CONDUIT,PVC,RIGID,DIA. 20x4000 mm.TIS.216 | EACH | 2 | 0
| 9090011007 | WELDING POWDER, ST. WIRE 50 SQ.MM. TO GD | EA | 4 | 0
set41152 | METER INS.TOU.IN LINE 3-P 22 kV.CT-30/5 A
| 1000110001 | CROSSARM,PRESTRESSED CONCRETE,SPUN,H.T. 100X100X2,500 MM. | PCS. | 4 | 4
| 1010100004 | WIRE,STEEL STRANDED 50/7 sq.mm.TIS.404 | M. | 27 | 0
| 1010110200 | BOLT,MACHINE M.16x130 mm. | SET | 6 | 0
| 1010110202 | BOLT,MACHINE M.16x200 mm. | SET | 1 | 0
| 1010110203 | BOLT,MACHINE M.16x250 mm. | SET | 3 | 0
| 1010110204 | BOLT,MACHINE M.16x300 mm. | SET | 4 | 0
| 1010110206 | BOLT,MACHINE M.16x400 mm. | SET | 2 | 0
| 1010180100 | WASHER,PLAIN,SQUARE,LARGE 52x52x4.5 mm.HOLE DIA. 18 MM. TIS.258 | PCS. | 25 | 0
| 1010200001 | BRACE,FLAT,FOR CROSSARM 30x6x760 mm. | PCS. | 6 | 6
| 1010220002 | ROD,GROUND,60x60x5 mm. 2 m.LONG | SET | 2 | 0
| 1020050002 | CABLE,AERIAL,AL 22 kV. 1x120 sq.mm. | M. | 10 | 0
| 1020080402 | CONTROL CABLE SIZE 7x2.5 sq.mm.TIS.838 | M. | 10 | 0
| 1020200000 | TAPE,ARMOR,AL 1x10 mm. | KG. | 0.5 | 0
| 1020300103 | CONNECTOR,PARALLEL GROOVE,TRIPLE BOLT,AL,AL-ALLOY AND ACSR 70-185 SQ.MM. | PCS. | 7 | 0
| 1030010101 | INSULATOR,PIN POST TYPE 22 KV. POWER ARC TEST | PCS | 4 | 4
| 1040000000 | S.A.,21 KV. 5 KA. | SET | 3 | 3
| 1040010002 | CUT-OUT,FUSE,OPEN TYPE,SINGLE INSULATOR DROPUOT 22 KV. 100 A. 12 KA. ASYM | SET | 3 | 3
| 1040030009 | FUSE LINK 22 kV. 30 A.EEI-NEMA TYPE K | EACH | 3 | 0
| 1060020000 | VT.,1 PHASE,O/D 22 KV/110 V. CL 0.5, 25 VA. | EACH | 2 | 2
| 1060040003 | CT,O/D,22KV.,30/5 A.CL 0.5,10 VA. | EACH | 2 | 2
| 1060070502 | METER TOU 3 PHASE,3 WIRE,110 V.5 A. | EACH | 1 | 1
| 1060100001 | METER PLATE, SIZE 2X20X60 CM. | PCS. | 2 | 0
| 1060100020 | AL. CABINET, O/D 3P WATTHOUR&TOU METER | EA | 1 | 1
| 1080040002 | CONDUIT,PVC,RIGID,DIA. 20x4000 mm.TIS.216 | EACH | 2 | 0
| 9090011007 | WELDING POWDER, ST. WIRE 50 SQ.MM. TO GD | EA | 4 | 0
set41153 | METER INS.TOU.IN LINE 3-P 22 kV.CT-50/5 A
| 1000110001 | CROSSARM,PRESTRESSED CONCRETE,SPUN,H.T. 100X100X2,500 MM. | PCS. | 4 | 4
| 1010100004 | WIRE,STEEL STRANDED 50/7 sq.mm.TIS.404 | M. | 27 | 0
| 1010110200 | BOLT,MACHINE M.16x130 mm. | SET | 6 | 0
| 1010110202 | BOLT,MACHINE M.16x200 mm. | SET | 1 | 0
| 1010110203 | BOLT,MACHINE M.16x250 mm. | SET | 3 | 0
| 1010110204 | BOLT,MACHINE M.16x300 mm. | SET | 4 | 0
| 1010110206 | BOLT,MACHINE M.16x400 mm. | SET | 2 | 0
| 1010180100 | WASHER,PLAIN,SQUARE,LARGE 52x52x4.5 mm.HOLE DIA. 18 MM. TIS.258 | PCS. | 25 | 0
| 1010200001 | BRACE,FLAT,FOR CROSSARM 30x6x760 mm. | PCS. | 6 | 6
| 1010220002 | ROD,GROUND,60x60x5 mm. 2 m.LONG | SET | 2 | 0
| 1020050002 | CABLE,AERIAL,AL 22 kV. 1x120 sq.mm. | M. | 10 | 0
| 1020080402 | CONTROL CABLE SIZE 7x2.5 sq.mm.TIS.838 | M. | 10 | 0
| 1020200000 | TAPE,ARMOR,AL 1x10 mm. | KG. | 0.5 | 0
| 1020300103 | CONNECTOR,PARALLEL GROOVE,TRIPLE BOLT,AL,AL-ALLOY AND ACSR 70-185 SQ.MM. | PCS. | 7 | 0
| 1030010101 | INSULATOR,PIN POST TYPE 22 KV. POWER ARC TEST | PCS | 4 | 4
| 1040000000 | S.A.,21 KV. 5 KA. | SET | 3 | 3
| 1040010002 | CUT-OUT,FUSE,OPEN TYPE,SINGLE INSULATOR DROPUOT 22 KV. 100 A. 12 KA. ASYM | SET | 3 | 3
| 1040030011 | FUSE LINK 22 kV. 50 A.EEI-NEMA TYPE K | EACH | 3 | 0
| 1060020000 | VT.,1 PHASE,O/D 22 KV/110 V. CL 0.5, 25 VA. | EACH | 2 | 2
| 1060040004 | CT,O/D,22KV.,50/5 A.CL 0.5,10 VA. | EACH | 2 | 2
| 1060070502 | METER TOU 3 PHASE,3 WIRE,110 V.5 A. | EACH | 1 | 1
| 1060100001 | METER PLATE, SIZE 2X20X60 CM. | PCS. | 2 | 0
| 1060100020 | AL. CABINET, O/D 3P WATTHOUR&TOU METER | EA | 1 | 1
| 1080040002 | CONDUIT,PVC,RIGID,DIA. 20x4000 mm.TIS.216 | EACH | 2 | 0
| 9090011007 | WELDING POWDER, ST. WIRE 50 SQ.MM. TO GD | EA | 4 | 0
set41154 | METER INS.TOU.IN LINE 3-P 22 kV.CT-75/5 A
| 1000110001 | CROSSARM,PRESTRESSED CONCRETE,SPUN,H.T. 100X100X2,500 MM. | PCS. | 5 | 5
| 1010100004 | WIRE,STEEL STRANDED 50/7 sq.mm.TIS.404 | M. | 27 | 0
| 1010110200 | BOLT,MACHINE M.16x130 mm. | SET | 6 | 0
| 1010110201 | BOLT,MACHINE M.16x170 mm. | SET | 2 | 0
| 1010110202 | BOLT,MACHINE M.16x200 mm. | SET | 1 | 0
| 1010110203 | BOLT,MACHINE M.16x250 mm. | SET | 3 | 0
| 1010110204 | BOLT,MACHINE M.16x300 mm. | SET | 5 | 0
| 1010110206 | BOLT,MACHINE M.16x400 mm. | SET | 3 | 0
| 1010180100 | WASHER,PLAIN,SQUARE,LARGE 52x52x4.5 mm.HOLE DIA. 18 MM. TIS.258 | PCS. | 30 | 0
| 1010200001 | BRACE,FLAT,FOR CROSSARM 30x6x760 mm. | PCS. | 8 | 8
| 1010220002 | ROD,GROUND,60x60x5 mm. 2 m.LONG | SET | 2 | 0
| 1020050002 | CABLE,AERIAL,AL 22 kV. 1x120 sq.mm. | M. | 10 | 0
| 1020080402 | CONTROL CABLE SIZE 7x2.5 sq.mm.TIS.838 | M. | 10 | 0
| 1020200000 | TAPE,ARMOR,AL 1x10 mm. | KG. | 0.5 | 0
| 1020300103 | CONNECTOR,PARALLEL GROOVE,TRIPLE BOLT,AL,AL-ALLOY AND ACSR 70-185 SQ.MM. | PCS. | 7 | 0
| 1030010101 | INSULATOR,PIN POST TYPE 22 KV. POWER ARC TEST | PCS | 4 | 4
| 1040000000 | S.A.,21 KV. 5 KA. | SET | 3 | 3
| 1040050000 | SWITCH,DISCONNECTING,SINGLE POLE 22 KV. 600 A.DISTRIBUTION CLASS | SET | 3 | 3
| 1060020000 | VT.,1 PHASE,O/D 22 KV/110 V. CL 0.5, 25 VA. | EACH | 2 | 2
| 1060040005 | CT,O/D,22KV.,75/5 A.CL 0.5,10 VA. | EACH | 2 | 2
| 1060070502 | METER TOU 3 PHASE,3 WIRE,110 V.5 A. | EACH | 1 | 1
| 1060100001 | METER PLATE, SIZE 2X20X60 CM. | PCS. | 2 | 0
| 1060100020 | AL. CABINET, O/D 3P WATTHOUR&TOU METER | EA | 1 | 1
| 1080040002 | CONDUIT,PVC,RIGID,DIA. 20x4000 mm.TIS.216 | EACH | 2 | 0
| 9090011007 | WELDING POWDER, ST. WIRE 50 SQ.MM. TO GD | EA | 4 | 0
set41155 | METER INS.TOU.IN LINE 3-P 22 kV.CT-100/5 A
| 1000110001 | CROSSARM,PRESTRESSED CONCRETE,SPUN,H.T. 100X100X2,500 MM. | PCS. | 5 | 5
| 1010100004 | WIRE,STEEL STRANDED 50/7 sq.mm.TIS.404 | M. | 27 | 0
| 1010110200 | BOLT,MACHINE M.16x130 mm. | SET | 6 | 0
| 1010110201 | BOLT,MACHINE M.16x170 mm. | SET | 2 | 0
| 1010110202 | BOLT,MACHINE M.16x200 mm. | SET | 1 | 0
| 1010110203 | BOLT,MACHINE M.16x250 mm. | SET | 3 | 0
| 1010110204 | BOLT,MACHINE M.16x300 mm. | SET | 5 | 0
| 1010110206 | BOLT,MACHINE M.16x400 mm. | SET | 3 | 0
| 1010180100 | WASHER,PLAIN,SQUARE,LARGE 52x52x4.5 mm.HOLE DIA. 18 MM. TIS.258 | PCS. | 30 | 0
| 1010200001 | BRACE,FLAT,FOR CROSSARM 30x6x760 mm. | PCS. | 8 | 8
| 1010220002 | ROD,GROUND,60x60x5 mm. 2 m.LONG | SET | 2 | 0
| 1020050002 | CABLE,AERIAL,AL 22 kV. 1x120 sq.mm. | M. | 10 | 0
| 1020080402 | CONTROL CABLE SIZE 7x2.5 sq.mm.TIS.838 | M. | 10 | 0
| 1020200000 | TAPE,ARMOR,AL 1x10 mm. | KG. | 0.5 | 0
| 1020300103 | CONNECTOR,PARALLEL GROOVE,TRIPLE BOLT,AL,AL-ALLOY AND ACSR 70-185 SQ.MM. | PCS. | 7 | 0
| 1030010101 | INSULATOR,PIN POST TYPE 22 KV. POWER ARC TEST | PCS | 4 | 4
| 1040000000 | S.A.,21 KV. 5 KA. | SET | 3 | 3
| 1040050000 | SWITCH,DISCONNECTING,SINGLE POLE 22 KV. 600 A.DISTRIBUTION CLASS | SET | 3 | 3
| 1060020000 | VT.,1 PHASE,O/D 22 KV/110 V. CL 0.5, 25 VA. | EACH | 2 | 2
| 1060040006 | CT,O/D,22KV.,100/5 A.CL 0.5,10 VA. | EACH | 2 | 2
| 1060070502 | METER TOU 3 PHASE,3 WIRE,110 V.5 A. | EACH | 1 | 1
| 1060100001 | METER PLATE, SIZE 2X20X60 CM. | PCS. | 2 | 0
| 1060100020 | AL. CABINET, O/D 3P WATTHOUR&TOU METER | EA | 1 | 1
| 1080040002 | CONDUIT,PVC,RIGID,DIA. 20x4000 mm.TIS.216 | EACH | 2 | 0
| 9090011007 | WELDING POWDER, ST. WIRE 50 SQ.MM. TO GD | EA | 4 | 0
set41156 | METER INS.TOU.IN LINE 3-P 22 kV.CT-150/5 A
| 1000110001 | CROSSARM,PRESTRESSED CONCRETE,SPUN,H.T. 100X100X2,500 MM. | PCS. | 5 | 5
| 1010100004 | WIRE,STEEL STRANDED 50/7 sq.mm.TIS.404 | M. | 27 | 0
| 1010110200 | BOLT,MACHINE M.16x130 mm. | SET | 6 | 0
| 1010110201 | BOLT,MACHINE M.16x170 mm. | SET | 2 | 0
| 1010110202 | BOLT,MACHINE M.16x200 mm. | SET | 1 | 0
| 1010110203 | BOLT,MACHINE M.16x250 mm. | SET | 3 | 0
| 1010110204 | BOLT,MACHINE M.16x300 mm. | SET | 5 | 0
| 1010110206 | BOLT,MACHINE M.16x400 mm. | SET | 3 | 0
| 1010180100 | WASHER,PLAIN,SQUARE,LARGE 52x52x4.5 mm.HOLE DIA. 18 MM. TIS.258 | PCS. | 30 | 0
| 1010200001 | BRACE,FLAT,FOR CROSSARM 30x6x760 mm. | PCS. | 8 | 8
| 1010220002 | ROD,GROUND,60x60x5 mm. 2 m.LONG | SET | 2 | 0
| 1020050002 | CABLE,AERIAL,AL 22 kV. 1x120 sq.mm. | M. | 10 | 0
| 1020080402 | CONTROL CABLE SIZE 7x2.5 sq.mm.TIS.838 | M. | 10 | 0
| 1020200000 | TAPE,ARMOR,AL 1x10 mm. | KG. | 0.5 | 0
| 1020300103 | CONNECTOR,PARALLEL GROOVE,TRIPLE BOLT,AL,AL-ALLOY AND ACSR 70-185 SQ.MM. | PCS. | 7 | 0
| 1030010101 | INSULATOR,PIN POST TYPE 22 KV. POWER ARC TEST | PCS | 4 | 4
| 1040000000 | S.A.,21 KV. 5 KA. | SET | 3 | 3
| 1040050000 | SWITCH,DISCONNECTING,SINGLE POLE 22 KV. 600 A.DISTRIBUTION CLASS | SET | 3 | 3
| 1060020000 | VT.,1 PHASE,O/D 22 KV/110 V. CL 0.5, 25 VA. | EACH | 2 | 2
| 1060040007 | CT,O/D,22 KV.,150/5 A.CL 0.5,10 VA. | EACH | 2 | 2
| 1060070502 | METER TOU 3 PHASE,3 WIRE,110 V.5 A. | EACH | 1 | 1
| 1060100001 | METER PLATE, SIZE 2X20X60 CM. | PCS. | 2 | 0
| 1060100020 | AL. CABINET, O/D 3P WATTHOUR&TOU METER | EA | 1 | 1
| 1080040002 | CONDUIT,PVC,RIGID,DIA. 20x4000 mm.TIS.216 | EACH | 2 | 0
| 9090011007 | WELDING POWDER, ST. WIRE 50 SQ.MM. TO GD | EA | 4 | 0
set41157 | METER INS.TOU.IN LINE 3-P 22 kV.CT-200/5 A
| 1000110001 | CROSSARM,PRESTRESSED CONCRETE,SPUN,H.T. 100X100X2,500 MM. | PCS. | 5 | 5
| 1010100004 | WIRE,STEEL STRANDED 50/7 sq.mm.TIS.404 | M. | 27 | 0
| 1010110200 | BOLT,MACHINE M.16x130 mm. | SET | 6 | 0
| 1010110201 | BOLT,MACHINE M.16x170 mm. | SET | 2 | 0
| 1010110202 | BOLT,MACHINE M.16x200 mm. | SET | 1 | 0
| 1010110203 | BOLT,MACHINE M.16x250 mm. | SET | 3 | 0
| 1010110204 | BOLT,MACHINE M.16x300 mm. | SET | 5 | 0
| 1010110206 | BOLT,MACHINE M.16x400 mm. | SET | 3 | 0
| 1010180100 | WASHER,PLAIN,SQUARE,LARGE 52x52x4.5 mm.HOLE DIA. 18 MM. TIS.258 | PCS. | 30 | 0
| 1010200001 | BRACE,FLAT,FOR CROSSARM 30x6x760 mm. | PCS. | 8 | 8
| 1010220002 | ROD,GROUND,60x60x5 mm. 2 m.LONG | SET | 2 | 0
| 1020050002 | CABLE,AERIAL,AL 22 kV. 1x120 sq.mm. | M. | 10 | 0
| 1020080402 | CONTROL CABLE SIZE 7x2.5 sq.mm.TIS.838 | M. | 10 | 0
| 1020200000 | TAPE,ARMOR,AL 1x10 mm. | KG. | 0.5 | 0
| 1020300103 | CONNECTOR,PARALLEL GROOVE,TRIPLE BOLT,AL,AL-ALLOY AND ACSR 70-185 SQ.MM. | PCS. | 7 | 0
| 1030010101 | INSULATOR,PIN POST TYPE 22 KV. POWER ARC TEST | PCS | 4 | 4
| 1040000000 | S.A.,21 KV. 5 KA. | SET | 3 | 3
| 1040050000 | SWITCH,DISCONNECTING,SINGLE POLE 22 KV. 600 A.DISTRIBUTION CLASS | SET | 3 | 3
| 1060020000 | VT.,1 PHASE,O/D 22 KV/110 V. CL 0.5, 25 VA. | EACH | 2 | 2
| 1060040008 | CT,O/D,22KV.,200/5 A.CL 0.5,10 VA. | EACH | 2 | 2
| 1060070502 | METER TOU 3 PHASE,3 WIRE,110 V.5 A. | EACH | 1 | 1
| 1060100001 | METER PLATE, SIZE 2X20X60 CM. | PCS. | 2 | 0
| 1060100020 | AL. CABINET, O/D 3P WATTHOUR&TOU METER | EA | 1 | 1
| 1080040002 | CONDUIT,PVC,RIGID,DIA. 20x4000 mm.TIS.216 | EACH | 2 | 0
| 9090011007 | WELDING POWDER, ST. WIRE 50 SQ.MM. TO GD | EA | 4 | 0
set41158 | METER INS.TOU.IN LINE 3-P 22 kV.CT-300/5 A
| 1000110001 | CROSSARM,PRESTRESSED CONCRETE,SPUN,H.T. 100X100X2,500 MM. | PCS. | 5 | 5
| 1010100004 | WIRE,STEEL STRANDED 50/7 sq.mm.TIS.404 | M. | 27 | 0
| 1010110200 | BOLT,MACHINE M.16x130 mm. | SET | 6 | 0
| 1010110201 | BOLT,MACHINE M.16x170 mm. | SET | 2 | 0
| 1010110202 | BOLT,MACHINE M.16x200 mm. | SET | 1 | 0
| 1010110203 | BOLT,MACHINE M.16x250 mm. | SET | 3 | 0
| 1010110204 | BOLT,MACHINE M.16x300 mm. | SET | 5 | 0
| 1010110206 | BOLT,MACHINE M.16x400 mm. | SET | 3 | 0
| 1010180100 | WASHER,PLAIN,SQUARE,LARGE 52x52x4.5 mm.HOLE DIA. 18 MM. TIS.258 | PCS. | 30 | 0
| 1010200001 | BRACE,FLAT,FOR CROSSARM 30x6x760 mm. | PCS. | 8 | 8
| 1010220002 | ROD,GROUND,60x60x5 mm. 2 m.LONG | SET | 2 | 0
| 1020050002 | CABLE,AERIAL,AL 22 kV. 1x120 sq.mm. | M. | 10 | 0
| 1020080402 | CONTROL CABLE SIZE 7x2.5 sq.mm.TIS.838 | M. | 10 | 0
| 1020200000 | TAPE,ARMOR,AL 1x10 mm. | KG. | 0.5 | 0
| 1020300103 | CONNECTOR,PARALLEL GROOVE,TRIPLE BOLT,AL,AL-ALLOY AND ACSR 70-185 SQ.MM. | PCS. | 7 | 0
| 1030010101 | INSULATOR,PIN POST TYPE 22 KV. POWER ARC TEST | PCS | 4 | 4
| 1040000000 | S.A.,21 KV. 5 KA. | SET | 3 | 3
| 1040050000 | SWITCH,DISCONNECTING,SINGLE POLE 22 KV. 600 A.DISTRIBUTION CLASS | SET | 3 | 3
| 1060020000 | VT.,1 PHASE,O/D 22 KV/110 V. CL 0.5, 25 VA. | EACH | 2 | 2
| 1060040009 | CT,O/D,22 KV.,300/5 A.CL 0.5,10 VA. | EACH | 2 | 2
| 1060070502 | METER TOU 3 PHASE,3 WIRE,110 V.5 A. | EACH | 1 | 1
| 1060100001 | METER PLATE, SIZE 2X20X60 CM. | PCS. | 2 | 0
| 1060100020 | AL. CABINET, O/D 3P WATTHOUR&TOU METER | EA | 1 | 1
| 1080040002 | CONDUIT,PVC,RIGID,DIA. 20x4000 mm.TIS.216 | EACH | 2 | 0
| 9090011007 | WELDING POWDER, ST. WIRE 50 SQ.MM. TO GD | EA | 4 | 0
set41159 | METER INS.TOU.IN LINE 3-P 22 kV.CT-400/5 A
| 1000110001 | CROSSARM,PRESTRESSED CONCRETE,SPUN,H.T. 100X100X2,500 MM. | PCS. | 5 | 5
| 1010100004 | WIRE,STEEL STRANDED 50/7 sq.mm.TIS.404 | M. | 27 | 0
| 1010110200 | BOLT,MACHINE M.16x130 mm. | SET | 6 | 0
| 1010110201 | BOLT,MACHINE M.16x170 mm. | SET | 2 | 0
| 1010110202 | BOLT,MACHINE M.16x200 mm. | SET | 1 | 0
| 1010110203 | BOLT,MACHINE M.16x250 mm. | SET | 3 | 0
| 1010110204 | BOLT,MACHINE M.16x300 mm. | SET | 5 | 0
| 1010110206 | BOLT,MACHINE M.16x400 mm. | SET | 3 | 0
| 1010180100 | WASHER,PLAIN,SQUARE,LARGE 52x52x4.5 mm.HOLE DIA. 18 MM. TIS.258 | PCS. | 30 | 0
| 1010200001 | BRACE,FLAT,FOR CROSSARM 30x6x760 mm. | PCS. | 8 | 8
| 1010220002 | ROD,GROUND,60x60x5 mm. 2 m.LONG | SET | 2 | 0
| 1020050002 | CABLE,AERIAL,AL 22 kV. 1x120 sq.mm. | M. | 10 | 0
| 1020080402 | CONTROL CABLE SIZE 7x2.5 sq.mm.TIS.838 | M. | 10 | 0
| 1020200000 | TAPE,ARMOR,AL 1x10 mm. | KG. | 0.5 | 0
| 1020300103 | CONNECTOR,PARALLEL GROOVE,TRIPLE BOLT,AL,AL-ALLOY AND ACSR 70-185 SQ.MM. | PCS. | 7 | 0
| 1030010101 | INSULATOR,PIN POST TYPE 22 KV. POWER ARC TEST | PCS | 4 | 4
| 1040000000 | S.A.,21 KV. 5 KA. | SET | 3 | 3
| 1040050000 | SWITCH,DISCONNECTING,SINGLE POLE 22 KV. 600 A.DISTRIBUTION CLASS | SET | 3 | 3
| 1060020000 | VT.,1 PHASE,O/D 22 KV/110 V. CL 0.5, 25 VA. | EACH | 2 | 2
| 1060040010 | CT,O/D,22 KV.,400/5 A.CL 0.5,10 VA. | EACH | 2 | 2
| 1060070502 | METER TOU 3 PHASE,3 WIRE,110 V.5 A. | EACH | 1 | 1
| 1060100001 | METER PLATE, SIZE 2X20X60 CM. | PCS. | 2 | 0
| 1060100020 | AL. CABINET, O/D 3P WATTHOUR&TOU METER | EA | 1 | 1
| 1080040002 | CONDUIT,PVC,RIGID,DIA. 20x4000 mm.TIS.216 | EACH | 2 | 0
| 9090011007 | WELDING POWDER, ST. WIRE 50 SQ.MM. TO GD | EA | 4 | 0
set41163 | METER INS.IN LINE, 3-P 33 KV.,12M. POLE (DM.)
| 1000110002 | CROSSARM,PRESTRESSED CONCRETE,SPUN,H.T. 120X120X3,000 MM. | PCS. | 4 | 4
| 1010100004 | WIRE,STEEL STRANDED 50/7 sq.mm.TIS.404 | M. | 27 | 0
| 1010110201 | BOLT,MACHINE M.16x170 mm. | SET | 6 | 6
| 1010110202 | BOLT,MACHINE M.16x200 mm. | SET | 1 | 0
| 1010110203 | BOLT,MACHINE M.16x250 mm. | SET | 3 | 0
| 1010110205 | BOLT,MACHINE M.16x350 mm. | SET | 4 | 0
| 1010110207 | BOLT,MACHINE M.16x450 mm. | SET | 3 | 0
| 1010180100 | WASHER,PLAIN,SQUARE,LARGE 52x52x4.5 mm.HOLE DIA. 18 MM. TIS.258 | PCS. | 25 | 0
| 1010200002 | BRACE,FLAT,FOR CROSSARM 40x6x1,000 mm. | PCS. | 6 | 6
| 1010220002 | ROD,GROUND,60x60x5 mm. 2 m.LONG | SET | 2 | 0
| 1020050102 | CABLE,AERIAL,AL 33 kV. 1x120 sq.mm. | M. | 10 | 0
| 1020080402 | CONTROL CABLE SIZE 7x2.5 sq.mm.TIS.838 | M. | 15 | 0
| 1020200000 | TAPE,ARMOR,AL 1x10 mm. | KG. | 0.5 | 0
| 1020300103 | CONNECTOR,PARALLEL GROOVE,TRIPLE BOLT,AL,AL-ALLOY AND ACSR 70-185 SQ.MM. | PCS. | 7 | 0
| 1030010003 | INSULATOR,LINE-POST TYPE, 33 KV.CLASS 57-3L TIS.1077 | PCS | 4 | 4
| 1040000100 | S.A. 30 KV. 5 KA. | SET | 3 | 3
| 1040010100 | CUT-OUT,FUSE,OPEN TYPE,SINGLE ISULATOR,DROPOUT 33 KV. 100 A. | SET | 3 | 3
| 1060020105 | TRANSFORMER,VOLTAGE,1 PHASE OUTDOOR,RATIO 33,000/110 V. CLASS 0.5, 50 VA. | EACH | 2 | 2
| 1060060300 | DEMAND METER,CUMULATIVE,3 PHASE,3 WIRE 100 OR 110 V. 5 A. (CT.,PT. TYPE) | EACH | 1 | 1
| 1060100001 | METER PLATE, SIZE 2X20X60 CM. | PCS. | 1 | 0
| 1060100007 | CABINET,ALUMINIUM,OUTDOOR,FOR 3 PHASE DEMAND METER | PCS | 1 | 1
| 1080040001 | CONDUIT,PVC,RIGID,DIA. 20x2500 mm.TIS.216 | EACH | 2 | 0
set41164 | METER INS. AT TAP LINE POLE, 3-P 33 KV.,12 M. POLE (DM.)
| 1000110002 | CROSSARM,PRESTRESSED CONCRETE,SPUN,H.T. 120X120X3,000 MM. | PCS. | 2 | 2
| 1010100004 | WIRE,STEEL STRANDED 50/7 sq.mm.TIS.404 | M. | 27 | 0
| 1010110200 | BOLT,MACHINE M.16x130 mm. | SET | 4 | 0
| 1010110203 | BOLT,MACHINE M.16x250 mm. | SET | 1 | 0
| 1010110204 | BOLT,MACHINE M.16x300 mm. | SET | 2 | 0
| 1010110207 | BOLT,MACHINE M.16x450 mm. | SET | 1 | 1
| 1010120001 | BOLT,DOUBLE ARMING,M.16x450 mm. | SET | 2 | 0
| 1010180100 | WASHER,PLAIN,SQUARE,LARGE 52x52x4.5 mm.HOLE DIA. 18 MM. TIS.258 | PCS. | 18 | 0
| 1010200001 | BRACE,FLAT,FOR CROSSARM 30x6x760 mm. | PCS. | 4 | 4
| 1010220002 | ROD,GROUND,60x60x5 mm. 2 m.LONG | SET | 2 | 0
| 1020050100 | CABLE,AERIAL,AL 33 kV. 1x50 sq.mm. | M. | 10 | 0
| 1020080402 | CONTROL CABLE SIZE 7x2.5 sq.mm.TIS.838 | M. | 15 | 0
| 1020200000 | TAPE,ARMOR,AL 1x10 mm. | KG. | 0.5 | 0
| 1020300102 | CONNECTOR,PARALLEL GROOVE,DOUBLE BOLT,AL,AL-ALLOY AND ACSR 25-95 SQ.MM. | PCS. | 3 | 0
| 1030010003 | INSULATOR,LINE-POST TYPE, 33 KV.CLASS 57-3L TIS.1077 | PCS | 2 | 2
| 1040000100 | S.A. 30 KV. 5 KA. | SET | 3 | 3
| 1040010100 | CUT-OUT,FUSE,OPEN TYPE,SINGLE ISULATOR,DROPOUT 33 KV. 100 A. | SET | 3 | 3
| 1060020105 | TRANSFORMER,VOLTAGE,1 PHASE OUTDOOR,RATIO 33,000/110 V. CLASS 0.5, 50 VA. | EACH | 2 | 2
| 1060060300 | DEMAND METER,CUMULATIVE,3 PHASE,3 WIRE 100 OR 110 V. 5 A. (CT.,PT. TYPE) | EACH | 1 | 1
| 1060100001 | METER PLATE, SIZE 2X20X60 CM. | PCS. | 1 | 0
| 1060100007 | CABINET,ALUMINIUM,OUTDOOR,FOR 3 PHASE DEMAND METER | PCS | 1 | 1
| 1080040001 | CONDUIT,PVC,RIGID,DIA. 20x2500 mm.TIS.216 | EACH | 2 | 0
set41165 | METER INS. AT PLATFORM POLE, 3-P 33 KV.,12 M.POLE (DM.)
| 1000210000 | BEAM,SPUN PRESTRESSED CONCRETE 100X100X3,200 MM. | PCS. | 1 | 1
| 1010100004 | WIRE,STEEL STRANDED 50/7 sq.mm.TIS.404 | M. | 20 | 0
| 1010110204 | BOLT,MACHINE M.16x300 mm. | SET | 2 | 0
| 1010110208 | BOLT,MACHINE M.16x500 mm. | SET | 2 | 0
| 1010180100 | WASHER,PLAIN,SQUARE,LARGE 52x52x4.5 mm.HOLE DIA. 18 MM. TIS.258 | PCS. | 8 | 0
| 1010220002 | ROD,GROUND,60x60x5 mm. 2 m.LONG | SET | 1 | 1
| 1020050100 | CABLE,AERIAL,AL 33 kV. 1x50 sq.mm. | M. | 8 | 0
| 1020080402 | CONTROL CABLE SIZE 7x2.5 sq.mm.TIS.838 | M. | 15 | 0
| 1020200000 | TAPE,ARMOR,AL 1x10 mm. | KG. | 0.5 | 0
| 1020300102 | CONNECTOR,PARALLEL GROOVE,DOUBLE BOLT,AL,AL-ALLOY AND ACSR 25-95 SQ.MM. | PCS. | 3 | 0
| 1060020105 | TRANSFORMER,VOLTAGE,1 PHASE OUTDOOR,RATIO 33,000/110 V. CLASS 0.5, 50 VA. | EACH | 2 | 2
| 1060060300 | DEMAND METER,CUMULATIVE,3 PHASE,3 WIRE 100 OR 110 V. 5 A. (CT.,PT. TYPE) | EACH | 1 | 1
| 1060100001 | METER PLATE, SIZE 2X20X60 CM. | PCS. | 1 | 0
| 1060100007 | CABINET,ALUMINIUM,OUTDOOR,FOR 3 PHASE DEMAND METER | PCS | 1 | 1
| 1080040001 | CONDUIT,PVC,RIGID,DIA. 20x2500 mm.TIS.216 | EACH | 1 | 0
set41166 | METER INS. AT DE SINGLE TR.-FOUNDATION, 3-P 33 KV.,12 M. POLE (DM.)
| 1000110002 | CROSSARM,PRESTRESSED CONCRETE,SPUN,H.T. 120X120X3,000 MM. | PCS. | 2 | 2
| 1010100004 | WIRE,STEEL STRANDED 50/7 sq.mm.TIS.404 | M. | 20 | 0
| 1010110201 | BOLT,MACHINE M.16x170 mm. | SET | 4 | 0
| 1010110203 | BOLT,MACHINE M.16x250 mm. | SET | 3 | 0
| 1010110208 | BOLT,MACHINE M.16x500 mm. | SET | 1 | 0
| 1010120002 | BOLT,DOUBLE ARMING,M.16x500 mm. | SET | 2 | 0
| 1010180100 | WASHER,PLAIN,SQUARE,LARGE 52x52x4.5 mm.HOLE DIA. 18 MM. TIS.258 | PCS. | 18 | 0
| 1010200002 | BRACE,FLAT,FOR CROSSARM 40x6x1,000 mm. | PCS. | 4 | 4
| 1010220002 | ROD,GROUND,60x60x5 mm. 2 m.LONG | SET | 1 | 0
| 1020050100 | CABLE,AERIAL,AL 33 kV. 1x50 sq.mm. | M. | 8 | 0
| 1020080402 | CONTROL CABLE SIZE 7x2.5 sq.mm.TIS.838 | M. | 15 | 0
| 1020200000 | TAPE,ARMOR,AL 1x10 mm. | KG. | 0.5 | 0
| 1020300102 | CONNECTOR,PARALLEL GROOVE,DOUBLE BOLT,AL,AL-ALLOY AND ACSR 25-95 SQ.MM. | PCS. | 4 | 0
| 1030010003 | INSULATOR,LINE-POST TYPE, 33 KV.CLASS 57-3L TIS.1077 | PCS | 4 | 4
| 1060020105 | TRANSFORMER,VOLTAGE,1 PHASE OUTDOOR,RATIO 33,000/110 V. CLASS 0.5, 50 VA. | EACH | 2 | 2
| 1060060300 | DEMAND METER,CUMULATIVE,3 PHASE,3 WIRE 100 OR 110 V. 5 A. (CT.,PT. TYPE) | EACH | 1 | 1
| 1060100001 | METER PLATE, SIZE 2X20X60 CM. | PCS. | 1 | 0
| 1060100007 | CABINET,ALUMINIUM,OUTDOOR,FOR 3 PHASE DEMAND METER | PCS | 1 | 1
| 1080040001 | CONDUIT,PVC,RIGID,DIA. 20x2500 mm.TIS.216 | EACH | 1 | 0
set41167 | METER INS. AT DE DOUBLE TR.-FOUNDATION, 3-P 33 KV.,12 M. POLE (DM.)
| 1000110002 | CROSSARM,PRESTRESSED CONCRETE,SPUN,H.T. 120X120X3,000 MM. | PCS. | 2 | 2
| 1010100004 | WIRE,STEEL STRANDED 50/7 sq.mm.TIS.404 | M. | 10 | 0
| 1010110201 | BOLT,MACHINE M.16x170 mm. | SET | 4 | 0
| 1010110203 | BOLT,MACHINE M.16x250 mm. | SET | 1 | 0
| 1010110205 | BOLT,MACHINE M.16x350 mm. | SET | 2 | 0
| 1010110208 | BOLT,MACHINE M.16x500 mm. | SET | 1 | 0
| 1010120002 | BOLT,DOUBLE ARMING,M.16x500 mm. | SET | 2 | 0
| 1010180100 | WASHER,PLAIN,SQUARE,LARGE 52x52x4.5 mm.HOLE DIA. 18 MM. TIS.258 | PCS. | 18 | 0
| 1010200002 | BRACE,FLAT,FOR CROSSARM 40x6x1,000 mm. | PCS. | 4 | 4
| 1010220002 | ROD,GROUND,60x60x5 mm. 2 m.LONG | SET | 1 | 0
| 1010230000 | CLAMP,SINGLE U-BOLT,M.8 (WIRE ROPE CLIP) | SET | 4 | 0
| 1020050100 | CABLE,AERIAL,AL 33 kV. 1x50 sq.mm. | M. | 10 | 0
| 1020080402 | CONTROL CABLE SIZE 7x2.5 sq.mm.TIS.838 | M. | 10 | 0
| 1020300102 | CONNECTOR,PARALLEL GROOVE,DOUBLE BOLT,AL,AL-ALLOY AND ACSR 25-95 SQ.MM. | PCS. | 1 | 0
| 1030010003 | INSULATOR,LINE-POST TYPE, 33 KV.CLASS 57-3L TIS.1077 | PCS | 3 | 3
| 1040010100 | CUT-OUT,FUSE,OPEN TYPE,SINGLE ISULATOR,DROPOUT 33 KV. 100 A. | SET | 3 | 3
| 1060020105 | TRANSFORMER,VOLTAGE,1 PHASE OUTDOOR,RATIO 33,000/110 V. CLASS 0.5, 50 VA. | EACH | 2 | 2
| 1060060300 | DEMAND METER,CUMULATIVE,3 PHASE,3 WIRE 100 OR 110 V. 5 A. (CT.,PT. TYPE) | EACH | 1 | 1
| 1060100001 | METER PLATE, SIZE 2X20X60 CM. | PCS. | 1 | 0
| 1060100007 | CABINET,ALUMINIUM,OUTDOOR,FOR 3 PHASE DEMAND METER | PCS | 1 | 1
| 1080040001 | CONDUIT,PVC,RIGID,DIA. 20x2500 mm.TIS.216 | EACH | 1 | 0
set41170 | METER INS.AT PLATFORM 3-P 22 kV.CT-10/5 A
| 1000210000 | BEAM,SPUN PRESTRESSED CONCRETE 100X100X3,200 MM. | PCS. | 2 | 2
| 1010100004 | WIRE,STEEL STRANDED 50/7 sq.mm.TIS.404 | M. | 20 | 0
| 1010110204 | BOLT,MACHINE M.16x300 mm. | SET | 2 | 0
| 1010110208 | BOLT,MACHINE M.16x500 mm. | SET | 2 | 0
| 1010180100 | WASHER,PLAIN,SQUARE,LARGE 52x52x4.5 mm.HOLE DIA. 18 MM. TIS.258 | PCS. | 8 | 0
| 1010220002 | ROD,GROUND,60x60x5 mm. 2 m.LONG | SET | 1 | 0
| 1020050000 | CABLE,AERIAL,AL 22 kV. 1x50 sq.mm. | M. | 8 | 0
| 1020080402 | CONTROL CABLE SIZE 7x2.5 sq.mm.TIS.838 | M. | 10 | 0
| 1020200000 | TAPE,ARMOR,AL 1x10 mm. | KG. | 0.5 | 0
| 1020300102 | CONNECTOR,PARALLEL GROOVE,DOUBLE BOLT,AL,AL-ALLOY AND ACSR 25-95 SQ.MM. | PCS. | 3 | 0
| 1030010101 | INSULATOR,PIN POST TYPE 22 KV. POWER ARC TEST | PCS | 3 | 3
| 1060020000 | VT.,1 PHASE,O/D 22 KV/110 V. CL 0.5, 25 VA. | EACH | 2 | 2
| 1060040001 | CT,O/D,22KV.,10/5A.CL 0.5,10 VA | EACH | 2 | 2
| 1060070502 | METER TOU 3 PHASE,3 WIRE,110 V.5 A. | EACH | 1 | 1
| 1060100001 | METER PLATE, SIZE 2X20X60 CM. | PCS. | 1 | 0
| 1060100020 | AL. CABINET, O/D 3P WATTHOUR&TOU METER | EA | 1 | 1
| 1080040002 | CONDUIT,PVC,RIGID,DIA. 20x4000 mm.TIS.216 | EACH | 1 | 0
| 9090011007 | WELDING POWDER, ST. WIRE 50 SQ.MM. TO GD | EA | 1 | 0
set41171 | METER INS.AT PLATFORM 3-P 22 kV.CT-20/5 A
| 1000210000 | BEAM,SPUN PRESTRESSED CONCRETE 100X100X3,200 MM. | PCS. | 2 | 2
| 1010100004 | WIRE,STEEL STRANDED 50/7 sq.mm.TIS.404 | M. | 20 | 0
| 1010110204 | BOLT,MACHINE M.16x300 mm. | SET | 2 | 0
| 1010110208 | BOLT,MACHINE M.16x500 mm. | SET | 2 | 0
| 1010180100 | WASHER,PLAIN,SQUARE,LARGE 52x52x4.5 mm.HOLE DIA. 18 MM. TIS.258 | PCS. | 8 | 0
| 1010220002 | ROD,GROUND,60x60x5 mm. 2 m.LONG | SET | 1 | 0
| 1020050000 | CABLE,AERIAL,AL 22 kV. 1x50 sq.mm. | M. | 8 | 0
| 1020080402 | CONTROL CABLE SIZE 7x2.5 sq.mm.TIS.838 | M. | 10 | 0
| 1020200000 | TAPE,ARMOR,AL 1x10 mm. | KG. | 0.5 | 0
| 1020300102 | CONNECTOR,PARALLEL GROOVE,DOUBLE BOLT,AL,AL-ALLOY AND ACSR 25-95 SQ.MM. | PCS. | 3 | 0
| 1030010101 | INSULATOR,PIN POST TYPE 22 KV. POWER ARC TEST | PCS | 3 | 3
| 1060020000 | VT.,1 PHASE,O/D 22 KV/110 V. CL 0.5, 25 VA. | EACH | 2 | 2
| 1060040002 | CT,O/D,22 KV.,20/5 A.CL 0.5,10 VA. | EACH | 2 | 2
| 1060070502 | METER TOU 3 PHASE,3 WIRE,110 V.5 A. | EACH | 1 | 1
| 1060100001 | METER PLATE, SIZE 2X20X60 CM. | PCS. | 1 | 0
| 1060100020 | AL. CABINET, O/D 3P WATTHOUR&TOU METER | EA | 1 | 1
| 1080040002 | CONDUIT,PVC,RIGID,DIA. 20x4000 mm.TIS.216 | EACH | 1 | 0
| 9090011007 | WELDING POWDER, ST. WIRE 50 SQ.MM. TO GD | EA | 1 | 0
set41172 | METER INS.AT PLATFORM 3-P 22 kV.CT-30/5 A
| 1010100004 | WIRE,STEEL STRANDED 50/7 sq.mm.TIS.404 | M. | 20 | 0
| 1010110204 | BOLT,MACHINE M.16x300 mm. | SET | 2 | 0
| 1010110208 | BOLT,MACHINE M.16x500 mm. | SET | 2 | 0
| 1010180100 | WASHER,PLAIN,SQUARE,LARGE 52x52x4.5 mm.HOLE DIA. 18 MM. TIS.258 | PCS. | 8 | 0
| 1010200006 | BRACE,ANGLE STEEL 50X50X6 MM. 1,500 MM.WIDE 440 MM. DROP | SET | 1 | 1
| 1010220002 | ROD,GROUND,60x60x5 mm. 2 m.LONG | SET | 1 | 0
| 1020050000 | CABLE,AERIAL,AL 22 kV. 1x50 sq.mm. | M. | 8 | 0
| 1020080402 | CONTROL CABLE SIZE 7x2.5 sq.mm.TIS.838 | M. | 10 | 0
| 1020200000 | TAPE,ARMOR,AL 1x10 mm. | KG. | 0.5 | 0
| 1020300102 | CONNECTOR,PARALLEL GROOVE,DOUBLE BOLT,AL,AL-ALLOY AND ACSR 25-95 SQ.MM. | PCS. | 3 | 0
| 1030010101 | INSULATOR,PIN POST TYPE 22 KV. POWER ARC TEST | PCS | 3 | 3
| 1060020000 | VT.,1 PHASE,O/D 22 KV/110 V. CL 0.5, 25 VA. | EACH | 2 | 2
| 1060040003 | CT,O/D,22KV.,30/5 A.CL 0.5,10 VA. | EACH | 2 | 2
| 1060070502 | METER TOU 3 PHASE,3 WIRE,110 V.5 A. | EACH | 1 | 1
| 1060100001 | METER PLATE, SIZE 2X20X60 CM. | PCS. | 1 | 0
| 1060100020 | AL. CABINET, O/D 3P WATTHOUR&TOU METER | EA | 1 | 1
| 1080040002 | CONDUIT,PVC,RIGID,DIA. 20x4000 mm.TIS.216 | EACH | 1 | 0
| 9090011007 | WELDING POWDER, ST. WIRE 50 SQ.MM. TO GD | EA | 1 | 0
set41183 | METER INS. IN LINE, 3-P 33 KV.,14 M. POLE (DM.)
| 1000110002 | CROSSARM,PRESTRESSED CONCRETE,SPUN,H.T. 120X120X3,000 MM. | PCS. | 4 | 4
| 1010100004 | WIRE,STEEL STRANDED 50/7 sq.mm.TIS.404 | M. | 27 | 0
| 1010110201 | BOLT,MACHINE M.16x170 mm. | SET | 6 | 0
| 1010110203 | BOLT,MACHINE M.16x250 mm. | SET | 1 | 0
| 1010110205 | BOLT,MACHINE M.16x350 mm. | SET | 3 | 0
| 1010110206 | BOLT,MACHINE M.16x400 mm. | SET | 4 | 0
| 1010110208 | BOLT,MACHINE M.16x500 mm. | SET | 2 | 0
| 1010180100 | WASHER,PLAIN,SQUARE,LARGE 52x52x4.5 mm.HOLE DIA. 18 MM. TIS.258 | PCS. | 25 | 0
| 1010200002 | BRACE,FLAT,FOR CROSSARM 40x6x1,000 mm. | PCS. | 6 | 6
| 1010220002 | ROD,GROUND,60x60x5 mm. 2 m.LONG | SET | 2 | 0
| 1020050102 | CABLE,AERIAL,AL 33 kV. 1x120 sq.mm. | M. | 10 | 0
| 1020080402 | CONTROL CABLE SIZE 7x2.5 sq.mm.TIS.838 | M. | 15 | 0
| 1020200000 | TAPE,ARMOR,AL 1x10 mm. | KG. | 0.5 | 0
| 1020300103 | CONNECTOR,PARALLEL GROOVE,TRIPLE BOLT,AL,AL-ALLOY AND ACSR 70-185 SQ.MM. | PCS. | 7 | 0
| 1030010003 | INSULATOR,LINE-POST TYPE, 33 KV.CLASS 57-3L TIS.1077 | PCS | 4 | 4
| 1040000100 | S.A. 30 KV. 5 KA. | SET | 3 | 3
| 1040010100 | CUT-OUT,FUSE,OPEN TYPE,SINGLE ISULATOR,DROPOUT 33 KV. 100 A. | SET | 3 | 3
| 1060020105 | TRANSFORMER,VOLTAGE,1 PHASE OUTDOOR,RATIO 33,000/110 V. CLASS 0.5, 50 VA. | EACH | 2 | 2
| 1060060300 | DEMAND METER,CUMULATIVE,3 PHASE,3 WIRE 100 OR 110 V. 5 A. (CT.,PT. TYPE) | EACH | 1 | 1
| 1060100001 | METER PLATE, SIZE 2X20X60 CM. | PCS. | 1 | 0
| 1060100007 | CABINET,ALUMINIUM,OUTDOOR,FOR 3 PHASE DEMAND METER | PCS | 1 | 1
| 1080040001 | CONDUIT,PVC,RIGID,DIA. 20x2500 mm.TIS.216 | EACH | 2 | 0
set41184 | METER INS. AT TAP LINE POLE, 3-P 33 KV.,14 M. POLE (DM.)
| 1000110002 | CROSSARM,PRESTRESSED CONCRETE,SPUN,H.T. 120X120X3,000 MM. | PCS. | 2 | 2
| 1010100004 | WIRE,STEEL STRANDED 50/7 sq.mm.TIS.404 | M. | 27 | 0
| 1010110200 | BOLT,MACHINE M.16x130 mm. | SET | 4 | 0
| 1010110204 | BOLT,MACHINE M.16x300 mm. | SET | 1 | 0
| 1010110205 | BOLT,MACHINE M.16x350 mm. | SET | 2 | 0
| 1010110208 | BOLT,MACHINE M.16x500 mm. | SET | 1 | 0
| 1010120002 | BOLT,DOUBLE ARMING,M.16x500 mm. | SET | 2 | 0
| 1010180100 | WASHER,PLAIN,SQUARE,LARGE 52x52x4.5 mm.HOLE DIA. 18 MM. TIS.258 | PCS. | 18 | 0
| 1010200001 | BRACE,FLAT,FOR CROSSARM 30x6x760 mm. | PCS. | 4 | 4
| 1010220002 | ROD,GROUND,60x60x5 mm. 2 m.LONG | SET | 2 | 0
| 1020050100 | CABLE,AERIAL,AL 33 kV. 1x50 sq.mm. | M. | 10 | 0
| 1020080402 | CONTROL CABLE SIZE 7x2.5 sq.mm.TIS.838 | M. | 15 | 0
| 1020200000 | TAPE,ARMOR,AL 1x10 mm. | KG. | 0.5 | 0
| 1020300102 | CONNECTOR,PARALLEL GROOVE,DOUBLE BOLT,AL,AL-ALLOY AND ACSR 25-95 SQ.MM. | PCS. | 3 | 0
| 1030010003 | INSULATOR,LINE-POST TYPE, 33 KV.CLASS 57-3L TIS.1077 | PCS | 2 | 2
| 1040000100 | S.A. 30 KV. 5 KA. | SET | 2 | 2
| 1040010100 | CUT-OUT,FUSE,OPEN TYPE,SINGLE ISULATOR,DROPOUT 33 KV. 100 A. | SET | 3 | 3
| 1060020105 | TRANSFORMER,VOLTAGE,1 PHASE OUTDOOR,RATIO 33,000/110 V. CLASS 0.5, 50 VA. | EACH | 2 | 2
| 1060060300 | DEMAND METER,CUMULATIVE,3 PHASE,3 WIRE 100 OR 110 V. 5 A. (CT.,PT. TYPE) | EACH | 1 | 1
| 1060100001 | METER PLATE, SIZE 2X20X60 CM. | PCS. | 1 | 0
| 1060100007 | CABINET,ALUMINIUM,OUTDOOR,FOR 3 PHASE DEMAND METER | PCS | 1 | 1
| 1080040001 | CONDUIT,PVC,RIGID,DIA. 20x2500 mm.TIS.216 | EACH | 2 | 0
set41185 | METER INS. AT PLATFORM POLE, 3-P 33 KV.,14 M. POLE (DM.)
| 1000210000 | BEAM,SPUN PRESTRESSED CONCRETE 100X100X3,200 MM. | PCS. | 1 | 1
| 1010100004 | WIRE,STEEL STRANDED 50/7 sq.mm.TIS.404 | M. | 20 | 0
| 1010110204 | BOLT,MACHINE M.16x300 mm. | SET | 2 | 0
| 1010110208 | BOLT,MACHINE M.16x500 mm. | SET | 1 | 0
| 1010110209 | BOLT MACHINE M.16X600 MM. | SET | 1 | 0
| 1010180100 | WASHER,PLAIN,SQUARE,LARGE 52x52x4.5 mm.HOLE DIA. 18 MM. TIS.258 | PCS. | 8 | 0
| 1010220002 | ROD,GROUND,60x60x5 mm. 2 m.LONG | SET | 1 | 0
| 1020050100 | CABLE,AERIAL,AL 33 kV. 1x50 sq.mm. | M. | 8 | 0
| 1020080402 | CONTROL CABLE SIZE 7x2.5 sq.mm.TIS.838 | M. | 15 | 0
| 1020200000 | TAPE,ARMOR,AL 1x10 mm. | KG. | 0.5 | 0
| 1020300102 | CONNECTOR,PARALLEL GROOVE,DOUBLE BOLT,AL,AL-ALLOY AND ACSR 25-95 SQ.MM. | PCS. | 3 | 0
| 1060020105 | TRANSFORMER,VOLTAGE,1 PHASE OUTDOOR,RATIO 33,000/110 V. CLASS 0.5, 50 VA. | EACH | 2 | 2
| 1060060300 | DEMAND METER,CUMULATIVE,3 PHASE,3 WIRE 100 OR 110 V. 5 A. (CT.,PT. TYPE) | EACH | 1 | 1
| 1060100001 | METER PLATE, SIZE 2X20X60 CM. | PCS. | 1 | 0
| 1060100007 | CABINET,ALUMINIUM,OUTDOOR,FOR 3 PHASE DEMAND METER | PCS | 1 | 1
| 1080040001 | CONDUIT,PVC,RIGID,DIA. 20x2500 mm.TIS.216 | EACH | 1 | 0
set41186 | METER INS. AT DE SINGLE TR.-FOUNDATION, 3-P 33 KV.14 M. POLE (DM.)
| 1000110002 | CROSSARM,PRESTRESSED CONCRETE,SPUN,H.T. 120X120X3,000 MM. | PCS. | 2 | 2
| 1010100004 | WIRE,STEEL STRANDED 50/7 sq.mm.TIS.404 | M. | 20 | 0
| 1010110201 | BOLT,MACHINE M.16x170 mm. | SET | 4 | 0
| 1010110205 | BOLT,MACHINE M.16x350 mm. | SET | 3 | 0
| 1010120004 | BOLT,DOUBLE ARMING,M.16x600 mm. | SET | 3 | 0
| 1010180100 | WASHER,PLAIN,SQUARE,LARGE 52x52x4.5 mm.HOLE DIA. 18 MM. TIS.258 | PCS. | 18 | 0
| 1010200002 | BRACE,FLAT,FOR CROSSARM 40x6x1,000 mm. | PCS. | 4 | 4
| 1010220002 | ROD,GROUND,60x60x5 mm. 2 m.LONG | SET | 1 | 0
| 1020050100 | CABLE,AERIAL,AL 33 kV. 1x50 sq.mm. | M. | 8 | 0
| 1020080402 | CONTROL CABLE SIZE 7x2.5 sq.mm.TIS.838 | M. | 15 | 0
| 1020200000 | TAPE,ARMOR,AL 1x10 mm. | KG. | 0.5 | 0
| 1020300102 | CONNECTOR,PARALLEL GROOVE,DOUBLE BOLT,AL,AL-ALLOY AND ACSR 25-95 SQ.MM. | PCS. | 4 | 0
| 1030010003 | INSULATOR,LINE-POST TYPE, 33 KV.CLASS 57-3L TIS.1077 | PCS | 4 | 4
| 1060020105 | TRANSFORMER,VOLTAGE,1 PHASE OUTDOOR,RATIO 33,000/110 V. CLASS 0.5, 50 VA. | EACH | 2 | 2
| 1060060300 | DEMAND METER,CUMULATIVE,3 PHASE,3 WIRE 100 OR 110 V. 5 A. (CT.,PT. TYPE) | EACH | 1 | 1
| 1060100001 | METER PLATE, SIZE 2X20X60 CM. | PCS. | 1 | 0
| 1060100007 | CABINET,ALUMINIUM,OUTDOOR,FOR 3 PHASE DEMAND METER | PCS | 1 | 1
| 1080040001 | CONDUIT,PVC,RIGID,DIA. 20x2500 mm.TIS.216 | EACH | 1 | 0
set41187 | METER INS. AT DE DOUBLE TR.-FOUNDATION, 3-P 33 KV.,14 M. POLE (DM.)
| 1000110002 | CROSSARM,PRESTRESSED CONCRETE,SPUN,H.T. 120X120X3,000 MM. | PCS. | 2 | 2
| 1010100004 | WIRE,STEEL STRANDED 50/7 sq.mm.TIS.404 | M. | 10 | 0
| 1010110201 | BOLT,MACHINE M.16x170 mm. | SET | 4 | 0
| 1010110205 | BOLT,MACHINE M.16x350 mm. | SET | 3 | 0
| 1010120004 | BOLT,DOUBLE ARMING,M.16x600 mm. | SET | 3 | 0
| 1010180100 | WASHER,PLAIN,SQUARE,LARGE 52x52x4.5 mm.HOLE DIA. 18 MM. TIS.258 | PCS. | 18 | 0
| 1010200002 | BRACE,FLAT,FOR CROSSARM 40x6x1,000 mm. | PCS. | 4 | 4
| 1010220002 | ROD,GROUND,60x60x5 mm. 2 m.LONG | SET | 1 | 0
| 1010230000 | CLAMP,SINGLE U-BOLT,M.8 (WIRE ROPE CLIP) | SET | 4 | 0
| 1020050100 | CABLE,AERIAL,AL 33 kV. 1x50 sq.mm. | M. | 10 | 0
| 1020080402 | CONTROL CABLE SIZE 7x2.5 sq.mm.TIS.838 | M. | 10 | 0
| 1020300102 | CONNECTOR,PARALLEL GROOVE,DOUBLE BOLT,AL,AL-ALLOY AND ACSR 25-95 SQ.MM. | PCS. | 1 | 0
| 1030010003 | INSULATOR,LINE-POST TYPE, 33 KV.CLASS 57-3L TIS.1077 | PCS | 3 | 3
| 1040010100 | CUT-OUT,FUSE,OPEN TYPE,SINGLE ISULATOR,DROPOUT 33 KV. 100 A. | SET | 3 | 3
| 1060020105 | TRANSFORMER,VOLTAGE,1 PHASE OUTDOOR,RATIO 33,000/110 V. CLASS 0.5, 50 VA. | EACH | 2 | 2
| 1060060300 | DEMAND METER,CUMULATIVE,3 PHASE,3 WIRE 100 OR 110 V. 5 A. (CT.,PT. TYPE) | EACH | 1 | 1
| 1060100001 | METER PLATE, SIZE 2X20X60 CM. | PCS. | 1 | 0
| 1060100007 | CABINET,ALUMINIUM,OUTDOOR,FOR 3 PHASE DEMAND METER | PCS | 1 | 1
| 1080040001 | CONDUIT,PVC,RIGID,DIA. 20x2500 mm.TIS.216 | EACH | 1 | 0
set41190 | METER INS.AT TR-FOUNDATION,3-P 22 kV.CT-10/5 A
| 1000110001 | CROSSARM,PRESTRESSED CONCRETE,SPUN,H.T. 100X100X2,500 MM. | PCS. | 3 | 3
| 1010100004 | WIRE,STEEL STRANDED 50/7 sq.mm.TIS.404 | M. | 20 | 0
| 1010110200 | BOLT,MACHINE M.16x130 mm. | SET | 4 | 0
| 1010110203 | BOLT,MACHINE M.16x250 mm. | SET | 1 | 0
| 1010110207 | BOLT,MACHINE M.16x450 mm. | SET | 2 | 0
| 1010120001 | BOLT,DOUBLE ARMING,M.16x450 mm. | SET | 4 | 0
| 1010180100 | WASHER,PLAIN,SQUARE,LARGE 52x52x4.5 mm.HOLE DIA. 18 MM. TIS.258 | PCS. | 20 | 0
| 1010200001 | BRACE,FLAT,FOR CROSSARM 30x6x760 mm. | PCS. | 4 | 4
| 1010220002 | ROD,GROUND,60x60x5 mm. 2 m.LONG | SET | 1 | 0
| 1020050000 | CABLE,AERIAL,AL 22 kV. 1x50 sq.mm. | M. | 8 | 0
| 1020080402 | CONTROL CABLE SIZE 7x2.5 sq.mm.TIS.838 | M. | 10 | 0
| 1020200000 | TAPE,ARMOR,AL 1x10 mm. | KG. | 0.5 | 0
| 1020300103 | CONNECTOR,PARALLEL GROOVE,TRIPLE BOLT,AL,AL-ALLOY AND ACSR 70-185 SQ.MM. | PCS. | 4 | 0
| 1030010101 | INSULATOR,PIN POST TYPE 22 KV. POWER ARC TEST | PCS | 4 | 4
| 1060020000 | VT.,1 PHASE,O/D 22 KV/110 V. CL 0.5, 25 VA. | EACH | 2 | 2
| 1060040001 | CT,O/D,22KV.,10/5A.CL 0.5,10 VA | EACH | 2 | 2
| 1060070502 | METER TOU 3 PHASE,3 WIRE,110 V.5 A. | EACH | 1 | 1
| 1060100001 | METER PLATE, SIZE 2X20X60 CM. | PCS. | 1 | 0
| 1060100020 | AL. CABINET, O/D 3P WATTHOUR&TOU METER | EA | 1 | 1
| 1080040002 | CONDUIT,PVC,RIGID,DIA. 20x4000 mm.TIS.216 | EACH | 1 | 0
| 9090011007 | WELDING POWDER, ST. WIRE 50 SQ.MM. TO GD | EA | 3 | 0
set41191 | METER INS.AT TR-FOUNDATION,3-P 22 kV.CT-20/5 A
| 1000110001 | CROSSARM,PRESTRESSED CONCRETE,SPUN,H.T. 100X100X2,500 MM. | PCS. | 3 | 3
| 1010100004 | WIRE,STEEL STRANDED 50/7 sq.mm.TIS.404 | M. | 20 | 0
| 1010110200 | BOLT,MACHINE M.16x130 mm. | SET | 4 | 0
| 1010110203 | BOLT,MACHINE M.16x250 mm. | SET | 1 | 0
| 1010110207 | BOLT,MACHINE M.16x450 mm. | SET | 2 | 0
| 1010120001 | BOLT,DOUBLE ARMING,M.16x450 mm. | SET | 4 | 0
| 1010180100 | WASHER,PLAIN,SQUARE,LARGE 52x52x4.5 mm.HOLE DIA. 18 MM. TIS.258 | PCS. | 20 | 0
| 1010200001 | BRACE,FLAT,FOR CROSSARM 30x6x760 mm. | PCS. | 4 | 4
| 1010220002 | ROD,GROUND,60x60x5 mm. 2 m.LONG | SET | 1 | 0
| 1020050000 | CABLE,AERIAL,AL 22 kV. 1x50 sq.mm. | M. | 8 | 0
| 1020080402 | CONTROL CABLE SIZE 7x2.5 sq.mm.TIS.838 | M. | 10 | 0
| 1020200000 | TAPE,ARMOR,AL 1x10 mm. | KG. | 0.5 | 0
| 1020300103 | CONNECTOR,PARALLEL GROOVE,TRIPLE BOLT,AL,AL-ALLOY AND ACSR 70-185 SQ.MM. | PCS. | 4 | 0
| 1030010101 | INSULATOR,PIN POST TYPE 22 KV. POWER ARC TEST | PCS | 4 | 4
| 1060020000 | VT.,1 PHASE,O/D 22 KV/110 V. CL 0.5, 25 VA. | EACH | 2 | 2
| 1060040002 | CT,O/D,22 KV.,20/5 A.CL 0.5,10 VA. | EACH | 2 | 2
| 1060070502 | METER TOU 3 PHASE,3 WIRE,110 V.5 A. | EACH | 1 | 1
| 1060100001 | METER PLATE, SIZE 2X20X60 CM. | PCS. | 1 | 0
| 1060100020 | AL. CABINET, O/D 3P WATTHOUR&TOU METER | EA | 1 | 1
| 1080040002 | CONDUIT,PVC,RIGID,DIA. 20x4000 mm.TIS.216 | EACH | 1 | 0
| 9090011007 | WELDING POWDER, ST. WIRE 50 SQ.MM. TO GD | EA | 3 | 0
set41192 | METER INS.AT TR-FOUNDATION,3-P 22 kV.CT-30/5 A
| 1000110001 | CROSSARM,PRESTRESSED CONCRETE,SPUN,H.T. 100X100X2,500 MM. | PCS. | 3 | 3
| 1010100004 | WIRE,STEEL STRANDED 50/7 sq.mm.TIS.404 | M. | 20 | 0
| 1010110200 | BOLT,MACHINE M.16x130 mm. | SET | 4 | 0
| 1010110203 | BOLT,MACHINE M.16x250 mm. | SET | 1 | 0
| 1010110207 | BOLT,MACHINE M.16x450 mm. | SET | 2 | 0
| 1010120001 | BOLT,DOUBLE ARMING,M.16x450 mm. | SET | 4 | 0
| 1010180100 | WASHER,PLAIN,SQUARE,LARGE 52x52x4.5 mm.HOLE DIA. 18 MM. TIS.258 | PCS. | 20 | 0
| 1010200001 | BRACE,FLAT,FOR CROSSARM 30x6x760 mm. | PCS. | 4 | 4
| 1010220002 | ROD,GROUND,60x60x5 mm. 2 m.LONG | SET | 1 | 0
| 1020050000 | CABLE,AERIAL,AL 22 kV. 1x50 sq.mm. | M. | 8 | 0
| 1020080402 | CONTROL CABLE SIZE 7x2.5 sq.mm.TIS.838 | M. | 10 | 0
| 1020200000 | TAPE,ARMOR,AL 1x10 mm. | KG. | 0.5 | 0
| 1020300103 | CONNECTOR,PARALLEL GROOVE,TRIPLE BOLT,AL,AL-ALLOY AND ACSR 70-185 SQ.MM. | PCS. | 4 | 0
| 1030010101 | INSULATOR,PIN POST TYPE 22 KV. POWER ARC TEST | PCS | 4 | 4
| 1060020000 | VT.,1 PHASE,O/D 22 KV/110 V. CL 0.5, 25 VA. | EACH | 2 | 2
| 1060040003 | CT,O/D,22KV.,30/5 A.CL 0.5,10 VA. | EACH | 2 | 2
| 1060070502 | METER TOU 3 PHASE,3 WIRE,110 V.5 A. | EACH | 1 | 1
| 1060100001 | METER PLATE, SIZE 2X20X60 CM. | PCS. | 1 | 0
| 1060100020 | AL. CABINET, O/D 3P WATTHOUR&TOU METER | EA | 1 | 1
| 1080040002 | CONDUIT,PVC,RIGID,DIA. 20x4000 mm.TIS.216 | EACH | 1 | 0
| 9090011007 | WELDING POWDER, ST. WIRE 50 SQ.MM. TO GD | EA | 3 | 0
set41193 | METER INS.AT TR-FOUNDATION,3-P 22 kV.CT-50/5 A
| 1000110001 | CROSSARM,PRESTRESSED CONCRETE,SPUN,H.T. 100X100X2,500 MM. | PCS. | 3 | 3
| 1010100004 | WIRE,STEEL STRANDED 50/7 sq.mm.TIS.404 | M. | 20 | 0
| 1010110200 | BOLT,MACHINE M.16x130 mm. | SET | 4 | 0
| 1010110203 | BOLT,MACHINE M.16x250 mm. | SET | 1 | 0
| 1010110207 | BOLT,MACHINE M.16x450 mm. | SET | 2 | 0
| 1010120001 | BOLT,DOUBLE ARMING,M.16x450 mm. | SET | 4 | 0
| 1010180100 | WASHER,PLAIN,SQUARE,LARGE 52x52x4.5 mm.HOLE DIA. 18 MM. TIS.258 | PCS. | 20 | 0
| 1010200001 | BRACE,FLAT,FOR CROSSARM 30x6x760 mm. | PCS. | 4 | 4
| 1010220002 | ROD,GROUND,60x60x5 mm. 2 m.LONG | SET | 1 | 0
| 1020050002 | CABLE,AERIAL,AL 22 kV. 1x120 sq.mm. | M. | 8 | 0
| 1020080402 | CONTROL CABLE SIZE 7x2.5 sq.mm.TIS.838 | M. | 10 | 0
| 1020200000 | TAPE,ARMOR,AL 1x10 mm. | KG. | 0.5 | 0
| 1020300103 | CONNECTOR,PARALLEL GROOVE,TRIPLE BOLT,AL,AL-ALLOY AND ACSR 70-185 SQ.MM. | PCS. | 4 | 0
| 1030010101 | INSULATOR,PIN POST TYPE 22 KV. POWER ARC TEST | PCS | 4 | 4
| 1060020000 | VT.,1 PHASE,O/D 22 KV/110 V. CL 0.5, 25 VA. | EACH | 2 | 2
| 1060040004 | CT,O/D,22KV.,50/5 A.CL 0.5,10 VA. | EACH | 2 | 2
| 1060070502 | METER TOU 3 PHASE,3 WIRE,110 V.5 A. | EACH | 1 | 1
| 1060100001 | METER PLATE, SIZE 2X20X60 CM. | PCS. | 1 | 0
| 1060100020 | AL. CABINET, O/D 3P WATTHOUR&TOU METER | EA | 1 | 1
| 1080040002 | CONDUIT,PVC,RIGID,DIA. 20x4000 mm.TIS.216 | EACH | 1 | 0
| 9090011007 | WELDING POWDER, ST. WIRE 50 SQ.MM. TO GD | EA | 3 | 0
set41201 | LT. WIRING IN-COME METER 1-P 3(9)A.,LOAD 5 A.
| 1020080500 | CONDUCTOR,CU.PVC. INSULATED AND JACKTED 2X6 SQ.MM 600 V. | M | 7 | 0
set41202 | LT. WIRING IN-COME METER 1-P 5(15) A.,LOAD 5-10 A.
| 1020080500 | CONDUCTOR,CU.PVC. INSULATED AND JACKTED 2X6 SQ.MM 600 V. | M | 7 | 0
set41203 | LT. WIRING IN-COME METER 1-P 10(30), 15(45) A.,LOAD 10-20 A.
| 1020080501 | CONDUCTOR,CU.PVC. INSULATED AND JACKTED 2X10 SQ.M 600 V. | M | 7 | 0
set41204 | LT. WIRING IN-COME METER 1-P 15(45), 20(40) A.,LOAD 20-30 A.
| 1020080501 | CONDUCTOR,CU.PVC. INSULATED AND JACKTED 2X10 SQ.M 600 V. | M | 7 | 0
set41205 | LT. WIRING IN-COME METER 1-P 30(60), 30(100) A.,LOAD 30-50 A.
| 1020070002 | CABLE,AL,COMPACT STRANDED,PVC-INSULATED,750 V. 75 DEG.C, 50 SQ.MM. TIS.293 | M. | 13 | 0
set41206 | LT. WIRING IN-COME METER 1-P 30(100), 50(100) A.,LOAD 50-100 A.
| 1020070002 | CABLE,AL,COMPACT STRANDED,PVC-INSULATED,750 V. 75 DEG.C, 50 SQ.MM. TIS.293 | M. | 13 | 0
set41213 | LT. WIRING IN-COME METER 3-P 10(30), 15(45) A.,LOAD 10-20 A.
| 1020089957 | CONDUCTOR,CU,NFYW 0.6/1 KV. 10 SQ.MM. | M. | 26 | 0
set41214 | LT. WIRING IN-COME METER 3-P 15(45), 20(40) A.,LOAD 20-30 A.
| 1020089957 | CONDUCTOR,CU,NFYW 0.6/1 KV. 10 SQ.MM. | M. | 26 | 0
set41215 | LT. WIRING IN-COME METER 3-P 30(60), 30(100) A.,LOAD 30-50 A.
| 1020070002 | CABLE,AL,COMPACT STRANDED,PVC-INSULATED,750 V. 75 DEG.C, 50 SQ.MM. TIS.293 | M. | 26 | 0
set41216 | LT. WIRING IN-COME METER 3-P 30(100), 50(100) A.,LOAD 50-100 A.
| 1020070002 | CABLE,AL,COMPACT STRANDED,PVC-INSULATED,750 V. 75 DEG.C, 50 SQ.MM. TIS.293 | M. | 26 | 0
set41221 | LT. WIRING IN-COME METER 1-P 2 SET,LOAD 3-10 A.
| 1020080500 | CONDUCTOR,CU.PVC. INSULATED AND JACKTED 2X6 SQ.MM 600 V. | M | 13 | 0
set41222 | LT. WIRING IN-COME METER 1-P 3 SET,LOAD 3-10 A.
| 1020080500 | CONDUCTOR,CU.PVC. INSULATED AND JACKTED 2X6 SQ.MM 600 V. | M | 19 | 0
set41223 | LT. WIRING IN-COME METER 1-P 4 SET,LOAD 3-10 A.
| 1020080500 | CONDUCTOR,CU.PVC. INSULATED AND JACKTED 2X6 SQ.MM 600 V. | M | 25 | 0
set41231 | LT. WIRING OUT-COME METER 1-P 3(9) A.,LOAD 5 A.
| 1020080500 | CONDUCTOR,CU.PVC. INSULATED AND JACKTED 2X6 SQ.MM 600 V. | M | 25 | 0
set41232 | LT. WIRING OUT-COME METER 1-P 5(15) A.,LOAD 5-10 A.
| 1020080500 | CONDUCTOR,CU.PVC. INSULATED AND JACKTED 2X6 SQ.MM 600 V. | M | 25 | 0
set41233 | LT. WIRING OUT-COME METER 1-P 10(30), 15(45) A.,LOAD 10-20 A.
| 1020080501 | CONDUCTOR,CU.PVC. INSULATED AND JACKTED 2X10 SQ.M 600 V. | M | 25 | 0
set41234 | LT. WIRING OUT-COME METER 1-P 15(45), 20(40) A.,LOAD 20-30 A.
| 1020080501 | CONDUCTOR,CU.PVC. INSULATED AND JACKTED 2X10 SQ.M 600 V. | M | 25 | 0
set41235 | LT. WIRING OUT-COME METER 1-P 30(60), 30(100) A.,LOAD 30-50 A.
| 1020070002 | CABLE,AL,COMPACT STRANDED,PVC-INSULATED,750 V. 75 DEG.C, 50 SQ.MM. TIS.293 | M. | 50 | 0
set41236 | LT. WIRING OUT-COME METER 1-P 30(100), 50(100) A.,LOAD 50-100 A.
| 1020070002 | CABLE,AL,COMPACT STRANDED,PVC-INSULATED,750 V. 75 DEG.C, 50 SQ.MM. TIS.293 | M. | 50 | 0
set41243 | LT. WIRING OUT-COME METER 3-P 10(30), 15(45) A.,LOAD 10-20 A.
| 1020089957 | CONDUCTOR,CU,NFYW 0.6/1 KV. 10 SQ.MM. | M. | 0 | 0
set41244 | LT. WIRING OUT-COME METER 3-P 15(45), 20(40) A.,LOAD 20-30 A.
| 1020089957 | CONDUCTOR,CU,NFYW 0.6/1 KV. 10 SQ.MM. | M. | 0 | 0
set41245 | LT. WIRING OUT-COME METER 3-P 30(60), 30(100) A.,LOAD 30-50 A.
| 1020070002 | CABLE,AL,COMPACT STRANDED,PVC-INSULATED,750 V. 75 DEG.C, 50 SQ.MM. TIS.293 | M. | 0 | 0
set41246 | LT. WIRING OUT-COME METER 3-P 30(100), 50(100) A.,LOAD 50-100 A.
| 1020070002 | CABLE,AL,COMPACT STRANDED,PVC-INSULATED,750 V. 75 DEG.C, 50 SQ.MM. TIS.293 | M. | 0 | 0
set41250 | METER INS. IN LINE 3-P 33 kV WITH DROP OUT,12 M.POLE (DM.)
| 1000110002 | CROSSARM,PRESTRESSED CONCRETE,SPUN,H.T. 120X120X3,000 MM. | PCS. | 4 | 4
| 1010100004 | WIRE,STEEL STRANDED 50/7 sq.mm.TIS.404 | M. | 27 | 0
| 1010110201 | BOLT,MACHINE M.16x170 mm. | SET | 6 | 0
| 1010110203 | BOLT,MACHINE M.16x250 mm. | SET | 2 | 0
| 1010110204 | BOLT,MACHINE M.16x300 mm. | SET | 2 | 0
| 1010110207 | BOLT,MACHINE M.16x450 mm. | SET | 2 | 0
| 1010120002 | BOLT,DOUBLE ARMING,M.16x500 mm. | SET | 4 | 0
| 1010180100 | WASHER,PLAIN,SQUARE,LARGE 52x52x4.5 mm.HOLE DIA. 18 MM. TIS.258 | PCS. | 29 | 0
| 1010200001 | BRACE,FLAT,FOR CROSSARM 30x6x760 mm. | PCS. | 6 | 6
| 1010220002 | ROD,GROUND,60x60x5 mm. 2 m.LONG | SET | 2 | 0
| 1020050102 | CABLE,AERIAL,AL 33 kV. 1x120 sq.mm. | M. | 10 | 0
| 1020080402 | CONTROL CABLE SIZE 7x2.5 sq.mm.TIS.838 | M. | 10 | 0
| 1020200000 | TAPE,ARMOR,AL 1x10 mm. | KG. | 0.5 | 0
| 1020200002 | TIE WIRE,AL 4 mm. | KG. | 0.4 | 0
| 1020300103 | CONNECTOR,PARALLEL GROOVE,TRIPLE BOLT,AL,AL-ALLOY AND ACSR 70-185 SQ.MM. | PCS. | 7 | 0
| 1030010003 | INSULATOR,LINE-POST TYPE, 33 KV.CLASS 57-3L TIS.1077 | PCS | 4 | 4
| 1040000100 | S.A. 30 KV. 5 KA. | SET | 3 | 3
| 1040010100 | CUT-OUT,FUSE,OPEN TYPE,SINGLE ISULATOR,DROPOUT 33 KV. 100 A. | SET | 3 | 3
| 1060020105 | TRANSFORMER,VOLTAGE,1 PHASE OUTDOOR,RATIO 33,000/110 V. CLASS 0.5, 50 VA. | EACH | 2 | 2
| 1060060300 | DEMAND METER,CUMULATIVE,3 PHASE,3 WIRE 100 OR 110 V. 5 A. (CT.,PT. TYPE) | EACH | 1 | 1
| 1060100001 | METER PLATE, SIZE 2X20X60 CM. | PCS. | 1 | 0
| 1060100007 | CABINET,ALUMINIUM,OUTDOOR,FOR 3 PHASE DEMAND METER | PCS | 1 | 1
| 1080040001 | CONDUIT,PVC,RIGID,DIA. 20x2500 mm.TIS.216 | EACH | 4 | 0
| 9090011007 | WELDING POWDER, ST. WIRE 50 SQ.MM. TO GD | EA | 4 | 0
set41251 | METER INS. IN LINE 3-P 33 kV WITH DROP OUT,14 M.POLE (DM.)
| 1000110002 | CROSSARM,PRESTRESSED CONCRETE,SPUN,H.T. 120X120X3,000 MM. | PCS. | 4 | 4
| 1010100004 | WIRE,STEEL STRANDED 50/7 sq.mm.TIS.404 | M. | 27 | 0
| 1010110201 | BOLT,MACHINE M.16x170 mm. | SET | 6 | 0
| 1010110203 | BOLT,MACHINE M.16x250 mm. | SET | 2 | 0
| 1010110205 | BOLT,MACHINE M.16x350 mm. | SET | 2 | 0
| 1010110208 | BOLT,MACHINE M.16x500 mm. | SET | 2 | 0
| 1010120002 | BOLT,DOUBLE ARMING,M.16x500 mm. | SET | 4 | 0
| 1010180100 | WASHER,PLAIN,SQUARE,LARGE 52x52x4.5 mm.HOLE DIA. 18 MM. TIS.258 | PCS. | 29 | 0
| 1010200001 | BRACE,FLAT,FOR CROSSARM 30x6x760 mm. | PCS. | 6 | 6
| 1010220002 | ROD,GROUND,60x60x5 mm. 2 m.LONG | SET | 2 | 0
| 1020050102 | CABLE,AERIAL,AL 33 kV. 1x120 sq.mm. | M. | 10 | 0
| 1020080402 | CONTROL CABLE SIZE 7x2.5 sq.mm.TIS.838 | M. | 10 | 0
| 1020200000 | TAPE,ARMOR,AL 1x10 mm. | KG. | 0.5 | 0
| 1020200002 | TIE WIRE,AL 4 mm. | KG. | 0.4 | 0
| 1020300103 | CONNECTOR,PARALLEL GROOVE,TRIPLE BOLT,AL,AL-ALLOY AND ACSR 70-185 SQ.MM. | PCS. | 7 | 0
| 1030010003 | INSULATOR,LINE-POST TYPE, 33 KV.CLASS 57-3L TIS.1077 | PCS | 4 | 4
| 1040000100 | S.A. 30 KV. 5 KA. | SET | 3 | 3
| 1040010100 | CUT-OUT,FUSE,OPEN TYPE,SINGLE ISULATOR,DROPOUT 33 KV. 100 A. | SET | 3 | 3
| 1060020105 | TRANSFORMER,VOLTAGE,1 PHASE OUTDOOR,RATIO 33,000/110 V. CLASS 0.5, 50 VA. | EACH | 2 | 2
| 1060060300 | DEMAND METER,CUMULATIVE,3 PHASE,3 WIRE 100 OR 110 V. 5 A. (CT.,PT. TYPE) | EACH | 1 | 1
| 1060100001 | METER PLATE, SIZE 2X20X60 CM. | PCS. | 1 | 0
| 1060100007 | CABINET,ALUMINIUM,OUTDOOR,FOR 3 PHASE DEMAND METER | PCS | 1 | 1
| 1080040001 | CONDUIT,PVC,RIGID,DIA. 20x2500 mm.TIS.216 | EACH | 4 | 0
| 9090011007 | WELDING POWDER, ST. WIRE 50 SQ.MM. TO GD | EA | 4 | 0
set41252 | METER INS. IN LINE 3-P 33 kV WITH ISOLATING SWITCH,12 M.POLE (DM.)
| 1000110002 | CROSSARM,PRESTRESSED CONCRETE,SPUN,H.T. 120X120X3,000 MM. | PCS. | 5 | 5
| 1010100004 | WIRE,STEEL STRANDED 50/7 sq.mm.TIS.404 | M. | 27 | 0
| 1010110201 | BOLT,MACHINE M.16x170 mm. | SET | 6 | 0
| 1010110203 | BOLT,MACHINE M.16x250 mm. | SET | 1 | 0
| 1010110204 | BOLT,MACHINE M.16x300 mm. | SET | 2 | 0
| 1010110205 | BOLT,MACHINE M.16x350 mm. | SET | 1 | 0
| 1010110207 | BOLT,MACHINE M.16x450 mm. | SET | 2 | 0
| 1010120002 | BOLT,DOUBLE ARMING,M.16x500 mm. | SET | 4 | 0
| 1010180100 | WASHER,PLAIN,SQUARE,LARGE 52x52x4.5 mm.HOLE DIA. 18 MM. TIS.258 | PCS. | 29 | 0
| 1010200001 | BRACE,FLAT,FOR CROSSARM 30x6x760 mm. | PCS. | 6 | 6
| 1010220002 | ROD,GROUND,60x60x5 mm. 2 m.LONG | SET | 2 | 0
| 1020050102 | CABLE,AERIAL,AL 33 kV. 1x120 sq.mm. | M. | 10 | 0
| 1020080402 | CONTROL CABLE SIZE 7x2.5 sq.mm.TIS.838 | M. | 10 | 0
| 1020200000 | TAPE,ARMOR,AL 1x10 mm. | KG. | 0.5 | 0
| 1020200002 | TIE WIRE,AL 4 mm. | KG. | 0.4 | 0
| 1020300103 | CONNECTOR,PARALLEL GROOVE,TRIPLE BOLT,AL,AL-ALLOY AND ACSR 70-185 SQ.MM. | PCS. | 7 | 0
| 1030010003 | INSULATOR,LINE-POST TYPE, 33 KV.CLASS 57-3L TIS.1077 | PCS | 4 | 4
| 1040000100 | S.A. 30 KV. 5 KA. | SET | 3 | 3
| 1040050100 | SWITCH,DISCONNECTING,SINGLE POLE 33 kV. 600 A.DISTRIBUTION CLASS | SET | 3 | 3
| 1060020105 | TRANSFORMER,VOLTAGE,1 PHASE OUTDOOR,RATIO 33,000/110 V. CLASS 0.5, 50 VA. | EACH | 2 | 2
| 1060060300 | DEMAND METER,CUMULATIVE,3 PHASE,3 WIRE 100 OR 110 V. 5 A. (CT.,PT. TYPE) | EACH | 1 | 1
| 1060100001 | METER PLATE, SIZE 2X20X60 CM. | PCS. | 1 | 0
| 1060100007 | CABINET,ALUMINIUM,OUTDOOR,FOR 3 PHASE DEMAND METER | PCS | 1 | 1
| 1080040001 | CONDUIT,PVC,RIGID,DIA. 20x2500 mm.TIS.216 | EACH | 4 | 0
| 9090011007 | WELDING POWDER, ST. WIRE 50 SQ.MM. TO GD | EA | 4 | 0
set41253 | METER INS. IN LINE 3-P 33 kV WITH ISOLATING SWITCH,14 M.POLE (DM.)
| 1000110002 | CROSSARM,PRESTRESSED CONCRETE,SPUN,H.T. 120X120X3,000 MM. | PCS. | 5 | 5
| 1010100004 | WIRE,STEEL STRANDED 50/7 sq.mm.TIS.404 | M. | 27 | 0
| 1010110201 | BOLT,MACHINE M.16x170 mm. | SET | 6 | 0
| 1010110203 | BOLT,MACHINE M.16x250 mm. | SET | 1 | 0
| 1010110205 | BOLT,MACHINE M.16x350 mm. | SET | 3 | 0
| 1010110208 | BOLT,MACHINE M.16x500 mm. | SET | 2 | 0
| 1010120002 | BOLT,DOUBLE ARMING,M.16x500 mm. | SET | 4 | 0
| 1010180100 | WASHER,PLAIN,SQUARE,LARGE 52x52x4.5 mm.HOLE DIA. 18 MM. TIS.258 | PCS. | 29 | 0
| 1010200001 | BRACE,FLAT,FOR CROSSARM 30x6x760 mm. | PCS. | 6 | 6
| 1010220002 | ROD,GROUND,60x60x5 mm. 2 m.LONG | SET | 2 | 0
| 1020050102 | CABLE,AERIAL,AL 33 kV. 1x120 sq.mm. | M. | 10 | 0
| 1020080402 | CONTROL CABLE SIZE 7x2.5 sq.mm.TIS.838 | M. | 10 | 0
| 1020200000 | TAPE,ARMOR,AL 1x10 mm. | KG. | 0.5 | 0
| 1020200002 | TIE WIRE,AL 4 mm. | KG. | 0.4 | 0
| 1020300103 | CONNECTOR,PARALLEL GROOVE,TRIPLE BOLT,AL,AL-ALLOY AND ACSR 70-185 SQ.MM. | PCS. | 7 | 0
| 1030010003 | INSULATOR,LINE-POST TYPE, 33 KV.CLASS 57-3L TIS.1077 | PCS | 4 | 4
| 1040000100 | S.A. 30 KV. 5 KA. | SET | 3 | 3
| 1040050100 | SWITCH,DISCONNECTING,SINGLE POLE 33 kV. 600 A.DISTRIBUTION CLASS | SET | 3 | 3
| 1060020105 | TRANSFORMER,VOLTAGE,1 PHASE OUTDOOR,RATIO 33,000/110 V. CLASS 0.5, 50 VA. | EACH | 2 | 2
| 1060060300 | DEMAND METER,CUMULATIVE,3 PHASE,3 WIRE 100 OR 110 V. 5 A. (CT.,PT. TYPE) | EACH | 1 | 1
| 1060100001 | METER PLATE, SIZE 2X20X60 CM. | PCS. | 1 | 0
| 1060100007 | CABINET,ALUMINIUM,OUTDOOR,FOR 3 PHASE DEMAND METER | PCS | 1 | 1
| 1080040001 | CONDUIT,PVC,RIGID,DIA. 20x2500 mm.TIS.216 | EACH | 4 | 0
| 9090011007 | WELDING POWDER, ST. WIRE 50 SQ.MM. TO GD | EA | 4 | 0
set41254 | METER INS. IN LINE 3-P 33 kV 12 M.POLE (TOU.)
| 1000110002 | CROSSARM,PRESTRESSED CONCRETE,SPUN,H.T. 120X120X3,000 MM. | PCS. | 4 | 4
| 1010100004 | WIRE,STEEL STRANDED 50/7 sq.mm.TIS.404 | M. | 27 | 0
| 1010110201 | BOLT,MACHINE M.16x170 mm. | SET | 6 | 6
| 1010110202 | BOLT,MACHINE M.16x200 mm. | SET | 1 | 0
| 1010110203 | BOLT,MACHINE M.16x250 mm. | SET | 3 | 0
| 1010110205 | BOLT,MACHINE M.16x350 mm. | SET | 4 | 0
| 1010110207 | BOLT,MACHINE M.16x450 mm. | SET | 3 | 0
| 1010120002 | BOLT,DOUBLE ARMING,M.16x500 mm. | SET | 4 | 0
| 1010180100 | WASHER,PLAIN,SQUARE,LARGE 52x52x4.5 mm.HOLE DIA. 18 MM. TIS.258 | PCS. | 25 | 0
| 1010200002 | BRACE,FLAT,FOR CROSSARM 40x6x1,000 mm. | PCS. | 9 | 9
| 1010220002 | ROD,GROUND,60x60x5 mm. 2 m.LONG | SET | 2 | 0
| 1020050102 | CABLE,AERIAL,AL 33 kV. 1x120 sq.mm. | M. | 10 | 0
| 1020080402 | CONTROL CABLE SIZE 7x2.5 sq.mm.TIS.838 | M. | 15 | 0
| 1020200000 | TAPE,ARMOR,AL 1x10 mm. | KG. | 0.5 | 0
| 1020300103 | CONNECTOR,PARALLEL GROOVE,TRIPLE BOLT,AL,AL-ALLOY AND ACSR 70-185 SQ.MM. | PCS. | 7 | 0
| 1030010003 | INSULATOR,LINE-POST TYPE, 33 KV.CLASS 57-3L TIS.1077 | PCS | 4 | 4
| 1040000100 | S.A. 30 KV. 5 KA. | SET | 3 | 3
| 1040010100 | CUT-OUT,FUSE,OPEN TYPE,SINGLE ISULATOR,DROPOUT 33 KV. 100 A. | SET | 3 | 3
| 1060020105 | TRANSFORMER,VOLTAGE,1 PHASE OUTDOOR,RATIO 33,000/110 V. CLASS 0.5, 50 VA. | EACH | 2 | 2
| 1060070502 | METER TOU 3 PHASE,3 WIRE,110 V.5 A. | EACH | 1 | 1
| 1060100001 | METER PLATE, SIZE 2X20X60 CM. | PCS. | 2 | 0
| 1060100020 | AL. CABINET, O/D 3P WATTHOUR&TOU METER | EA | 1 | 1
| 1080040001 | CONDUIT,PVC,RIGID,DIA. 20x2500 mm.TIS.216 | EACH | 2 | 0
| 9090011007 | WELDING POWDER, ST. WIRE 50 SQ.MM. TO GD | EA | 4 | 0
set41255 | METER INS. IN LINE 3-P 33 kV 14 M.POLE (TOU.)
| 1000110002 | CROSSARM,PRESTRESSED CONCRETE,SPUN,H.T. 120X120X3,000 MM. | PCS. | 4 | 4
| 1010100004 | WIRE,STEEL STRANDED 50/7 sq.mm.TIS.404 | M. | 27 | 0
| 1010110201 | BOLT,MACHINE M.16x170 mm. | SET | 6 | 0
| 1010110203 | BOLT,MACHINE M.16x250 mm. | SET | 1 | 0
| 1010110205 | BOLT,MACHINE M.16x350 mm. | SET | 3 | 0
| 1010110206 | BOLT,MACHINE M.16x400 mm. | SET | 4 | 0
| 1010110208 | BOLT,MACHINE M.16x500 mm. | SET | 2 | 0
| 1010120002 | BOLT,DOUBLE ARMING,M.16x500 mm. | SET | 4 | 0
| 1010180100 | WASHER,PLAIN,SQUARE,LARGE 52x52x4.5 mm.HOLE DIA. 18 MM. TIS.258 | PCS. | 25 | 0
| 1010200002 | BRACE,FLAT,FOR CROSSARM 40x6x1,000 mm. | PCS. | 6 | 6
| 1010220002 | ROD,GROUND,60x60x5 mm. 2 m.LONG | SET | 2 | 0
| 1020050102 | CABLE,AERIAL,AL 33 kV. 1x120 sq.mm. | M. | 10 | 0
| 1020080402 | CONTROL CABLE SIZE 7x2.5 sq.mm.TIS.838 | M. | 15 | 0
| 1020200000 | TAPE,ARMOR,AL 1x10 mm. | KG. | 0.5 | 0
| 1020300103 | CONNECTOR,PARALLEL GROOVE,TRIPLE BOLT,AL,AL-ALLOY AND ACSR 70-185 SQ.MM. | PCS. | 7 | 0
| 1030010003 | INSULATOR,LINE-POST TYPE, 33 KV.CLASS 57-3L TIS.1077 | PCS | 4 | 4
| 1040000100 | S.A. 30 KV. 5 KA. | SET | 3 | 3
| 1040010100 | CUT-OUT,FUSE,OPEN TYPE,SINGLE ISULATOR,DROPOUT 33 KV. 100 A. | SET | 3 | 3
| 1060020105 | TRANSFORMER,VOLTAGE,1 PHASE OUTDOOR,RATIO 33,000/110 V. CLASS 0.5, 50 VA. | EACH | 2 | 2
| 1060070502 | METER TOU 3 PHASE,3 WIRE,110 V.5 A. | EACH | 1 | 1
| 1060100001 | METER PLATE, SIZE 2X20X60 CM. | PCS. | 2 | 0
| 1060100020 | AL. CABINET, O/D 3P WATTHOUR&TOU METER | EA | 1 | 1
| 1080040001 | CONDUIT,PVC,RIGID,DIA. 20x2500 mm.TIS.216 | EACH | 2 | 0
| 9090011007 | WELDING POWDER, ST. WIRE 50 SQ.MM. TO GD | EA | 4 | 0
set41256 | METER INS. AT DE SINGLE TR.-FOUNDATION, 3-P 33 kV,12 M.POLE (TOU.)
| 1000110002 | CROSSARM,PRESTRESSED CONCRETE,SPUN,H.T. 120X120X3,000 MM. | PCS. | 2 | 2
| 1010100004 | WIRE,STEEL STRANDED 50/7 sq.mm.TIS.404 | M. | 20 | 0
| 1010110201 | BOLT,MACHINE M.16x170 mm. | SET | 4 | 0
| 1010110203 | BOLT,MACHINE M.16x250 mm. | SET | 3 | 0
| 1010110208 | BOLT,MACHINE M.16x500 mm. | SET | 1 | 0
| 1010120002 | BOLT,DOUBLE ARMING,M.16x500 mm. | SET | 2 | 0
| 1010180100 | WASHER,PLAIN,SQUARE,LARGE 52x52x4.5 mm.HOLE DIA. 18 MM. TIS.258 | PCS. | 18 | 0
| 1010200002 | BRACE,FLAT,FOR CROSSARM 40x6x1,000 mm. | PCS. | 4 | 4
| 1010220002 | ROD,GROUND,60x60x5 mm. 2 m.LONG | SET | 1 | 0
| 1020050100 | CABLE,AERIAL,AL 33 kV. 1x50 sq.mm. | M. | 8 | 0
| 1020080402 | CONTROL CABLE SIZE 7x2.5 sq.mm.TIS.838 | M. | 15 | 0
| 1020200000 | TAPE,ARMOR,AL 1x10 mm. | KG. | 0.5 | 0
| 1020300102 | CONNECTOR,PARALLEL GROOVE,DOUBLE BOLT,AL,AL-ALLOY AND ACSR 25-95 SQ.MM. | PCS. | 4 | 0
| 1030010003 | INSULATOR,LINE-POST TYPE, 33 KV.CLASS 57-3L TIS.1077 | PCS | 4 | 4
| 1060020105 | TRANSFORMER,VOLTAGE,1 PHASE OUTDOOR,RATIO 33,000/110 V. CLASS 0.5, 50 VA. | EACH | 2 | 2
| 1060070502 | METER TOU 3 PHASE,3 WIRE,110 V.5 A. | EACH | 1 | 1
| 1060100001 | METER PLATE, SIZE 2X20X60 CM. | PCS. | 2 | 0
| 1060100020 | AL. CABINET, O/D 3P WATTHOUR&TOU METER | EA | 1 | 1
| 1080040001 | CONDUIT,PVC,RIGID,DIA. 20x2500 mm.TIS.216 | EACH | 1 | 0
| 9090011007 | WELDING POWDER, ST. WIRE 50 SQ.MM. TO GD | EA | 3 | 0
set41257 | METER INS. AT DE SINGLE TR.-FOUNDATION, 3-P 33 kV,14 M.POLE (TOU.)
| 1000110002 | CROSSARM,PRESTRESSED CONCRETE,SPUN,H.T. 120X120X3,000 MM. | PCS. | 2 | 2
| 1010100004 | WIRE,STEEL STRANDED 50/7 sq.mm.TIS.404 | M. | 20 | 0
| 1010110201 | BOLT,MACHINE M.16x170 mm. | SET | 4 | 0
| 1010110205 | BOLT,MACHINE M.16x350 mm. | SET | 3 | 0
| 1010120004 | BOLT,DOUBLE ARMING,M.16x600 mm. | SET | 3 | 0
| 1010180100 | WASHER,PLAIN,SQUARE,LARGE 52x52x4.5 mm.HOLE DIA. 18 MM. TIS.258 | PCS. | 18 | 0
| 1010200002 | BRACE,FLAT,FOR CROSSARM 40x6x1,000 mm. | PCS. | 4 | 4
| 1010220002 | ROD,GROUND,60x60x5 mm. 2 m.LONG | SET | 1 | 0
| 1020050100 | CABLE,AERIAL,AL 33 kV. 1x50 sq.mm. | M. | 8 | 0
| 1020080402 | CONTROL CABLE SIZE 7x2.5 sq.mm.TIS.838 | M. | 15 | 0
| 1020200000 | TAPE,ARMOR,AL 1x10 mm. | KG. | 0.5 | 0
| 1020300102 | CONNECTOR,PARALLEL GROOVE,DOUBLE BOLT,AL,AL-ALLOY AND ACSR 25-95 SQ.MM. | PCS. | 4 | 0
| 1030010003 | INSULATOR,LINE-POST TYPE, 33 KV.CLASS 57-3L TIS.1077 | PCS | 4 | 4
| 1060020105 | TRANSFORMER,VOLTAGE,1 PHASE OUTDOOR,RATIO 33,000/110 V. CLASS 0.5, 50 VA. | EACH | 2 | 2
| 1060070502 | METER TOU 3 PHASE,3 WIRE,110 V.5 A. | EACH | 1 | 1
| 1060100001 | METER PLATE, SIZE 2X20X60 CM. | PCS. | 2 | 0
| 1060100020 | AL. CABINET, O/D 3P WATTHOUR&TOU METER | EA | 1 | 1
| 1080040001 | CONDUIT,PVC,RIGID,DIA. 20x2500 mm.TIS.216 | EACH | 1 | 0
| 9090011007 | WELDING POWDER, ST. WIRE 50 SQ.MM. TO GD | EA | 3 | 0
set41258 | METER INS. AT DE/UG 3-P 33 kV 12 M.POLE (DM.)
| 1000110002 | CROSSARM,PRESTRESSED CONCRETE,SPUN,H.T. 120X120X3,000 MM. | PCS. | 2 | 2
| 1010100004 | WIRE,STEEL STRANDED 50/7 sq.mm.TIS.404 | M. | 20 | 0
| 1010110201 | BOLT,MACHINE M.16x170 mm. | SET | 4 | 0
| 1010110203 | BOLT,MACHINE M.16x250 mm. | SET | 1 | 0
| 1010110204 | BOLT,MACHINE M.16x300 mm. | SET | 2 | 0
| 1010110207 | BOLT,MACHINE M.16x450 mm. | SET | 1 | 0
| 1010120002 | BOLT,DOUBLE ARMING,M.16x500 mm. | SET | 2 | 0
| 1010180100 | WASHER,PLAIN,SQUARE,LARGE 52x52x4.5 mm.HOLE DIA. 18 MM. TIS.258 | PCS. | 18 | 0
| 1010200001 | BRACE,FLAT,FOR CROSSARM 30x6x760 mm. | PCS. | 4 | 4
| 1010220002 | ROD,GROUND,60x60x5 mm. 2 m.LONG | SET | 1 | 0
| 1020050102 | CABLE,AERIAL,AL 33 kV. 1x120 sq.mm. | M. | 10 | 0
| 1020080402 | CONTROL CABLE SIZE 7x2.5 sq.mm.TIS.838 | M. | 10 | 0
| 1020200000 | TAPE,ARMOR,AL 1x10 mm. | KG. | 0.5 | 0
| 1020200002 | TIE WIRE,AL 4 mm. | KG. | 0.4 | 0
| 1020300103 | CONNECTOR,PARALLEL GROOVE,TRIPLE BOLT,AL,AL-ALLOY AND ACSR 70-185 SQ.MM. | PCS. | 4 | 0
| 1030010003 | INSULATOR,LINE-POST TYPE, 33 KV.CLASS 57-3L TIS.1077 | PCS | 4 | 4
| 1060020105 | TRANSFORMER,VOLTAGE,1 PHASE OUTDOOR,RATIO 33,000/110 V. CLASS 0.5, 50 VA. | EACH | 2 | 2
| 1060060300 | DEMAND METER,CUMULATIVE,3 PHASE,3 WIRE 100 OR 110 V. 5 A. (CT.,PT. TYPE) | EACH | 1 | 1
| 1060100001 | METER PLATE, SIZE 2X20X60 CM. | PCS. | 1 | 0
| 1060100007 | CABINET,ALUMINIUM,OUTDOOR,FOR 3 PHASE DEMAND METER | PCS | 1 | 1
| 1080040001 | CONDUIT,PVC,RIGID,DIA. 20x2500 mm.TIS.216 | EACH | 1 | 0
set41259 | METER INS. AT DE/UG 3-P 33 kV 14 M.POLE (DM.)
| 1000110002 | CROSSARM,PRESTRESSED CONCRETE,SPUN,H.T. 120X120X3,000 MM. | PCS. | 2 | 2
| 1010100004 | WIRE,STEEL STRANDED 50/7 sq.mm.TIS.404 | M. | 20 | 0
| 1010110201 | BOLT,MACHINE M.16x170 mm. | SET | 4 | 0
| 1010110204 | BOLT,MACHINE M.16x300 mm. | SET | 1 | 0
| 1010110205 | BOLT,MACHINE M.16x350 mm. | SET | 2 | 0
| 1010110208 | BOLT,MACHINE M.16x500 mm. | SET | 1 | 0
| 1010120002 | BOLT,DOUBLE ARMING,M.16x500 mm. | SET | 2 | 0
| 1010180100 | WASHER,PLAIN,SQUARE,LARGE 52x52x4.5 mm.HOLE DIA. 18 MM. TIS.258 | PCS. | 18 | 0
| 1010200001 | BRACE,FLAT,FOR CROSSARM 30x6x760 mm. | PCS. | 4 | 4
| 1010220002 | ROD,GROUND,60x60x5 mm. 2 m.LONG | SET | 1 | 0
| 1020050102 | CABLE,AERIAL,AL 33 kV. 1x120 sq.mm. | M. | 10 | 0
| 1020080402 | CONTROL CABLE SIZE 7x2.5 sq.mm.TIS.838 | M. | 10 | 0
| 1020200000 | TAPE,ARMOR,AL 1x10 mm. | KG. | 0.5 | 0
| 1020200002 | TIE WIRE,AL 4 mm. | KG. | 0.4 | 0
| 1020300103 | CONNECTOR,PARALLEL GROOVE,TRIPLE BOLT,AL,AL-ALLOY AND ACSR 70-185 SQ.MM. | PCS. | 4 | 0
| 1030010003 | INSULATOR,LINE-POST TYPE, 33 KV.CLASS 57-3L TIS.1077 | PCS | 4 | 4
| 1060020105 | TRANSFORMER,VOLTAGE,1 PHASE OUTDOOR,RATIO 33,000/110 V. CLASS 0.5, 50 VA. | EACH | 2 | 2
| 1060060300 | DEMAND METER,CUMULATIVE,3 PHASE,3 WIRE 100 OR 110 V. 5 A. (CT.,PT. TYPE) | EACH | 1 | 1
| 1060100001 | METER PLATE, SIZE 2X20X60 CM. | PCS. | 1 | 0
| 1060100007 | CABINET,ALUMINIUM,OUTDOOR,FOR 3 PHASE DEMAND METER | PCS | 1 | 1
| 1080040001 | CONDUIT,PVC,RIGID,DIA. 20x2500 mm.TIS.216 | EACH | 1 | 0
set41260 | MERER INS. AT DE/UG 3-P 33 kV 12 M.POLE (TOU.)
| 1000110002 | CROSSARM,PRESTRESSED CONCRETE,SPUN,H.T. 120X120X3,000 MM. | PCS. | 2 | 2
| 1010100004 | WIRE,STEEL STRANDED 50/7 sq.mm.TIS.404 | M. | 20 | 0
| 1010110201 | BOLT,MACHINE M.16x170 mm. | SET | 4 | 0
| 1010110203 | BOLT,MACHINE M.16x250 mm. | SET | 1 | 0
| 1010110204 | BOLT,MACHINE M.16x300 mm. | SET | 2 | 0
| 1010110207 | BOLT,MACHINE M.16x450 mm. | SET | 1 | 0
| 1010120002 | BOLT,DOUBLE ARMING,M.16x500 mm. | SET | 2 | 0
| 1010180100 | WASHER,PLAIN,SQUARE,LARGE 52x52x4.5 mm.HOLE DIA. 18 MM. TIS.258 | PCS. | 18 | 0
| 1010200001 | BRACE,FLAT,FOR CROSSARM 30x6x760 mm. | PCS. | 4 | 4
| 1010220002 | ROD,GROUND,60x60x5 mm. 2 m.LONG | SET | 1 | 0
| 1020050102 | CABLE,AERIAL,AL 33 kV. 1x120 sq.mm. | M. | 10 | 0
| 1020080402 | CONTROL CABLE SIZE 7x2.5 sq.mm.TIS.838 | M. | 10 | 0
| 1020200000 | TAPE,ARMOR,AL 1x10 mm. | KG. | 0.5 | 0
| 1020200002 | TIE WIRE,AL 4 mm. | KG. | 0.4 | 0
| 1020300103 | CONNECTOR,PARALLEL GROOVE,TRIPLE BOLT,AL,AL-ALLOY AND ACSR 70-185 SQ.MM. | PCS. | 4 | 0
| 1030010003 | INSULATOR,LINE-POST TYPE, 33 KV.CLASS 57-3L TIS.1077 | PCS | 4 | 4
| 1060020105 | TRANSFORMER,VOLTAGE,1 PHASE OUTDOOR,RATIO 33,000/110 V. CLASS 0.5, 50 VA. | EACH | 2 | 2
| 1060070502 | METER TOU 3 PHASE,3 WIRE,110 V.5 A. | EACH | 1 | 1
| 1060100001 | METER PLATE, SIZE 2X20X60 CM. | PCS. | 2 | 0
| 1060100020 | AL. CABINET, O/D 3P WATTHOUR&TOU METER | EA | 1 | 1
| 1080040001 | CONDUIT,PVC,RIGID,DIA. 20x2500 mm.TIS.216 | EACH | 1 | 0
| 9090011007 | WELDING POWDER, ST. WIRE 50 SQ.MM. TO GD | EA | 1 | 0
set41261 | METER INS. AT DE/UG 3-P 33 kV 14 M.POLE (TOU.)
| 1000110002 | CROSSARM,PRESTRESSED CONCRETE,SPUN,H.T. 120X120X3,000 MM. | PCS. | 2 | 2
| 1010100004 | WIRE,STEEL STRANDED 50/7 sq.mm.TIS.404 | M. | 20 | 0
| 1010110201 | BOLT,MACHINE M.16x170 mm. | SET | 4 | 0
| 1010110204 | BOLT,MACHINE M.16x300 mm. | SET | 1 | 0
| 1010110205 | BOLT,MACHINE M.16x350 mm. | SET | 2 | 0
| 1010110208 | BOLT,MACHINE M.16x500 mm. | SET | 1 | 0
| 1010120002 | BOLT,DOUBLE ARMING,M.16x500 mm. | SET | 2 | 0
| 1010180100 | WASHER,PLAIN,SQUARE,LARGE 52x52x4.5 mm.HOLE DIA. 18 MM. TIS.258 | PCS. | 18 | 0
| 1010200001 | BRACE,FLAT,FOR CROSSARM 30x6x760 mm. | PCS. | 4 | 4
| 1010220002 | ROD,GROUND,60x60x5 mm. 2 m.LONG | SET | 1 | 0
| 1020050102 | CABLE,AERIAL,AL 33 kV. 1x120 sq.mm. | M. | 10 | 0
| 1020080402 | CONTROL CABLE SIZE 7x2.5 sq.mm.TIS.838 | M. | 10 | 0
| 1020200000 | TAPE,ARMOR,AL 1x10 mm. | KG. | 0.5 | 0
| 1020200002 | TIE WIRE,AL 4 mm. | KG. | 0.4 | 0
| 1020300103 | CONNECTOR,PARALLEL GROOVE,TRIPLE BOLT,AL,AL-ALLOY AND ACSR 70-185 SQ.MM. | PCS. | 4 | 0
| 1030010003 | INSULATOR,LINE-POST TYPE, 33 KV.CLASS 57-3L TIS.1077 | PCS | 4 | 4
| 1060020105 | TRANSFORMER,VOLTAGE,1 PHASE OUTDOOR,RATIO 33,000/110 V. CLASS 0.5, 50 VA. | EACH | 2 | 2
| 1060070502 | METER TOU 3 PHASE,3 WIRE,110 V.5 A. | EACH | 1 | 1
| 1060100001 | METER PLATE, SIZE 2X20X60 CM. | PCS. | 2 | 0
| 1060100020 | AL. CABINET, O/D 3P WATTHOUR&TOU METER | EA | 1 | 1
| 1080040001 | CONDUIT,PVC,RIGID,DIA. 20x2500 mm.TIS.216 | EACH | 1 | 0
| 9090011007 | WELDING POWDER, ST. WIRE 50 SQ.MM. TO GD | EA | 1 | 0
set41262 | METER INS. AT PLATFORM 3-P 33 kV 12 M.POLE (TOU.)
| 1000210000 | BEAM,SPUN PRESTRESSED CONCRETE 100X100X3,200 MM. | PCS. | 1 | 1
| 1010100004 | WIRE,STEEL STRANDED 50/7 sq.mm.TIS.404 | M. | 20 | 0
| 1010110204 | BOLT,MACHINE M.16x300 mm. | SET | 2 | 0
| 1010110208 | BOLT,MACHINE M.16x500 mm. | SET | 2 | 0
| 1010180100 | WASHER,PLAIN,SQUARE,LARGE 52x52x4.5 mm.HOLE DIA. 18 MM. TIS.258 | PCS. | 8 | 0
| 1010220002 | ROD,GROUND,60x60x5 mm. 2 m.LONG | SET | 1 | 1
| 1020050100 | CABLE,AERIAL,AL 33 kV. 1x50 sq.mm. | M. | 8 | 0
| 1020080402 | CONTROL CABLE SIZE 7x2.5 sq.mm.TIS.838 | M. | 15 | 0
| 1020200000 | TAPE,ARMOR,AL 1x10 mm. | KG. | 0.5 | 0
| 1020300102 | CONNECTOR,PARALLEL GROOVE,DOUBLE BOLT,AL,AL-ALLOY AND ACSR 25-95 SQ.MM. | PCS. | 3 | 0
| 1060020105 | TRANSFORMER,VOLTAGE,1 PHASE OUTDOOR,RATIO 33,000/110 V. CLASS 0.5, 50 VA. | EACH | 2 | 2
| 1060070502 | METER TOU 3 PHASE,3 WIRE,110 V.5 A. | EACH | 1 | 1
| 1060100001 | METER PLATE, SIZE 2X20X60 CM. | PCS. | 2 | 0
| 1060100020 | AL. CABINET, O/D 3P WATTHOUR&TOU METER | EA | 1 | 1
| 1080040001 | CONDUIT,PVC,RIGID,DIA. 20x2500 mm.TIS.216 | EACH | 1 | 0
| 9090011007 | WELDING POWDER, ST. WIRE 50 SQ.MM. TO GD | EA | 1 | 0
set41263 | METER INS. AT PLATFORM 3-P 33 kV 14 M.POLE (TOU.)
| 1000210000 | BEAM,SPUN PRESTRESSED CONCRETE 100X100X3,200 MM. | PCS. | 1 | 1
| 1010100004 | WIRE,STEEL STRANDED 50/7 sq.mm.TIS.404 | M. | 20 | 0
| 1010110204 | BOLT,MACHINE M.16x300 mm. | SET | 2 | 0
| 1010110208 | BOLT,MACHINE M.16x500 mm. | SET | 1 | 0
| 1010110209 | BOLT MACHINE M.16X600 MM. | SET | 1 | 0
| 1010180100 | WASHER,PLAIN,SQUARE,LARGE 52x52x4.5 mm.HOLE DIA. 18 MM. TIS.258 | PCS. | 8 | 0
| 1010220002 | ROD,GROUND,60x60x5 mm. 2 m.LONG | SET | 1 | 0
| 1020050100 | CABLE,AERIAL,AL 33 kV. 1x50 sq.mm. | M. | 8 | 0
| 1020080402 | CONTROL CABLE SIZE 7x2.5 sq.mm.TIS.838 | M. | 15 | 0
| 1020200000 | TAPE,ARMOR,AL 1x10 mm. | KG. | 0.5 | 0
| 1020300102 | CONNECTOR,PARALLEL GROOVE,DOUBLE BOLT,AL,AL-ALLOY AND ACSR 25-95 SQ.MM. | PCS. | 3 | 0
| 1060020105 | TRANSFORMER,VOLTAGE,1 PHASE OUTDOOR,RATIO 33,000/110 V. CLASS 0.5, 50 VA. | EACH | 2 | 2
| 1060070502 | METER TOU 3 PHASE,3 WIRE,110 V.5 A. | EACH | 1 | 1
| 1060100001 | METER PLATE, SIZE 2X20X60 CM. | PCS. | 2 | 0
| 1060100020 | AL. CABINET, O/D 3P WATTHOUR&TOU METER | EA | 1 | 1
| 1080040001 | CONDUIT,PVC,RIGID,DIA. 20x2500 mm.TIS.216 | EACH | 1 | 0
| 9090011007 | WELDING POWDER, ST. WIRE 50 SQ.MM. TO GD | EA | 1 | 0
set41264 | METER INS. AT PLATFORM 3-P 33 kV(1000 kVA,12-14 M.POLE)(DM.)
| 1010100004 | WIRE,STEEL STRANDED 50/7 sq.mm.TIS.404 | M. | 20 | 0
| 1010110204 | BOLT,MACHINE M.16x300 mm. | SET | 2 | 0
| 1010110205 | BOLT,MACHINE M.16x350 mm. | SET | 2 | 0
| 1010180100 | WASHER,PLAIN,SQUARE,LARGE 52x52x4.5 mm.HOLE DIA. 18 MM. TIS.258 | PCS. | 4 | 0
| 1010180301 | WASHER,LOCK,SPRING,SIZE 16 mm.,GENERAL PURPOSE,TIS.259 | PCS. | 2 | 0
| 1010200006 | BRACE,ANGLE STEEL 50X50X6 MM. 1,500 MM.WIDE 440 MM. DROP | SET | 1 | 1
| 1010220002 | ROD,GROUND,60x60x5 mm. 2 m.LONG | SET | 1 | 0
| 1020050100 | CABLE,AERIAL,AL 33 kV. 1x50 sq.mm. | M. | 8 | 0
| 1020080402 | CONTROL CABLE SIZE 7x2.5 sq.mm.TIS.838 | M. | 9 | 0
| 1020300102 | CONNECTOR,PARALLEL GROOVE,DOUBLE BOLT,AL,AL-ALLOY AND ACSR 25-95 SQ.MM. | PCS. | 4 | 0
| 1060020105 | TRANSFORMER,VOLTAGE,1 PHASE OUTDOOR,RATIO 33,000/110 V. CLASS 0.5, 50 VA. | EACH | 2 | 2
| 1060060300 | DEMAND METER,CUMULATIVE,3 PHASE,3 WIRE 100 OR 110 V. 5 A. (CT.,PT. TYPE) | EACH | 1 | 1
| 1060100001 | METER PLATE, SIZE 2X20X60 CM. | PCS. | 1 | 0
| 1060100007 | CABINET,ALUMINIUM,OUTDOOR,FOR 3 PHASE DEMAND METER | PCS | 1 | 1
| 1080040001 | CONDUIT,PVC,RIGID,DIA. 20x2500 mm.TIS.216 | EACH | 1 | 0
set41265 | METER INS. AT PLATFORM 3-P 33 kV(1000 kVA,12-14 M.POLE)(TOU.)
| 1010100004 | WIRE,STEEL STRANDED 50/7 sq.mm.TIS.404 | M. | 20 | 0
| 1010110204 | BOLT,MACHINE M.16x300 mm. | SET | 2 | 0
| 1010110205 | BOLT,MACHINE M.16x350 mm. | SET | 2 | 0
| 1010180100 | WASHER,PLAIN,SQUARE,LARGE 52x52x4.5 mm.HOLE DIA. 18 MM. TIS.258 | PCS. | 4 | 0
| 1010180301 | WASHER,LOCK,SPRING,SIZE 16 mm.,GENERAL PURPOSE,TIS.259 | PCS. | 2 | 0
| 1010200006 | BRACE,ANGLE STEEL 50X50X6 MM. 1,500 MM.WIDE 440 MM. DROP | SET | 1 | 1
| 1010220002 | ROD,GROUND,60x60x5 mm. 2 m.LONG | SET | 1 | 0
| 1020050100 | CABLE,AERIAL,AL 33 kV. 1x50 sq.mm. | M. | 8 | 0
| 1020080402 | CONTROL CABLE SIZE 7x2.5 sq.mm.TIS.838 | M. | 9 | 0
| 1020300102 | CONNECTOR,PARALLEL GROOVE,DOUBLE BOLT,AL,AL-ALLOY AND ACSR 25-95 SQ.MM. | PCS. | 4 | 0
| 1060020105 | TRANSFORMER,VOLTAGE,1 PHASE OUTDOOR,RATIO 33,000/110 V. CLASS 0.5, 50 VA. | EACH | 2 | 2
| 1060070502 | METER TOU 3 PHASE,3 WIRE,110 V.5 A. | EACH | 1 | 1
| 1060100001 | METER PLATE, SIZE 2X20X60 CM. | PCS. | 2 | 0
| 1060100020 | AL. CABINET, O/D 3P WATTHOUR&TOU METER | EA | 1 | 1
| 1080040001 | CONDUIT,PVC,RIGID,DIA. 20x2500 mm.TIS.216 | EACH | 1 | 0
| 9090011007 | WELDING POWDER, ST. WIRE 50 SQ.MM. TO GD | EA | 1 | 0
set41266 | METER INS. AT TAP LINE POLE,3-P 33 KV.,12 M. POLE (TOU.)
| 1000110002 | CROSSARM,PRESTRESSED CONCRETE,SPUN,H.T. 120X120X3,000 MM. | PCS. | 2 | 2
| 1010100004 | WIRE,STEEL STRANDED 50/7 sq.mm.TIS.404 | M. | 27 | 0
| 1010110200 | BOLT,MACHINE M.16x130 mm. | SET | 4 | 0
| 1010110203 | BOLT,MACHINE M.16x250 mm. | SET | 1 | 0
| 1010110204 | BOLT,MACHINE M.16x300 mm. | SET | 2 | 0
| 1010110207 | BOLT,MACHINE M.16x450 mm. | SET | 1 | 1
| 1010120001 | BOLT,DOUBLE ARMING,M.16x450 mm. | SET | 2 | 0
| 1010180100 | WASHER,PLAIN,SQUARE,LARGE 52x52x4.5 mm.HOLE DIA. 18 MM. TIS.258 | PCS. | 18 | 0
| 1010200001 | BRACE,FLAT,FOR CROSSARM 30x6x760 mm. | PCS. | 4 | 4
| 1010220002 | ROD,GROUND,60x60x5 mm. 2 m.LONG | SET | 2 | 0
| 1020050100 | CABLE,AERIAL,AL 33 kV. 1x50 sq.mm. | M. | 10 | 0
| 1020080402 | CONTROL CABLE SIZE 7x2.5 sq.mm.TIS.838 | M. | 15 | 0
| 1020200000 | TAPE,ARMOR,AL 1x10 mm. | KG. | 0.5 | 0
| 1020300102 | CONNECTOR,PARALLEL GROOVE,DOUBLE BOLT,AL,AL-ALLOY AND ACSR 25-95 SQ.MM. | PCS. | 3 | 0
| 1030010003 | INSULATOR,LINE-POST TYPE, 33 KV.CLASS 57-3L TIS.1077 | PCS | 2 | 2
| 1040000100 | S.A. 30 KV. 5 KA. | SET | 3 | 3
| 1040010100 | CUT-OUT,FUSE,OPEN TYPE,SINGLE ISULATOR,DROPOUT 33 KV. 100 A. | SET | 3 | 3
| 1060020105 | TRANSFORMER,VOLTAGE,1 PHASE OUTDOOR,RATIO 33,000/110 V. CLASS 0.5, 50 VA. | EACH | 2 | 2
| 1060070502 | METER TOU 3 PHASE,3 WIRE,110 V.5 A. | EACH | 1 | 1
| 1060100001 | METER PLATE, SIZE 2X20X60 CM. | PCS. | 2 | 0
| 1060100020 | AL. CABINET, O/D 3P WATTHOUR&TOU METER | EA | 1 | 1
| 1080040001 | CONDUIT,PVC,RIGID,DIA. 20x2500 mm.TIS.216 | EACH | 2 | 0
| 9090011007 | WELDING POWDER, ST. WIRE 50 SQ.MM. TO GD | EA | 4 | 0
set41267 | METER INS. AT TAP LINE POLE,3-P 33 KV.,14 M. POLE (TOU.)
| 1000110002 | CROSSARM,PRESTRESSED CONCRETE,SPUN,H.T. 120X120X3,000 MM. | PCS. | 2 | 2
| 1010100004 | WIRE,STEEL STRANDED 50/7 sq.mm.TIS.404 | M. | 27 | 0
| 1010110200 | BOLT,MACHINE M.16x130 mm. | SET | 4 | 0
| 1010110204 | BOLT,MACHINE M.16x300 mm. | SET | 1 | 0
| 1010110205 | BOLT,MACHINE M.16x350 mm. | SET | 2 | 0
| 1010110208 | BOLT,MACHINE M.16x500 mm. | SET | 1 | 0
| 1010120002 | BOLT,DOUBLE ARMING,M.16x500 mm. | SET | 2 | 0
| 1010180100 | WASHER,PLAIN,SQUARE,LARGE 52x52x4.5 mm.HOLE DIA. 18 MM. TIS.258 | PCS. | 18 | 0
| 1010200001 | BRACE,FLAT,FOR CROSSARM 30x6x760 mm. | PCS. | 4 | 4
| 1010220002 | ROD,GROUND,60x60x5 mm. 2 m.LONG | SET | 2 | 0
| 1020050100 | CABLE,AERIAL,AL 33 kV. 1x50 sq.mm. | M. | 10 | 0
| 1020080402 | CONTROL CABLE SIZE 7x2.5 sq.mm.TIS.838 | M. | 15 | 0
| 1020200000 | TAPE,ARMOR,AL 1x10 mm. | KG. | 0.5 | 0
| 1020300102 | CONNECTOR,PARALLEL GROOVE,DOUBLE BOLT,AL,AL-ALLOY AND ACSR 25-95 SQ.MM. | PCS. | 3 | 0
| 1030010003 | INSULATOR,LINE-POST TYPE, 33 KV.CLASS 57-3L TIS.1077 | PCS | 2 | 2
| 1040000100 | S.A. 30 KV. 5 KA. | SET | 2 | 2
| 1040010100 | CUT-OUT,FUSE,OPEN TYPE,SINGLE ISULATOR,DROPOUT 33 KV. 100 A. | SET | 3 | 3
| 1060020105 | TRANSFORMER,VOLTAGE,1 PHASE OUTDOOR,RATIO 33,000/110 V. CLASS 0.5, 50 VA. | EACH | 2 | 2
| 1060070502 | METER TOU 3 PHASE,3 WIRE,110 V.5 A. | EACH | 1 | 1
| 1060100001 | METER PLATE, SIZE 2X20X60 CM. | PCS. | 2 | 0
| 1060100020 | AL. CABINET, O/D 3P WATTHOUR&TOU METER | EA | 1 | 1
| 1080040001 | CONDUIT,PVC,RIGID,DIA. 20x2500 mm.TIS.216 | EACH | 2 | 0
| 9090011007 | WELDING POWDER, ST. WIRE 50 SQ.MM. TO GD | EA | 4 | 0
set41268 | METER INS. AT DE DOUBLE TR.-FOUNDATION, 3-P 33 KV.,12 M. POLE (TOU.)
| 1000110002 | CROSSARM,PRESTRESSED CONCRETE,SPUN,H.T. 120X120X3,000 MM. | PCS. | 2 | 2
| 1010100004 | WIRE,STEEL STRANDED 50/7 sq.mm.TIS.404 | M. | 10 | 0
| 1010110201 | BOLT,MACHINE M.16x170 mm. | SET | 4 | 0
| 1010110203 | BOLT,MACHINE M.16x250 mm. | SET | 1 | 0
| 1010110205 | BOLT,MACHINE M.16x350 mm. | SET | 2 | 0
| 1010110208 | BOLT,MACHINE M.16x500 mm. | SET | 1 | 0
| 1010120002 | BOLT,DOUBLE ARMING,M.16x500 mm. | SET | 2 | 0
| 1010180100 | WASHER,PLAIN,SQUARE,LARGE 52x52x4.5 mm.HOLE DIA. 18 MM. TIS.258 | PCS. | 18 | 0
| 1010200002 | BRACE,FLAT,FOR CROSSARM 40x6x1,000 mm. | PCS. | 4 | 4
| 1010220002 | ROD,GROUND,60x60x5 mm. 2 m.LONG | SET | 1 | 0
| 1010230000 | CLAMP,SINGLE U-BOLT,M.8 (WIRE ROPE CLIP) | SET | 4 | 0
| 1020050100 | CABLE,AERIAL,AL 33 kV. 1x50 sq.mm. | M. | 10 | 0
| 1020080402 | CONTROL CABLE SIZE 7x2.5 sq.mm.TIS.838 | M. | 10 | 0
| 1020300102 | CONNECTOR,PARALLEL GROOVE,DOUBLE BOLT,AL,AL-ALLOY AND ACSR 25-95 SQ.MM. | PCS. | 1 | 0
| 1030010003 | INSULATOR,LINE-POST TYPE, 33 KV.CLASS 57-3L TIS.1077 | PCS | 3 | 3
| 1040010100 | CUT-OUT,FUSE,OPEN TYPE,SINGLE ISULATOR,DROPOUT 33 KV. 100 A. | SET | 3 | 3
| 1060020105 | TRANSFORMER,VOLTAGE,1 PHASE OUTDOOR,RATIO 33,000/110 V. CLASS 0.5, 50 VA. | EACH | 2 | 2
| 1060070502 | METER TOU 3 PHASE,3 WIRE,110 V.5 A. | EACH | 1 | 1
| 1060100001 | METER PLATE, SIZE 2X20X60 CM. | PCS. | 2 | 0
| 1060100020 | AL. CABINET, O/D 3P WATTHOUR&TOU METER | EA | 1 | 1
| 1080040001 | CONDUIT,PVC,RIGID,DIA. 20x2500 mm.TIS.216 | EACH | 1 | 0
| 9090011007 | WELDING POWDER, ST. WIRE 50 SQ.MM. TO GD | EA | 3 | 0
set41269 | METER INS. AT DE DOUBLE TR.-FOUNDATION, 3-P 33 KV.,14 M. POLE (TOU.)
| 1000110002 | CROSSARM,PRESTRESSED CONCRETE,SPUN,H.T. 120X120X3,000 MM. | PCS. | 2 | 2
| 1010100004 | WIRE,STEEL STRANDED 50/7 sq.mm.TIS.404 | M. | 10 | 0
| 1010110201 | BOLT,MACHINE M.16x170 mm. | SET | 4 | 0
| 1010110205 | BOLT,MACHINE M.16x350 mm. | SET | 3 | 0
| 1010120004 | BOLT,DOUBLE ARMING,M.16x600 mm. | SET | 3 | 0
| 1010180100 | WASHER,PLAIN,SQUARE,LARGE 52x52x4.5 mm.HOLE DIA. 18 MM. TIS.258 | PCS. | 18 | 0
| 1010200002 | BRACE,FLAT,FOR CROSSARM 40x6x1,000 mm. | PCS. | 4 | 4
| 1010220002 | ROD,GROUND,60x60x5 mm. 2 m.LONG | SET | 1 | 0
| 1010230000 | CLAMP,SINGLE U-BOLT,M.8 (WIRE ROPE CLIP) | SET | 4 | 0
| 1020050100 | CABLE,AERIAL,AL 33 kV. 1x50 sq.mm. | M. | 10 | 0
| 1020080402 | CONTROL CABLE SIZE 7x2.5 sq.mm.TIS.838 | M. | 10 | 0
| 1020300102 | CONNECTOR,PARALLEL GROOVE,DOUBLE BOLT,AL,AL-ALLOY AND ACSR 25-95 SQ.MM. | PCS. | 1 | 0
| 1030010003 | INSULATOR,LINE-POST TYPE, 33 KV.CLASS 57-3L TIS.1077 | PCS | 3 | 3
| 1040010100 | CUT-OUT,FUSE,OPEN TYPE,SINGLE ISULATOR,DROPOUT 33 KV. 100 A. | SET | 3 | 3
| 1060020105 | TRANSFORMER,VOLTAGE,1 PHASE OUTDOOR,RATIO 33,000/110 V. CLASS 0.5, 50 VA. | EACH | 2 | 2
| 1060070502 | METER TOU 3 PHASE,3 WIRE,110 V.5 A. | EACH | 1 | 1
| 1060100001 | METER PLATE, SIZE 2X20X60 CM. | PCS. | 2 | 0
| 1060100020 | AL. CABINET, O/D 3P WATTHOUR&TOU METER | EA | 1 | 1
| 1080040001 | CONDUIT,PVC,RIGID,DIA. 20x2500 mm.TIS.216 | EACH | 1 | 0
| 9090011007 | WELDING POWDER, ST. WIRE 50 SQ.MM. TO GD | EA | 3 | 0
set50011 | SS-TG-1 TANGENT STRUCTURE
| 1000120001 | CROSSARM,STEEL 100X50X3.2 MM.4,200 MM.LONG | PCS. | 3 | 3
| 1010010004 | STEEL ANGLE,OVERHEAD GROUND WIRE BAYONET 65X65X6 MM. 2,500 MM.LONG | PCS. | 1 | 0
| 1010100003 | WIRE,STEEL STRANDED 35 SQ.MM.TIS.404 | M | 2.5 | 0
| 1010110200 | BOLT,MACHINE M.16x130 mm. | SET | 6 | 0
| 1010110205 | BOLT,MACHINE M.16x350 mm. | SET | 5 | 0
| 1010110301 | BOLT,MACHINE M.20x400 mm. | SET | 3 | 0
| 1010150000 | BOLT,OVAL EYE M.16X150 MM. | SET | 3 | 0
| 1010180100 | WASHER,PLAIN,SQUARE,LARGE 52x52x4.5 mm.HOLE DIA. 18 MM. TIS.258 | PCS. | 17 | 0
| 1010180101 | WASHER,PLAIN,SQUARE,LARGE 62X62X6 MM.HOLE DIA.22 MM. TIS.258 | PCS. | 6 | 0
| 1010180301 | WASHER,LOCK,SPRING,SIZE 16 mm.,GENERAL PURPOSE,TIS.259 | PCS. | 3 | 0
| 1010200007 | BRACE,ANGLE STEEL 50x50x6 mm. 1,800 mm.WIDE 450 mm.DROP | PCS. | 3 | 3
| 1010230003 | CLAMP,TRIPLE BOLTS FOR STEEL STRANDED WIRE 35 SQ.MM. | SET | 1 | 0
| 1010230203 | GROUND WIRE SUPPORT AND CLAMP,FOR BAYONET | SET | 1 | 0
| 1020220109 | ARMOR ROD,PREFORMED,FOR AL.OR AL-ALLOY CONDUCTOR 400 SQ.MM. | SET | 3 | 0
| 1030020001 | INSULATOR,SUSPENSION,TYPE C (CLASS 52-3) TIS.354 | PCS. | 21 | 21
| 1030120002 | CLAMP,SUSPENSION,FOR AL 400 SQ.MM. | SET | 3 | 0
| 1030140002 | BALL-HOOK | SET | 3 | 0
| 1030140003 | SOCKET-EYE | SET | 3 | 0
set50012 | SS-TG-2 TANGENT STRUCTURE 18.50 m POLE
| 1000120001 | CROSSARM,STEEL 100X50X3.2 MM.4,200 MM.LONG | PCS. | 2 | 0
| 1010110200 | BOLT,MACHINE M.16x130 mm. | SET | 4 | 0
| 1010110205 | BOLT,MACHINE M.16x350 mm. | SET | 2 | 0
| 1010110301 | BOLT,MACHINE M.20x400 mm. | SET | 2 | 0
| 1010150000 | BOLT,OVAL EYE M.16X150 MM. | SET | 3 | 0
| 1010180100 | WASHER,PLAIN,SQUARE,LARGE 52x52x4.5 mm.HOLE DIA. 18 MM. TIS.258 | PCS. | 12 | 0
| 1010180101 | WASHER,PLAIN,SQUARE,LARGE 62X62X6 MM.HOLE DIA.22 MM. TIS.258 | PCS. | 4 | 0
| 1010180301 | WASHER,LOCK,SPRING,SIZE 16 mm.,GENERAL PURPOSE,TIS.259 | PCS. | 3 | 0
| 1010200007 | BRACE,ANGLE STEEL 50x50x6 mm. 1,800 mm.WIDE 450 mm.DROP | PCS. | 2 | 2
| 1020230001 | ARMOR-GRIP,PREFORMED,AL 400 SQ.MM. | EA | 3 | 0
| 1030020001 | INSULATOR,SUSPENSION,TYPE C (CLASS 52-3) TIS.354 | PCS. | 21 | 21
| 1030140003 | SOCKET-EYE | SET | 3 | 0
| 1030140004 | Y-CLEVIS-BALL | SET | 3 | 0
set50014 | SS-TG-2 TANGENT STRUCTURE
| 1010000100 | STEEL CHANNEL, 100x50x5 mm. 2,250 MM.LONG | PCS | 3 | 3
| 1010010004 | STEEL ANGLE,OVERHEAD GROUND WIRE BAYONET 65X65X6 MM. 2,500 MM.LONG | PCS. | 1 | 0
| 1010100003 | WIRE,STEEL STRANDED 35 SQ.MM.TIS.404 | M | 2.5 | 0
| 1010110204 | BOLT,MACHINE M.16x300 mm. | SET | 3 | 0
| 1010110205 | BOLT,MACHINE M.16x350 mm. | SET | 2 | 0
| 1010110300 | BOLT,MACHINE M.20X350 MM. | SET | 3 | 0
| 1010110400 | BOLT,MACHINE, HEXAGON, M.16X75 MM. | SET | 3 | 0
| 1010140003 | BOLT,ROUND EYE M.16x300 mm. | SET | 5 | 0
| 1010150000 | BOLT,OVAL EYE M.16X150 MM. | SET | 3 | 0
| 1010180100 | WASHER,PLAIN,SQUARE,LARGE 52x52x4.5 mm.HOLE DIA. 18 MM. TIS.258 | PCS. | 11 | 0
| 1010180101 | WASHER,PLAIN,SQUARE,LARGE 62X62X6 MM.HOLE DIA.22 MM. TIS.258 | PCS. | 3 | 0
| 1010180301 | WASHER,LOCK,SPRING,SIZE 16 mm.,GENERAL PURPOSE,TIS.259 | PCS. | 3 | 0
| 1010200002 | BRACE,FLAT,FOR CROSSARM 40x6x1,000 mm. | PCS. | 3 | 3
| 1010230003 | CLAMP,TRIPLE BOLTS FOR STEEL STRANDED WIRE 35 SQ.MM. | SET | 1 | 0
| 1010230203 | GROUND WIRE SUPPORT AND CLAMP,FOR BAYONET | SET | 1 | 0
| 1020230001 | ARMOR-GRIP,PREFORMED,AL 400 SQ.MM. | EA | 3 | 0
| 1030020001 | INSULATOR,SUSPENSION,TYPE C (CLASS 52-3) TIS.354 | PCS. | 21 | 21
| 1030140003 | SOCKET-EYE | SET | 3 | 0
| 1030140004 | Y-CLEVIS-BALL | SET | 3 | 0
set50015 | SS-TG-3 TANGENT STRUCTURE
| 1010000103 | STEEL CHANNEL,100X50X5 MM.4,200 MM.LONG | PCS | 3 | 3
| 1010010004 | STEEL ANGLE,OVERHEAD GROUND WIRE BAYONET 65X65X6 MM. 2,500 MM.LONG | PCS. | 1 | 1
| 1010100003 | WIRE,STEEL STRANDED 35 SQ.MM.TIS.404 | M | 2.5 | 0
| 1010110200 | BOLT,MACHINE M.16x130 mm. | SET | 6 | 0
| 1010110205 | BOLT,MACHINE M.16x350 mm. | SET | 5 | 0
| 1010110300 | BOLT,MACHINE M.20X350 MM. | SET | 3 | 0
| 1010150000 | BOLT,OVAL EYE M.16X150 MM. | SET | 3 | 0
| 1010180100 | WASHER,PLAIN,SQUARE,LARGE 52x52x4.5 mm.HOLE DIA. 18 MM. TIS.258 | PCS. | 17 | 0
| 1010180101 | WASHER,PLAIN,SQUARE,LARGE 62X62X6 MM.HOLE DIA.22 MM. TIS.258 | PCS. | 6 | 0
| 1010180301 | WASHER,LOCK,SPRING,SIZE 16 mm.,GENERAL PURPOSE,TIS.259 | PCS. | 3 | 0
| 1010200007 | BRACE,ANGLE STEEL 50x50x6 mm. 1,800 mm.WIDE 450 mm.DROP | PCS. | 3 | 3
| 1010230003 | CLAMP,TRIPLE BOLTS FOR STEEL STRANDED WIRE 35 SQ.MM. | SET | 1 | 0
| 1010230203 | GROUND WIRE SUPPORT AND CLAMP,FOR BAYONET | SET | 1 | 0
| 1020230001 | ARMOR-GRIP,PREFORMED,AL 400 SQ.MM. | EA | 3 | 0
| 1030020001 | INSULATOR,SUSPENSION,TYPE C (CLASS 52-3) TIS.354 | PCS. | 21 | 21
| 1030140003 | SOCKET-EYE | SET | 3 | 0
| 1030140004 | Y-CLEVIS-BALL | SET | 3 | 0
set50016 | SS-TG-4 TANGENT STRUCTURE ADJCENT TO DEADEND POLE
| 1010000103 | STEEL CHANNEL,100X50X5 MM.4,200 MM.LONG | PCS | 6 | 6
| 1010010004 | STEEL ANGLE,OVERHEAD GROUND WIRE BAYONET 65X65X6 MM. 2,500 MM.LONG | PCS. | 1 | 0
| 1010030002 | PLATE,STEEL 6X100X450 MM. | PCS. | 12 | 0
| 1010050000 | ST. PIPE,SIZE 20, 100 MM.LONG W/O T.E. | PCS. | 3 | 0
| 1010100003 | WIRE,STEEL STRANDED 35 SQ.MM.TIS.404 | M | 2.5 | 0
| 1010110200 | BOLT,MACHINE M.16x130 mm. | SET | 12 | 0
| 1010110201 | BOLT,MACHINE M.16x170 mm. | SET | 12 | 0
| 1010110204 | BOLT,MACHINE M.16x300 mm. | SET | 2 | 0
| 1010110205 | BOLT,MACHINE M.16x350 mm. | SET | 3 | 0
| 1010110300 | BOLT,MACHINE M.20X350 MM. | SET | 3 | 0
| 1010150000 | BOLT,OVAL EYE M.16X150 MM. | SET | 3 | 0
| 1010180100 | WASHER,PLAIN,SQUARE,LARGE 52x52x4.5 mm.HOLE DIA. 18 MM. TIS.258 | PCS. | 47 | 0
| 1010180101 | WASHER,PLAIN,SQUARE,LARGE 62X62X6 MM.HOLE DIA.22 MM. TIS.258 | PCS. | 6 | 0
| 1010180301 | WASHER,LOCK,SPRING,SIZE 16 mm.,GENERAL PURPOSE,TIS.259 | PCS. | 3 | 0
| 1010200007 | BRACE,ANGLE STEEL 50x50x6 mm. 1,800 mm.WIDE 450 mm.DROP | PCS. | 6 | 6
| 1010230003 | CLAMP,TRIPLE BOLTS FOR STEEL STRANDED WIRE 35 SQ.MM. | SET | 1 | 0
| 1010230203 | GROUND WIRE SUPPORT AND CLAMP,FOR BAYONET | SET | 1 | 0
| 1020230001 | ARMOR-GRIP,PREFORMED,AL 400 SQ.MM. | EA | 3 | 0
| 1030020001 | INSULATOR,SUSPENSION,TYPE C (CLASS 52-3) TIS.354 | PCS. | 21 | 21
| 1030140003 | SOCKET-EYE | SET | 3 | 0
| 1030140004 | Y-CLEVIS-BALL | SET | 3 | 0
set50017 | SS-SA-1 SMALL ANGLE STRUCTURE
| 1000120001 | CROSSARM,STEEL 100X50X3.2 MM.4,200 MM.LONG | PCS. | 6 | 6
| 1010010005 | STEEL ANGLE,OVERHEAD GROUND WIRE CORNER BAYONET 65X65X6 MM. 2,500 MM.LONG | SET | 1 | 0
| 1010030002 | PLATE,STEEL 6X100X450 MM. | PCS. | 18 | 0
| 1010050000 | ST. PIPE,SIZE 20, 100 MM.LONG W/O T.E. | PCS. | 6 | 0
| 1010100003 | WIRE,STEEL STRANDED 35 SQ.MM.TIS.404 | M | 2.5 | 0
| 1010110201 | BOLT,MACHINE M.16x170 mm. | SET | 36 | 0
| 1010110205 | BOLT,MACHINE M.16x350 mm. | SET | 6 | 0
| 1010110302 | BOLT,MACHINE M.20X450 MM. | SET | 3 | 0
| 1010180100 | WASHER,PLAIN,SQUARE,LARGE 52x52x4.5 mm.HOLE DIA. 18 MM. TIS.258 | PCS. | 60 | 0
| 1010180101 | WASHER,PLAIN,SQUARE,LARGE 62X62X6 MM.HOLE DIA.22 MM. TIS.258 | PCS. | 6 | 0
| 1010180301 | WASHER,LOCK,SPRING,SIZE 16 mm.,GENERAL PURPOSE,TIS.259 | PCS. | 6 | 0
| 1010200007 | BRACE,ANGLE STEEL 50x50x6 mm. 1,800 mm.WIDE 450 mm.DROP | PCS. | 6 | 6
| 1010230003 | CLAMP,TRIPLE BOLTS FOR STEEL STRANDED WIRE 35 SQ.MM. | SET | 1 | 0
| 1010230203 | GROUND WIRE SUPPORT AND CLAMP,FOR BAYONET | SET | 1 | 0
| 1020220109 | ARMOR ROD,PREFORMED,FOR AL.OR AL-ALLOY CONDUCTOR 400 SQ.MM. | SET | 3 | 0
| 1030020001 | INSULATOR,SUSPENSION,TYPE C (CLASS 52-3) TIS.354 | PCS. | 21 | 21
| 1030120002 | CLAMP,SUSPENSION,FOR AL 400 SQ.MM. | SET | 3 | 0
| 1030140003 | SOCKET-EYE | SET | 3 | 0
| 1030140004 | Y-CLEVIS-BALL | SET | 3 | 0
| 1030140012 | BRACKET,CORNER SUSPENSION | SET | 3 | 0
set50018 | SS-SA-2 SMALL ANGLE STRUCTURE
| 1010000100 | STEEL CHANNEL, 100x50x5 mm. 2,250 MM.LONG | PCS | 6 | 6
| 1010010005 | STEEL ANGLE,OVERHEAD GROUND WIRE CORNER BAYONET 65X65X6 MM. 2,500 MM.LONG | SET | 1 | 1
| 1010030002 | PLATE,STEEL 6X100X450 MM. | PCS. | 12 | 0
| 1010050000 | ST. PIPE,SIZE 20, 100 MM.LONG W/O T.E. | PCS. | 6 | 0
| 1010100003 | WIRE,STEEL STRANDED 35 SQ.MM.TIS.404 | M | 2.5 | 0
| 1010110201 | BOLT,MACHINE M.16x170 mm. | SET | 18 | 0
| 1010110204 | BOLT,MACHINE M.16x300 mm. | SET | 4 | 0
| 1010110205 | BOLT,MACHINE M.16x350 mm. | SET | 2 | 0
| 1010110300 | BOLT,MACHINE M.20X350 MM. | SET | 3 | 0
| 1010110400 | BOLT,MACHINE, HEXAGON, M.16X75 MM. | SET | 6 | 0
| 1010180100 | WASHER,PLAIN,SQUARE,LARGE 52x52x4.5 mm.HOLE DIA. 18 MM. TIS.258 | PCS. | 36 | 0
| 1010180101 | WASHER,PLAIN,SQUARE,LARGE 62X62X6 MM.HOLE DIA.22 MM. TIS.258 | PCS. | 6 | 0
| 1010180301 | WASHER,LOCK,SPRING,SIZE 16 mm.,GENERAL PURPOSE,TIS.259 | PCS. | 6 | 0
| 1010200002 | BRACE,FLAT,FOR CROSSARM 40x6x1,000 mm. | PCS. | 6 | 6
| 1010230003 | CLAMP,TRIPLE BOLTS FOR STEEL STRANDED WIRE 35 SQ.MM. | SET | 1 | 0
| 1010230203 | GROUND WIRE SUPPORT AND CLAMP,FOR BAYONET | SET | 1 | 0
| 1020230001 | ARMOR-GRIP,PREFORMED,AL 400 SQ.MM. | EA | 3 | 0
| 1030020001 | INSULATOR,SUSPENSION,TYPE C (CLASS 52-3) TIS.354 | PCS. | 21 | 21
| 1030140003 | SOCKET-EYE | SET | 3 | 0
| 1030140004 | Y-CLEVIS-BALL | SET | 3 | 0
| 1030140012 | BRACKET,CORNER SUSPENSION | SET | 3 | 0
set50019 | SS-SA-3 SMALL ANGLE STRUCTURE
| 1010000103 | STEEL CHANNEL,100X50X5 MM.4,200 MM.LONG | PCS | 6 | 6
| 1010010005 | STEEL ANGLE,OVERHEAD GROUND WIRE CORNER BAYONET 65X65X6 MM. 2,500 MM.LONG | SET | 1 | 0
| 1010030002 | PLATE,STEEL 6X100X450 MM. | PCS. | 18 | 0
| 1010050000 | ST. PIPE,SIZE 20, 100 MM.LONG W/O T.E. | PCS. | 6 | 0
| 1010100003 | WIRE,STEEL STRANDED 35 SQ.MM.TIS.404 | M | 2.5 | 0
| 1010110200 | BOLT,MACHINE M.16x130 mm. | SET | 12 | 0
| 1010110201 | BOLT,MACHINE M.16x170 mm. | SET | 24 | 0
| 1010110204 | BOLT,MACHINE M.16x300 mm. | SET | 3 | 0
| 1010110205 | BOLT,MACHINE M.16x350 mm. | SET | 3 | 0
| 1010110300 | BOLT,MACHINE M.20X350 MM. | SET | 3 | 0
| 1010180100 | WASHER,PLAIN,SQUARE,LARGE 52x52x4.5 mm.HOLE DIA. 18 MM. TIS.258 | PCS. | 60 | 0
| 1010180101 | WASHER,PLAIN,SQUARE,LARGE 62X62X6 MM.HOLE DIA.22 MM. TIS.258 | PCS. | 6 | 0
| 1010180301 | WASHER,LOCK,SPRING,SIZE 16 mm.,GENERAL PURPOSE,TIS.259 | PCS. | 6 | 0
| 1010200007 | BRACE,ANGLE STEEL 50x50x6 mm. 1,800 mm.WIDE 450 mm.DROP | PCS. | 6 | 6
| 1010230003 | CLAMP,TRIPLE BOLTS FOR STEEL STRANDED WIRE 35 SQ.MM. | SET | 1 | 0
| 1010230203 | GROUND WIRE SUPPORT AND CLAMP,FOR BAYONET | SET | 1 | 0
| 1020230001 | ARMOR-GRIP,PREFORMED,AL 400 SQ.MM. | EA | 3 | 0
| 1030020001 | INSULATOR,SUSPENSION,TYPE C (CLASS 52-3) TIS.354 | PCS. | 21 | 21
| 1030140003 | SOCKET-EYE | SET | 3 | 0
| 1030140004 | Y-CLEVIS-BALL | SET | 3 | 0
| 1030140012 | BRACKET,CORNER SUSPENSION | SET | 3 | 0
set50020 | SS-MA-1 MEDIUM ANGLE STRUCTURE
| 1010010005 | STEEL ANGLE,OVERHEAD GROUND WIRE CORNER BAYONET 65X65X6 MM. 2,500 MM.LONG | SET | 1 | 0
| 1010100003 | WIRE,STEEL STRANDED 35 SQ.MM.TIS.404 | M | 2.5 | 0
| 1010110205 | BOLT,MACHINE M.16x350 mm. | SET | 8 | 0
| 1010180100 | WASHER,PLAIN,SQUARE,LARGE 52x52x4.5 mm.HOLE DIA. 18 MM. TIS.258 | PCS. | 6 | 0
| 1010230003 | CLAMP,TRIPLE BOLTS FOR STEEL STRANDED WIRE 35 SQ.MM. | SET | 1 | 0
| 1010230203 | GROUND WIRE SUPPORT AND CLAMP,FOR BAYONET | SET | 1 | 0
| 1020230001 | ARMOR-GRIP,PREFORMED,AL 400 SQ.MM. | EA | 3 | 0
| 1030020001 | INSULATOR,SUSPENSION,TYPE C (CLASS 52-3) TIS.354 | PCS. | 27 | 27
| 1030140003 | SOCKET-EYE | SET | 3 | 0
| 1030140004 | Y-CLEVIS-BALL | SET | 3 | 0
| 1030140012 | BRACKET,CORNER SUSPENSION | SET | 3 | 0
set50021 | SS-AS-1 ANGLE STRUCTURE (SLACK SPAN)
| 1000120001 | CROSSARM,STEEL 100X50X3.2 MM.4,200 MM.LONG | PCS. | 6 | 6
| 1010010005 | STEEL ANGLE,OVERHEAD GROUND WIRE CORNER BAYONET 65X65X6 MM. 2,500 MM.LONG | SET | 1 | 0
| 1010030002 | PLATE,STEEL 6X100X450 MM. | PCS. | 6 | 0
| 1010030100 | PLATE,STEEL DOUBLE ARMING 12X100X650 MM. | PCS. | 6 | 0
| 1010050000 | ST. PIPE,SIZE 20, 100 MM.LONG W/O T.E. | PCS. | 3 | 0
| 1010100003 | WIRE,STEEL STRANDED 35 SQ.MM.TIS.404 | M | 2.5 | 0
| 1010110201 | BOLT,MACHINE M.16x170 mm. | SET | 24 | 0
| 1010110205 | BOLT,MACHINE M.16x350 mm. | SET | 6 | 0
| 1010150000 | BOLT,OVAL EYE M.16X150 MM. | SET | 3 | 0
| 1010150101 | BOLT,OVAL M.20X450 MM. | SET | 3 | 0
| 1010180100 | WASHER,PLAIN,SQUARE,LARGE 52x52x4.5 mm.HOLE DIA. 18 MM. TIS.258 | PCS. | 42 | 0
| 1010180101 | WASHER,PLAIN,SQUARE,LARGE 62X62X6 MM.HOLE DIA.22 MM. TIS.258 | PCS. | 6 | 0
| 1010180301 | WASHER,LOCK,SPRING,SIZE 16 mm.,GENERAL PURPOSE,TIS.259 | PCS. | 3 | 0
| 1010180302 | WASHER,LOCK,SPRING,SIZE 20 MM.,GENERAL PURPOSE,TIS.259 | PCS. | 3 | 0
| 1010200007 | BRACE,ANGLE STEEL 50x50x6 mm. 1,800 mm.WIDE 450 mm.DROP | PCS. | 6 | 6
| 1010230003 | CLAMP,TRIPLE BOLTS FOR STEEL STRANDED WIRE 35 SQ.MM. | SET | 1 | 0
| 1010230203 | GROUND WIRE SUPPORT AND CLAMP,FOR BAYONET | SET | 1 | 0
| 1020230001 | ARMOR-GRIP,PREFORMED,AL 400 SQ.MM. | EA | 3 | 0
| 1020420302 | TERMINAL,COMPRESSION,15 DEGREE PAD,NEMA,4-HOLE,FOR AL. 400 SQ.MM. | PCS. | 3 | 0
| 1020430001 | CLAMP DEAD END,COMPRESSION,SINGLE LUG,FOR AL.CONDUCTOR 400 SQ.MM. | SET | 3 | 0
| 1030020001 | INSULATOR,SUSPENSION,TYPE C (CLASS 52-3) TIS.354 | PCS. | 81 | 81
| 1030110103 | CLAMP,STRAIN,WITH CLAMPING KEEPER,FOR AL.CONDUCTOR 400 SQ.MM. | SET | 3 | 0
| 1030140003 | SOCKET-EYE | SET | 6 | 0
| 1030140004 | Y-CLEVIS-BALL | SET | 3 | 0
| 1030140005 | BALL-CLEVIS,ANSI TYPE B | SET | 6 | 0
| 1030140006 | SOCKET-CLEVIS,ANSI TYPE B | SET | 3 | 0
set50022 | SS-AS-2 CROSSING THE RAILROAD STRUCTURE
| 1000120001 | CROSSARM,STEEL 100X50X3.2 MM.4,200 MM.LONG | PCS. | 6 | 6
| 1010010005 | STEEL ANGLE,OVERHEAD GROUND WIRE CORNER BAYONET 65X65X6 MM. 2,500 MM.LONG | SET | 1 | 0
| 1010030002 | PLATE,STEEL 6X100X450 MM. | PCS. | 6 | 0
| 1010030100 | PLATE,STEEL DOUBLE ARMING 12X100X650 MM. | PCS. | 6 | 0
| 1010050000 | ST. PIPE,SIZE 20, 100 MM.LONG W/O T.E. | PCS. | 3 | 0
| 1010100003 | WIRE,STEEL STRANDED 35 SQ.MM.TIS.404 | M | 2.5 | 0
| 1010110201 | BOLT,MACHINE M.16x170 mm. | SET | 24 | 0
| 1010110205 | BOLT,MACHINE M.16x350 mm. | SET | 6 | 0
| 1010150000 | BOLT,OVAL EYE M.16X150 MM. | SET | 3 | 0
| 1010150101 | BOLT,OVAL M.20X450 MM. | SET | 3 | 0
| 1010180100 | WASHER,PLAIN,SQUARE,LARGE 52x52x4.5 mm.HOLE DIA. 18 MM. TIS.258 | PCS. | 68 | 0
| 1010180101 | WASHER,PLAIN,SQUARE,LARGE 62X62X6 MM.HOLE DIA.22 MM. TIS.258 | PCS. | 6 | 0
| 1010180301 | WASHER,LOCK,SPRING,SIZE 16 mm.,GENERAL PURPOSE,TIS.259 | PCS. | 15 | 0
| 1010180302 | WASHER,LOCK,SPRING,SIZE 20 MM.,GENERAL PURPOSE,TIS.259 | PCS. | 3 | 0
| 1010200007 | BRACE,ANGLE STEEL 50x50x6 mm. 1,800 mm.WIDE 450 mm.DROP | PCS. | 6 | 6
| 1010230003 | CLAMP,TRIPLE BOLTS FOR STEEL STRANDED WIRE 35 SQ.MM. | SET | 4 | 0
| 1010230203 | GROUND WIRE SUPPORT AND CLAMP,FOR BAYONET | SET | 1 | 0
| 1020230001 | ARMOR-GRIP,PREFORMED,AL 400 SQ.MM. | EA | 3 | 0
| 1020420302 | TERMINAL,COMPRESSION,15 DEGREE PAD,NEMA,4-HOLE,FOR AL. 400 SQ.MM. | PCS. | 3 | 0
| 1020430001 | CLAMP DEAD END,COMPRESSION,SINGLE LUG,FOR AL.CONDUCTOR 400 SQ.MM. | SET | 3 | 0
| 1030020001 | INSULATOR,SUSPENSION,TYPE C (CLASS 52-3) TIS.354 | PCS. | 81 | 81
| 1030110103 | CLAMP,STRAIN,WITH CLAMPING KEEPER,FOR AL.CONDUCTOR 400 SQ.MM. | SET | 3 | 0
| 1030140003 | SOCKET-EYE | SET | 6 | 0
| 1030140004 | Y-CLEVIS-BALL | SET | 3 | 0
| 1030140005 | BALL-CLEVIS,ANSI TYPE B | SET | 6 | 0
| 1030140006 | SOCKET-CLEVIS,ANSI TYPE B | SET | 3 | 0
set50023 | SS-AS-3 ANGLE STRUCTURE
| 1000120001 | CROSSARM,STEEL 100X50X3.2 MM.4,200 MM.LONG | PCS. | 6 | 6
| 1010010005 | STEEL ANGLE,OVERHEAD GROUND WIRE CORNER BAYONET 65X65X6 MM. 2,500 MM.LONG | SET | 1 | 0
| 1010030002 | PLATE,STEEL 6X100X450 MM. | PCS. | 6 | 0
| 1010030100 | PLATE,STEEL DOUBLE ARMING 12X100X650 MM. | PCS. | 6 | 0
| 1010050000 | ST. PIPE,SIZE 20, 100 MM.LONG W/O T.E. | PCS. | 3 | 0
| 1010100003 | WIRE,STEEL STRANDED 35 SQ.MM.TIS.404 | M | 2.5 | 0
| 1010110201 | BOLT,MACHINE M.16x170 mm. | SET | 24 | 0
| 1010110205 | BOLT,MACHINE M.16x350 mm. | SET | 5 | 0
| 1010110302 | BOLT,MACHINE M.20X450 MM. | SET | 3 | 0
| 1010150000 | BOLT,OVAL EYE M.16X150 MM. | SET | 3 | 0
| 1010180100 | WASHER,PLAIN,SQUARE,LARGE 52x52x4.5 mm.HOLE DIA. 18 MM. TIS.258 | PCS. | 42 | 0
| 1010180101 | WASHER,PLAIN,SQUARE,LARGE 62X62X6 MM.HOLE DIA.22 MM. TIS.258 | PCS. | 6 | 0
| 1010180301 | WASHER,LOCK,SPRING,SIZE 16 mm.,GENERAL PURPOSE,TIS.259 | PCS. | 3 | 0
| 1010200007 | BRACE,ANGLE STEEL 50x50x6 mm. 1,800 mm.WIDE 450 mm.DROP | PCS. | 6 | 6
| 1010230003 | CLAMP,TRIPLE BOLTS FOR STEEL STRANDED WIRE 35 SQ.MM. | SET | 1 | 0
| 1010230203 | GROUND WIRE SUPPORT AND CLAMP,FOR BAYONET | SET | 1 | 0
| 1020230001 | ARMOR-GRIP,PREFORMED,AL 400 SQ.MM. | EA | 3 | 0
| 1020420302 | TERMINAL,COMPRESSION,15 DEGREE PAD,NEMA,4-HOLE,FOR AL. 400 SQ.MM. | PCS. | 3 | 0
| 1020430001 | CLAMP DEAD END,COMPRESSION,SINGLE LUG,FOR AL.CONDUCTOR 400 SQ.MM. | SET | 3 | 0
| 1030020001 | INSULATOR,SUSPENSION,TYPE C (CLASS 52-3) TIS.354 | PCS. | 81 | 81
| 1030110103 | CLAMP,STRAIN,WITH CLAMPING KEEPER,FOR AL.CONDUCTOR 400 SQ.MM. | SET | 3 | 0
| 1030140003 | SOCKET-EYE | SET | 6 | 0
| 1030140004 | Y-CLEVIS-BALL | SET | 3 | 0
| 1030140005 | BALL-CLEVIS,ANSI TYPE B | SET | 6 | 0
| 1030140006 | SOCKET-CLEVIS,ANSI TYPE B | SET | 3 | 0
set50025 | SS-DD-1 DOUBLE DEAD END STRUCTURE
| 1000120001 | CROSSARM,STEEL 100X50X3.2 MM.4,200 MM.LONG | PCS. | 3 | 3
| 1010010005 | STEEL ANGLE,OVERHEAD GROUND WIRE CORNER BAYONET 65X65X6 MM. 2,500 MM.LONG | SET | 1 | 0
| 1010100003 | WIRE,STEEL STRANDED 35 SQ.MM.TIS.404 | M | 2.5 | 0
| 1010110200 | BOLT,MACHINE M.16x130 mm. | SET | 6 | 0
| 1010110205 | BOLT,MACHINE M.16x350 mm. | SET | 6 | 0
| 1010110301 | BOLT,MACHINE M.20x400 mm. | SET | 3 | 0
| 1010150000 | BOLT,OVAL EYE M.16X150 MM. | SET | 3 | 0
| 1010150100 | BOLT,OVAL M.20X350 MM. | SET | 3 | 0
| 1010180002 | NET,EYE M.20 | PCS. | 3 | 0
| 1010180100 | WASHER,PLAIN,SQUARE,LARGE 52x52x4.5 mm.HOLE DIA. 18 MM. TIS.258 | PCS. | 15 | 0
| 1010180101 | WASHER,PLAIN,SQUARE,LARGE 62X62X6 MM.HOLE DIA.22 MM. TIS.258 | PCS. | 12 | 0
| 1010180301 | WASHER,LOCK,SPRING,SIZE 16 mm.,GENERAL PURPOSE,TIS.259 | PCS. | 3 | 0
| 1010200007 | BRACE,ANGLE STEEL 50x50x6 mm. 1,800 mm.WIDE 450 mm.DROP | PCS. | 3 | 3
| 1010230003 | CLAMP,TRIPLE BOLTS FOR STEEL STRANDED WIRE 35 SQ.MM. | SET | 1 | 0
| 1010230203 | GROUND WIRE SUPPORT AND CLAMP,FOR BAYONET | SET | 1 | 0
| 1020230001 | ARMOR-GRIP,PREFORMED,AL 400 SQ.MM. | EA | 3 | 0
| 1020420302 | TERMINAL,COMPRESSION,15 DEGREE PAD,NEMA,4-HOLE,FOR AL. 400 SQ.MM. | PCS. | 3 | 0
| 1020430001 | CLAMP DEAD END,COMPRESSION,SINGLE LUG,FOR AL.CONDUCTOR 400 SQ.MM. | SET | 3 | 0
| 1030020001 | INSULATOR,SUSPENSION,TYPE C (CLASS 52-3) TIS.354 | PCS. | 81 | 81
| 1030110103 | CLAMP,STRAIN,WITH CLAMPING KEEPER,FOR AL.CONDUCTOR 400 SQ.MM. | SET | 3 | 0
| 1030140003 | SOCKET-EYE | SET | 6 | 0
| 1030140004 | Y-CLEVIS-BALL | SET | 3 | 0
| 1030140005 | BALL-CLEVIS,ANSI TYPE B | SET | 6 | 0
| 1030140006 | SOCKET-CLEVIS,ANSI TYPE B | SET | 3 | 0
set50026 | SS-SA-6 SMALL ANGLE STRUCTURE
| 1010000103 | STEEL CHANNEL,100X50X5 MM.4,200 MM.LONG | PCS | 4 | 0
| 1010010005 | STEEL ANGLE,OVERHEAD GROUND WIRE CORNER BAYONET 65X65X6 MM. 2,500 MM.LONG | SET | 1 | 0
| 1010030002 | PLATE,STEEL 6X100X450 MM. | PCS. | 8 | 0
| 1010050000 | ST. PIPE,SIZE 20, 100 MM.LONG W/O T.E. | PCS. | 3 | 0
| 1010100003 | WIRE,STEEL STRANDED 35 SQ.MM.TIS.404 | M | 2.5 | 0
| 1010110200 | BOLT,MACHINE M.16x130 mm. | SET | 16 | 0
| 1010110300 | BOLT,MACHINE M.20X350 MM. | SET | 5 | 0
| 1010110301 | BOLT,MACHINE M.20x400 mm. | SET | 2 | 0
| 1010150000 | BOLT,OVAL EYE M.16X150 MM. | SET | 3 | 0
| 1010180100 | WASHER,PLAIN,SQUARE,LARGE 52x52x4.5 mm.HOLE DIA. 18 MM. TIS.258 | PCS. | 33 | 0
| 1010180101 | WASHER,PLAIN,SQUARE,LARGE 62X62X6 MM.HOLE DIA.22 MM. TIS.258 | PCS. | 2 | 0
| 1010180301 | WASHER,LOCK,SPRING,SIZE 16 mm.,GENERAL PURPOSE,TIS.259 | PCS. | 3 | 0
| 1010200007 | BRACE,ANGLE STEEL 50x50x6 mm. 1,800 mm.WIDE 450 mm.DROP | PCS. | 4 | 0
| 1010230003 | CLAMP,TRIPLE BOLTS FOR STEEL STRANDED WIRE 35 SQ.MM. | SET | 1 | 0
| 1010230203 | GROUND WIRE SUPPORT AND CLAMP,FOR BAYONET | SET | 1 | 0
| 1020230001 | ARMOR-GRIP,PREFORMED,AL 400 SQ.MM. | EA | 3 | 0
| 1030020001 | INSULATOR,SUSPENSION,TYPE C (CLASS 52-3) TIS.354 | PCS. | 21 | 21
| 1030140003 | SOCKET-EYE | SET | 3 | 0
| 1030140004 | Y-CLEVIS-BALL | SET | 3 | 0
set50028 | SS-DE-1 DEAD END STRUCTURE
| 1010150100 | BOLT,OVAL M.20X350 MM. | SET | 3 | 0
| 1010180001 | NUT,EYE M.16 DIN 582 | PCS | 1 | 0
| 1010180003 | NUT,EYE,THIMBLE M.16 | EACH | 1 | 0
| 1010180100 | WASHER,PLAIN,SQUARE,LARGE 52x52x4.5 mm.HOLE DIA. 18 MM. TIS.258 | PCS. | 2 | 0
| 1010180101 | WASHER,PLAIN,SQUARE,LARGE 62X62X6 MM.HOLE DIA.22 MM. TIS.258 | PCS. | 6 | 0
| 1010180302 | WASHER,LOCK,SPRING,SIZE 20 MM.,GENERAL PURPOSE,TIS.259 | PCS. | 3 | 0
| 1010210202 | BOLT,STRAND EYE,SINGLE 45 DEGREE M.16X350 MM. | SET | 1 | 0
| 1010230003 | CLAMP,TRIPLE BOLTS FOR STEEL STRANDED WIRE 35 SQ.MM. | SET | 2 | 0
| 1030020001 | INSULATOR,SUSPENSION,TYPE C (CLASS 52-3) TIS.354 | PCS. | 30 | 30
| 1030110103 | CLAMP,STRAIN,WITH CLAMPING KEEPER,FOR AL.CONDUCTOR 400 SQ.MM. | SET | 3 | 0
| 1030140003 | SOCKET-EYE | SET | 3 | 0
| 1030140005 | BALL-CLEVIS,ANSI TYPE B | SET | 3 | 0
set50029 | SS-TL-1 SINGLE POLE,TAP LINE STRUCTURE
| 1010150002 | Bolt, Oval eye m.16x350 mm. | SET | 1 | 0
| 1010150100 | BOLT,OVAL M.20X350 MM. | SET | 6 | 0
| 1010180001 | NUT,EYE M.16 DIN 582 | PCS | 2 | 0
| 1010180002 | NET,EYE M.20 | PCS. | 3 | 0
| 1010180003 | NUT,EYE,THIMBLE M.16 | EACH | 2 | 0
| 1010180100 | WASHER,PLAIN,SQUARE,LARGE 52x52x4.5 mm.HOLE DIA. 18 MM. TIS.258 | PCS. | 4 | 0
| 1010180101 | WASHER,PLAIN,SQUARE,LARGE 62X62X6 MM.HOLE DIA.22 MM. TIS.258 | PCS. | 12 | 0
| 1010180302 | WASHER,LOCK,SPRING,SIZE 20 MM.,GENERAL PURPOSE,TIS.259 | PCS. | 3 | 0
| 1010210200 | BOLT,STRAND EYE,SINGLE M.16X350 MM. | SET | 1 | 0
| 1010210202 | BOLT,STRAND EYE,SINGLE 45 DEGREE M.16X350 MM. | SET | 1 | 0
| 1010230003 | CLAMP,TRIPLE BOLTS FOR STEEL STRANDED WIRE 35 SQ.MM. | SET | 6 | 0
| 1020420302 | TERMINAL,COMPRESSION,15 DEGREE PAD,NEMA,4-HOLE,FOR AL. 400 SQ.MM. | PCS. | 9 | 0
| 1020430001 | CLAMP DEAD END,COMPRESSION,SINGLE LUG,FOR AL.CONDUCTOR 400 SQ.MM. | SET | 3 | 0
| 1020430101 | CLAMP,DEAD END,COMPRESSION,DOUBLE LUG,FOR AL.CONDUCTOR 400 SQ.MM. | SET | 3 | 0
| 1030020001 | INSULATOR,SUSPENSION,TYPE C (CLASS 52-3) TIS.354 | PCS. | 90 | 90
| 1030110103 | CLAMP,STRAIN,WITH CLAMPING KEEPER,FOR AL.CONDUCTOR 400 SQ.MM. | SET | 3 | 0
| 1030140003 | SOCKET-EYE | SET | 3 | 0
| 1030140005 | BALL-CLEVIS,ANSI TYPE B | SET | 9 | 0
| 1030140006 | SOCKET-CLEVIS,ANSI TYPE B | SET | 6 | 0
set50030 | SS-TL-2 DOUBLE POLE,TAP LINE STRUCTURE
| 1010000400 | STEEL CHANNEL,200X80X7.5 MM.1,000 MM.LONG | PCS. | 6 | 0
| 1010010000 | STEEL ANGLE,65X65X6 MM.1,000 MM.LONG | PCS. | 2 | 0
| 1010110204 | BOLT,MACHINE M.16x300 mm. | SET | 2 | 0
| 1010110207 | BOLT,MACHINE M.16x450 mm. | SET | 6 | 0
| 1010150100 | BOLT,OVAL M.20X350 MM. | SET | 6 | 0
| 1010150101 | BOLT,OVAL M.20X450 MM. | SET | 3 | 0
| 1010180100 | WASHER,PLAIN,SQUARE,LARGE 52x52x4.5 mm.HOLE DIA. 18 MM. TIS.258 | PCS. | 22 | 0
| 1010180101 | WASHER,PLAIN,SQUARE,LARGE 62X62X6 MM.HOLE DIA.22 MM. TIS.258 | PCS. | 18 | 0
| 1010180301 | WASHER,LOCK,SPRING,SIZE 16 mm.,GENERAL PURPOSE,TIS.259 | PCS. | 3 | 0
| 1010180302 | WASHER,LOCK,SPRING,SIZE 20 MM.,GENERAL PURPOSE,TIS.259 | PCS. | 9 | 0
| 1010210200 | BOLT,STRAND EYE,SINGLE M.16X350 MM. | SET | 3 | 0
| 1010230003 | CLAMP,TRIPLE BOLTS FOR STEEL STRANDED WIRE 35 SQ.MM. | SET | 7 | 0
| 1020420302 | TERMINAL,COMPRESSION,15 DEGREE PAD,NEMA,4-HOLE,FOR AL. 400 SQ.MM. | PCS. | 9 | 0
| 1020430001 | CLAMP DEAD END,COMPRESSION,SINGLE LUG,FOR AL.CONDUCTOR 400 SQ.MM. | SET | 3 | 0
| 1020430101 | CLAMP,DEAD END,COMPRESSION,DOUBLE LUG,FOR AL.CONDUCTOR 400 SQ.MM. | SET | 3 | 0
| 1030020001 | INSULATOR,SUSPENSION,TYPE C (CLASS 52-3) TIS.354 | PCS. | 90 | 90
| 1030110103 | CLAMP,STRAIN,WITH CLAMPING KEEPER,FOR AL.CONDUCTOR 400 SQ.MM. | SET | 3 | 0
| 1030140003 | SOCKET-EYE | SET | 3 | 0
| 1030140005 | BALL-CLEVIS,ANSI TYPE B | SET | 9 | 0
| 1030140006 | SOCKET-CLEVIS,ANSI TYPE B | SET | 6 | 0
set50031 | SS-TL-3 DOUBLE POLE,TAP LINE STRUCTURE
| 1010000100 | STEEL CHANNEL, 100x50x5 mm. 2,250 MM.LONG | PCS | 3 | 3
| 1010000400 | STEEL CHANNEL,200X80X7.5 MM.1,000 MM.LONG | PCS. | 6 | 0
| 1010010000 | STEEL ANGLE,65X65X6 MM.1,000 MM.LONG | PCS. | 2 | 0
| 1010110204 | BOLT,MACHINE M.16x300 mm. | SET | 3 | 0
| 1010110205 | BOLT,MACHINE M.16x350 mm. | SET | 3 | 0
| 1010110301 | BOLT,MACHINE M.20x400 mm. | SET | 3 | 0
| 1010110302 | BOLT,MACHINE M.20X450 MM. | SET | 6 | 0
| 1010110400 | BOLT,MACHINE, HEXAGON, M.16X75 MM. | SET | 3 | 0
| 1010110400 | BOLT,MACHINE, HEXAGON, M.16X75 MM. | SET | 3 | 0
| 1010150100 | BOLT,OVAL M.20X350 MM. | SET | 6 | 0
| 1010150101 | BOLT,OVAL M.20X450 MM. | SET | 3 | 0
| 1010180100 | WASHER,PLAIN,SQUARE,LARGE 52x52x4.5 mm.HOLE DIA. 18 MM. TIS.258 | PCS. | 28 | 0
| 1010180101 | WASHER,PLAIN,SQUARE,LARGE 62X62X6 MM.HOLE DIA.22 MM. TIS.258 | PCS. | 30 | 0
| 1010180301 | WASHER,LOCK,SPRING,SIZE 16 mm.,GENERAL PURPOSE,TIS.259 | PCS. | 6 | 0
| 1010180302 | WASHER,LOCK,SPRING,SIZE 20 MM.,GENERAL PURPOSE,TIS.259 | PCS. | 9 | 0
| 1010200002 | BRACE,FLAT,FOR CROSSARM 40x6x1,000 mm. | PCS. | 3 | 0
| 1010210200 | BOLT,STRAND EYE,SINGLE M.16X350 MM. | SET | 3 | 0
| 1010230003 | CLAMP,TRIPLE BOLTS FOR STEEL STRANDED WIRE 35 SQ.MM. | SET | 7 | 0
| 1020230001 | ARMOR-GRIP,PREFORMED,AL 400 SQ.MM. | EA | 3 | 0
| 1020420302 | TERMINAL,COMPRESSION,15 DEGREE PAD,NEMA,4-HOLE,FOR AL. 400 SQ.MM. | PCS. | 9 | 0
| 1020430001 | CLAMP DEAD END,COMPRESSION,SINGLE LUG,FOR AL.CONDUCTOR 400 SQ.MM. | SET | 3 | 0
| 1020430101 | CLAMP,DEAD END,COMPRESSION,DOUBLE LUG,FOR AL.CONDUCTOR 400 SQ.MM. | SET | 3 | 0
| 1030020001 | INSULATOR,SUSPENSION,TYPE C (CLASS 52-3) TIS.354 | PCS. | 111 | 111
| 1030110103 | CLAMP,STRAIN,WITH CLAMPING KEEPER,FOR AL.CONDUCTOR 400 SQ.MM. | SET | 6 | 0
| 1030140003 | SOCKET-EYE | SET | 6 | 0
| 1030140004 | Y-CLEVIS-BALL | SET | 3 | 0
| 1030140005 | BALL-CLEVIS,ANSI TYPE B | SET | 9 | 0
| 1030140006 | SOCKET-CLEVIS,ANSI TYPE B | SET | 6 | 0
set50032 | SS-DD-4 DOUBLE POLE,DOUBLE DEAD END STRUCTURE
| 1010000100 | STEEL CHANNEL, 100x50x5 mm. 2,250 MM.LONG | PCS | 3 | 0
| 1010000304 | STEEL CHANNEL150X75X6.5 MM.2,500MM. | PCS | 2 | 0
| 1010000400 | STEEL CHANNEL,200X80X7.5 MM.1,000 MM.LONG | PCS. | 6 | 0
| 1010010000 | STEEL ANGLE,65X65X6 MM.1,000 MM.LONG | PCS. | 2 | 0
| 1010030005 | PLATE,STEEL 6X100X900 MM. | EACH | 2 | 0
| 1010030006 | PLATE,STEEL,FOR OVERHEAD GROUND WIRE BAYONET,ACCORDING TO DWG.NO.SA3-015/44004 | PCS. | 2 | 0
| 1010100003 | WIRE,STEEL STRANDED 35 SQ.MM.TIS.404 | M | 2.5 | 0
| 1010110101 | BOLE,MACHINE M. 12X50 MM. | SET | 2 | 0
| 1010110200 | BOLT,MACHINE M.16x130 mm. | SET | 7 | 0
| 1010110204 | BOLT,MACHINE M.16x300 mm. | SET | 7 | 0
| 1010110205 | BOLT,MACHINE M.16x350 mm. | SET | 3 | 0
| 1010110301 | BOLT,MACHINE M.20x400 mm. | SET | 3 | 0
| 1010110302 | BOLT,MACHINE M.20X450 MM. | SET | 6 | 0
| 1010110400 | BOLT,MACHINE, HEXAGON, M.16X75 MM. | SET | 3 | 0
| 1010140001 | BOLT, ROUNG EYE M 16X200 MM. | SET | 2 | 0
| 1010150000 | BOLT,OVAL EYE M.16X150 MM. | SET | 3 | 0
| 1010150100 | BOLT,OVAL M.20X350 MM. | SET | 6 | 0
| 1010150101 | BOLT,OVAL M.20X450 MM. | SET | 3 | 0
| 1010180100 | WASHER,PLAIN,SQUARE,LARGE 52x52x4.5 mm.HOLE DIA. 18 MM. TIS.258 | PCS. | 36 | 0
| 1010180101 | WASHER,PLAIN,SQUARE,LARGE 62X62X6 MM.HOLE DIA.22 MM. TIS.258 | PCS. | 30 | 0
| 1010180301 | WASHER,LOCK,SPRING,SIZE 16 mm.,GENERAL PURPOSE,TIS.259 | PCS. | 9 | 0
| 1010180302 | WASHER,LOCK,SPRING,SIZE 20 MM.,GENERAL PURPOSE,TIS.259 | PCS. | 9 | 0
| 1010200009 | BRACE,ALLEY ARM 50x50x6 MM. 1,000 MM.LONG | PCS. | 3 | 3
| 1010210200 | BOLT,STRAND EYE,SINGLE M.16X350 MM. | SET | 3 | 0
| 1010210304 | THIMBLE,GUY,FOR STEEL WIRE 50-95 sq.mm. | PCS. | 2 | 0
| 1010230000 | CLAMP,SINGLE U-BOLT,M.8 (WIRE ROPE CLIP) | SET | 2 | 0
| 1010230003 | CLAMP,TRIPLE BOLTS FOR STEEL STRANDED WIRE 35 SQ.MM. | SET | 7 | 0
| 1020230001 | ARMOR-GRIP,PREFORMED,AL 400 SQ.MM. | EA | 3 | 0
| 1020420302 | TERMINAL,COMPRESSION,15 DEGREE PAD,NEMA,4-HOLE,FOR AL. 400 SQ.MM. | PCS. | 3 | 0
| 1020430001 | CLAMP DEAD END,COMPRESSION,SINGLE LUG,FOR AL.CONDUCTOR 400 SQ.MM. | SET | 3 | 0
| 1030020001 | INSULATOR,SUSPENSION,TYPE C (CLASS 52-3) TIS.354 | PCS. | 81 | 81
| 1030110103 | CLAMP,STRAIN,WITH CLAMPING KEEPER,FOR AL.CONDUCTOR 400 SQ.MM. | SET | 3 | 0
| 1030140003 | SOCKET-EYE | SET | 6 | 0
| 1030140004 | Y-CLEVIS-BALL | SET | 3 | 0
| 1030140005 | BALL-CLEVIS,ANSI TYPE B | SET | 6 | 0
| 1030140006 | SOCKET-CLEVIS,ANSI TYPE B | SET | 3 | 0
| 9090011007 | WELDING POWDER, ST. WIRE 50 SQ.MM. TO GD | EA | 2 | 0
set50033 | SS-TL-3 DOUBLE POLE,TAP LINE STRUCTURE(TAP LINE ONLY)
| 1030020001 | INSULATOR,SUSPENSION,TYPE C (CLASS 52-3) TIS.354 | PCS. | 30 | 30
| 1030110103 | CLAMP,STRAIN,WITH CLAMPING KEEPER,FOR AL.CONDUCTOR 400 SQ.MM. | SET | 3 | 0
| 1030140003 | SOCKET-EYE | SET | 3 | 0
| 1030140005 | BALL-CLEVIS,ANSI TYPE B | SET | 3 | 0
set50034 | SS-LA-1 SINGLE POLE 90 DEG. ANGEL STRUCTURE
| 1010150100 | BOLT,OVAL M.20X350 MM. | SET | 6 | 0
| 1010180003 | NUT,EYE,THIMBLE M.16 | EACH | 2 | 0
| 1010180100 | WASHER,PLAIN,SQUARE,LARGE 52x52x4.5 mm.HOLE DIA. 18 MM. TIS.258 | PCS. | 4 | 0
| 1010180101 | WASHER,PLAIN,SQUARE,LARGE 62X62X6 MM.HOLE DIA.22 MM. TIS.258 | PCS. | 12 | 0
| 1010180302 | WASHER,LOCK,SPRING,SIZE 20 MM.,GENERAL PURPOSE,TIS.259 | PCS. | 6 | 0
| 1010210202 | BOLT,STRAND EYE,SINGLE 45 DEGREE M.16X350 MM. | SET | 2 | 0
| 1010230003 | CLAMP,TRIPLE BOLTS FOR STEEL STRANDED WIRE 35 SQ.MM. | SET | 4 | 0
| 1020420302 | TERMINAL,COMPRESSION,15 DEGREE PAD,NEMA,4-HOLE,FOR AL. 400 SQ.MM. | PCS. | 3 | 0
| 1020430001 | CLAMP DEAD END,COMPRESSION,SINGLE LUG,FOR AL.CONDUCTOR 400 SQ.MM. | SET | 3 | 0
| 1030020001 | INSULATOR,SUSPENSION,TYPE C (CLASS 52-3) TIS.354 | PCS. | 60 | 60
| 1030110103 | CLAMP,STRAIN,WITH CLAMPING KEEPER,FOR AL.CONDUCTOR 400 SQ.MM. | SET | 3 | 0
| 1030140003 | SOCKET-EYE | SET | 3 | 0
| 1030140005 | BALL-CLEVIS,ANSI TYPE B | SET | 6 | 0
| 1030140006 | SOCKET-CLEVIS,ANSI TYPE B | SET | 3 | 0
set50035 | SS-LA-2 DOUBLE POLE 90 DEG. ANGEL STRUCTURE
| 1010000400 | STEEL CHANNEL,200X80X7.5 MM.1,000 MM.LONG | PCS. | 6 | 0
| 1010010000 | STEEL ANGLE,65X65X6 MM.1,000 MM.LONG | PCS. | 2 | 0
| 1010110204 | BOLT,MACHINE M.16x300 mm. | SET | 2 | 0
| 1010110207 | BOLT,MACHINE M.16x450 mm. | SET | 6 | 0
| 1010150100 | BOLT,OVAL M.20X350 MM. | SET | 3 | 0
| 1010150101 | BOLT,OVAL M.20X450 MM. | SET | 3 | 0
| 1010180100 | WASHER,PLAIN,SQUARE,LARGE 52x52x4.5 mm.HOLE DIA. 18 MM. TIS.258 | PCS. | 20 | 0
| 1010180101 | WASHER,PLAIN,SQUARE,LARGE 62X62X6 MM.HOLE DIA.22 MM. TIS.258 | PCS. | 12 | 0
| 1010180301 | WASHER,LOCK,SPRING,SIZE 16 mm.,GENERAL PURPOSE,TIS.259 | PCS. | 2 | 0
| 1010180302 | WASHER,LOCK,SPRING,SIZE 20 MM.,GENERAL PURPOSE,TIS.259 | PCS. | 6 | 0
| 1010210200 | BOLT,STRAND EYE,SINGLE M.16X350 MM. | SET | 2 | 0
| 1010230003 | CLAMP,TRIPLE BOLTS FOR STEEL STRANDED WIRE 35 SQ.MM. | SET | 5 | 0
| 1020420302 | TERMINAL,COMPRESSION,15 DEGREE PAD,NEMA,4-HOLE,FOR AL. 400 SQ.MM. | PCS. | 3 | 0
| 1020430001 | CLAMP DEAD END,COMPRESSION,SINGLE LUG,FOR AL.CONDUCTOR 400 SQ.MM. | SET | 3 | 0
| 1030020001 | INSULATOR,SUSPENSION,TYPE C (CLASS 52-3) TIS.354 | PCS. | 60 | 60
| 1030110103 | CLAMP,STRAIN,WITH CLAMPING KEEPER,FOR AL.CONDUCTOR 400 SQ.MM. | SET | 3 | 0
| 1030140003 | SOCKET-EYE | SET | 3 | 0
| 1030140005 | BALL-CLEVIS,ANSI TYPE B | SET | 6 | 0
| 1030140006 | SOCKET-CLEVIS,ANSI TYPE B | SET | 3 | 0
set50036 | SS-SW-1 TRIPLE POLE AIR BREAK SWITCH INSTALLATION
| 1010010005 | STEEL ANGLE,OVERHEAD GROUND WIRE CORNER BAYONET 65X65X6 MM. 2,500 MM.LONG | SET | 1 | 0
| 1010100003 | WIRE,STEEL STRANDED 35 SQ.MM.TIS.404 | M | 2.5 | 0
| 1010100004 | WIRE,STEEL STRANDED 50/7 sq.mm.TIS.404 | M. | 5 | 0
| 1010110205 | BOLT,MACHINE M.16x350 mm. | SET | 3 | 0
| 1010110206 | BOLT,MACHINE M.16x400 mm. | SET | 6 | 0
| 1010110207 | BOLT,MACHINE M.16x450 mm. | SET | 4 | 0
| 1010150101 | BOLT,OVAL M.20X450 MM. | SET | 3 | 0
| 1010180002 | NET,EYE M.20 | PCS. | 3 | 0
| 1010180100 | WASHER,PLAIN,SQUARE,LARGE 52x52x4.5 mm.HOLE DIA. 18 MM. TIS.258 | PCS. | 12 | 0
| 1010180101 | WASHER,PLAIN,SQUARE,LARGE 62X62X6 MM.HOLE DIA.22 MM. TIS.258 | PCS. | 6 | 0
| 1010220002 | ROD,GROUND,60x60x5 mm. 2 m.LONG | SET | 1 | 0
| 1010230003 | CLAMP,TRIPLE BOLTS FOR STEEL STRANDED WIRE 35 SQ.MM. | SET | 1 | 0
| 1010230203 | GROUND WIRE SUPPORT AND CLAMP,FOR BAYONET | SET | 1 | 0
| 1020420302 | TERMINAL,COMPRESSION,15 DEGREE PAD,NEMA,4-HOLE,FOR AL. 400 SQ.MM. | PCS. | 3 | 0
| 1020430001 | CLAMP DEAD END,COMPRESSION,SINGLE LUG,FOR AL.CONDUCTOR 400 SQ.MM. | SET | 3 | 0
| 1030020001 | INSULATOR,SUSPENSION,TYPE C (CLASS 52-3) TIS.354 | PCS. | 60 | 60
| 1030110103 | CLAMP,STRAIN,WITH CLAMPING KEEPER,FOR AL.CONDUCTOR 400 SQ.MM. | SET | 3 | 0
| 1030140003 | SOCKET-EYE | SET | 3 | 0
| 1030140005 | BALL-CLEVIS,ANSI TYPE B | SET | 6 | 0
| 1030140006 | SOCKET-CLEVIS,ANSI TYPE B | SET | 3 | 0
| 1040060201 | SWITCH,AIR BREAK,TRIPLE POLE 115 KV. 1,200 A. 61 KV.VERTICAL OPENING | SETS | 1 | 1
set50037 | SS-IH-1 INCREASING HEIGHT OF CONDUCTOR STRINGING STRUCTURE
| 1000120002 | CROSSARM,STEEL ANGLE 150X150X12 MM.4,500 MM.LONG | PCS. | 2 | 2
| 1010000103 | STEEL CHANNEL,100X50X5 MM.4,200 MM.LONG | PCS | 1 | 1
| 1010010005 | STEEL ANGLE,OVERHEAD GROUND WIRE CORNER BAYONET 65X65X6 MM. 2,500 MM.LONG | SET | 1 | 0
| 1010030102 | PLATE,STEEL DOUBLE ARMING 12X100X760 MM. | PCS. | 2 | 0
| 1010100003 | WIRE,STEEL STRANDED 35 SQ.MM.TIS.404 | M | 2.5 | 0
| 1010110200 | BOLT,MACHINE M.16x130 mm. | SET | 2 | 0
| 1010110201 | BOLT,MACHINE M.16x170 mm. | SET | 4 | 0
| 1010110205 | BOLT,MACHINE M.16x350 mm. | SET | 5 | 0
| 1010110301 | BOLT,MACHINE M.20x400 mm. | SET | 1 | 0
| 1010110400 | BOLT,MACHINE, HEXAGON, M.16X75 MM. | SET | 4 | 0
| 1010120000 | BOLT,DOUBLE ARMING,M.16x400 mm. | SET | 4 | 0
| 1010150000 | BOLT,OVAL EYE M.16X150 MM. | SET | 1 | 0
| 1010150100 | BOLT,OVAL M.20X350 MM. | SET | 1 | 0
| 1010180002 | NET,EYE M.20 | PCS. | 1 | 0
| 1010180100 | WASHER,PLAIN,SQUARE,LARGE 52x52x4.5 mm.HOLE DIA. 18 MM. TIS.258 | PCS. | 25 | 0
| 1010180101 | WASHER,PLAIN,SQUARE,LARGE 62X62X6 MM.HOLE DIA.22 MM. TIS.258 | PCS. | 4 | 0
| 1010180301 | WASHER,LOCK,SPRING,SIZE 16 mm.,GENERAL PURPOSE,TIS.259 | PCS. | 5 | 0
| 1010200007 | BRACE,ANGLE STEEL 50x50x6 mm. 1,800 mm.WIDE 450 mm.DROP | PCS. | 3 | 3
| 1010230003 | CLAMP,TRIPLE BOLTS FOR STEEL STRANDED WIRE 35 SQ.MM. | SET | 1 | 0
| 1010230203 | GROUND WIRE SUPPORT AND CLAMP,FOR BAYONET | SET | 1 | 0
| 1020230001 | ARMOR-GRIP,PREFORMED,AL 400 SQ.MM. | EA | 1 | 0
| 1020420302 | TERMINAL,COMPRESSION,15 DEGREE PAD,NEMA,4-HOLE,FOR AL. 400 SQ.MM. | PCS. | 3 | 0
| 1020430001 | CLAMP DEAD END,COMPRESSION,SINGLE LUG,FOR AL.CONDUCTOR 400 SQ.MM. | SET | 3 | 0
| 1030020001 | INSULATOR,SUSPENSION,TYPE C (CLASS 52-3) TIS.354 | PCS. | 67 | 67
| 1030110103 | CLAMP,STRAIN,WITH CLAMPING KEEPER,FOR AL.CONDUCTOR 400 SQ.MM. | SET | 3 | 0
| 1030140003 | SOCKET-EYE | SET | 4 | 0
| 1030140004 | Y-CLEVIS-BALL | SET | 1 | 0
| 1030140005 | BALL-CLEVIS,ANSI TYPE B | SET | 6 | 0
| 1030140006 | SOCKET-CLEVIS,ANSI TYPE B | SET | 3 | 0
set50038 | SS-DH-1 DECREASING HEIGHT OF CONDUCTOR STRINGING STRUCTURE
| 1000120002 | CROSSARM,STEEL ANGLE 150X150X12 MM.4,500 MM.LONG | PCS. | 2 | 2
| 1010000103 | STEEL CHANNEL,100X50X5 MM.4,200 MM.LONG | PCS | 1 | 1
| 1010030006 | PLATE,STEEL,FOR OVERHEAD GROUND WIRE BAYONET,ACCORDING TO DWG.NO.SA3-015/44004 | PCS. | 1 | 0
| 1010030102 | PLATE,STEEL DOUBLE ARMING 12X100X760 MM. | PCS. | 2 | 0
| 1010050200 | TUBE, RECTANGULAR STEEL 100X50X3.2 MM., 100 MM.LONG | PCS. | 4 | 0
| 1010100003 | WIRE,STEEL STRANDED 35 SQ.MM.TIS.404 | M | 3 | 0
| 1010110101 | BOLE,MACHINE M. 12X50 MM. | SET | 1 | 0
| 1010110200 | BOLT,MACHINE M.16x130 mm. | SET | 2 | 0
| 1010110201 | BOLT,MACHINE M.16x170 mm. | SET | 4 | 0
| 1010110205 | BOLT,MACHINE M.16x350 mm. | SET | 2 | 0
| 1010110302 | BOLT,MACHINE M.20X450 MM. | SET | 1 | 0
| 1010110400 | BOLT,MACHINE, HEXAGON, M.16X75 MM. | SET | 4 | 0
| 1010120000 | BOLT,DOUBLE ARMING,M.16x400 mm. | SET | 4 | 0
| 1010150000 | BOLT,OVAL EYE M.16X150 MM. | SET | 1 | 0
| 1010150101 | BOLT,OVAL M.20X450 MM. | SET | 1 | 0
| 1010180002 | NET,EYE M.20 | PCS. | 1 | 0
| 1010180003 | NUT,EYE,THIMBLE M.16 | EACH | 1 | 0
| 1010180100 | WASHER,PLAIN,SQUARE,LARGE 52x52x4.5 mm.HOLE DIA. 18 MM. TIS.258 | PCS. | 27 | 0
| 1010180101 | WASHER,PLAIN,SQUARE,LARGE 62X62X6 MM.HOLE DIA.22 MM. TIS.258 | PCS. | 4 | 0
| 1010180301 | WASHER,LOCK,SPRING,SIZE 16 mm.,GENERAL PURPOSE,TIS.259 | PCS. | 5 | 0
| 1010200007 | BRACE,ANGLE STEEL 50x50x6 mm. 1,800 mm.WIDE 450 mm.DROP | PCS. | 3 | 3
| 1010210202 | BOLT,STRAND EYE,SINGLE 45 DEGREE M.16X350 MM. | SET | 1 | 0
| 1010230003 | CLAMP,TRIPLE BOLTS FOR STEEL STRANDED WIRE 35 SQ.MM. | SET | 2 | 0
| 1020230001 | ARMOR-GRIP,PREFORMED,AL 400 SQ.MM. | EA | 1 | 0
| 1020420302 | TERMINAL,COMPRESSION,15 DEGREE PAD,NEMA,4-HOLE,FOR AL. 400 SQ.MM. | PCS. | 3 | 0
| 1020430001 | CLAMP DEAD END,COMPRESSION,SINGLE LUG,FOR AL.CONDUCTOR 400 SQ.MM. | SET | 3 | 0
| 1030020001 | INSULATOR,SUSPENSION,TYPE C (CLASS 52-3) TIS.354 | PCS. | 67 | 67
| 1030110103 | CLAMP,STRAIN,WITH CLAMPING KEEPER,FOR AL.CONDUCTOR 400 SQ.MM. | SET | 3 | 0
| 1030140003 | SOCKET-EYE | SET | 4 | 0
| 1030140004 | Y-CLEVIS-BALL | SET | 1 | 0
| 1030140005 | BALL-CLEVIS,ANSI TYPE B | SET | 6 | 0
| 1030140006 | SOCKET-CLEVIS,ANSI TYPE B | SET | 3 | 0
| 9090011007 | WELDING POWDER, ST. WIRE 50 SQ.MM. TO GD | EA | 1 | 0
set50039 | SS-HF-1 H-FRAME STRUCTURE 14 m POLE
| 1010000401 | STEEL CHANNEL 200X80X7.5 MM. 6,000 MM.LONG | EACH | 2 | 0
| 1010010102 | STEEL ANGLE 75X75X6 MM. 4,500 MM.LONG | EACH | 2 | 0
| 1010030002 | PLATE,STEEL 6X100X450 MM. | PCS. | 6 | 0
| 1010050005 | PIPE,STEEL,SIZE 20, 230 MM.LONG TIS.277 BUT WITHOUT THREADED END | EACH | 1 | 0
| 1010050100 | PIPE STEEL,SIZE 25 TYPE 2, 200 MM.LONG TIS.277 BUE WITHOUT THREADED END | EACH | 3 | 0
| 1010110203 | BOLT,MACHINE M.16x250 mm. | SET | 8 | 0
| 1010110204 | BOLT,MACHINE M.16x300 mm. | SET | 2 | 0
| 1010110206 | BOLT,MACHINE M.16x400 mm. | SET | 2 | 0
| 1010120000 | BOLT,DOUBLE ARMING,M.16x400 mm. | SET | 1 | 0
| 1010150100 | BOLT,OVAL M.20X350 MM. | SET | 3 | 0
| 1010150101 | BOLT,OVAL M.20X450 MM. | SET | 3 | 0
| 1010180002 | NET,EYE M.20 | PCS. | 3 | 0
| 1010180100 | WASHER,PLAIN,SQUARE,LARGE 52x52x4.5 mm.HOLE DIA. 18 MM. TIS.258 | PCS. | 20 | 0
| 1010180101 | WASHER,PLAIN,SQUARE,LARGE 62X62X6 MM.HOLE DIA.22 MM. TIS.258 | PCS. | 12 | 0
| 1010180301 | WASHER,LOCK,SPRING,SIZE 16 mm.,GENERAL PURPOSE,TIS.259 | PCS. | 2 | 0
| 1010180302 | WASHER,LOCK,SPRING,SIZE 20 MM.,GENERAL PURPOSE,TIS.259 | PCS. | 3 | 0
| 1020230001 | ARMOR-GRIP,PREFORMED,AL 400 SQ.MM. | EA | 6 | 0
| 1020240000 | SPACER,HELICAL ROD,PREFORMED,FOR AL.400 SQ.MM. | SET | 6 | 0
| 1020420302 | TERMINAL,COMPRESSION,15 DEGREE PAD,NEMA,4-HOLE,FOR AL. 400 SQ.MM. | PCS. | 3 | 0
| 1020430001 | CLAMP DEAD END,COMPRESSION,SINGLE LUG,FOR AL.CONDUCTOR 400 SQ.MM. | SET | 3 | 0
| 1030020001 | INSULATOR,SUSPENSION,TYPE C (CLASS 52-3) TIS.354 | PCS. | 81 | 81
| 1030110103 | CLAMP,STRAIN,WITH CLAMPING KEEPER,FOR AL.CONDUCTOR 400 SQ.MM. | SET | 3 | 0
| 1030140000 | CLEVIS-EYE | SET | 6 | 0
| 1030140003 | SOCKET-EYE | SET | 3 | 0
| 1030140004 | Y-CLEVIS-BALL | SET | 3 | 0
| 1030140005 | BALL-CLEVIS,ANSI TYPE B | SET | 6 | 0
| 1030140006 | SOCKET-CLEVIS,ANSI TYPE B | SET | 6 | 0
| 1030140013 | SPACER,PLATE,FOR AL.400 SQ.MM. | EACH | 3 | 0
| 9090010029 | PIPE STEEL,SIZE 25 TYPE 2, 310 MM.LONG BUT WITHOUT THREADED END | EACH | 3 | 0
set50040 | SS-HF-1 H-FRAME STRUCTURE 16 m POLE
| 1000010008 | POLE,CONCRETE, 16 M. LONG | EACH | 2 | 0
| 1010000401 | STEEL CHANNEL 200X80X7.5 MM. 6,000 MM.LONG | EACH | 2 | 0
| 1010010102 | STEEL ANGLE 75X75X6 MM. 4,500 MM.LONG | EACH | 2 | 0
| 1010030002 | PLATE,STEEL 6X100X450 MM. | PCS. | 6 | 0
| 1010050005 | PIPE,STEEL,SIZE 20, 230 MM.LONG TIS.277 BUT WITHOUT THREADED END | EACH | 1 | 0
| 1010050100 | PIPE STEEL,SIZE 25 TYPE 2, 200 MM.LONG TIS.277 BUE WITHOUT THREADED END | EACH | 3 | 0
| 1010110203 | BOLT,MACHINE M.16x250 mm. | SET | 6 | 0
| 1010110206 | BOLT,MACHINE M.16x400 mm. | SET | 2 | 0
| 1010110207 | BOLT,MACHINE M.16x450 mm. | SET | 2 | 0
| 1010120000 | BOLT,DOUBLE ARMING,M.16x400 mm. | SET | 1 | 0
| 1010150100 | BOLT,OVAL M.20X350 MM. | SET | 3 | 0
| 1010150101 | BOLT,OVAL M.20X450 MM. | SET | 3 | 0
| 1010180002 | NET,EYE M.20 | PCS. | 3 | 0
| 1010180100 | WASHER,PLAIN,SQUARE,LARGE 52x52x4.5 mm.HOLE DIA. 18 MM. TIS.258 | PCS. | 20 | 0
| 1010180101 | WASHER,PLAIN,SQUARE,LARGE 62X62X6 MM.HOLE DIA.22 MM. TIS.258 | PCS. | 12 | 0
| 1010180301 | WASHER,LOCK,SPRING,SIZE 16 mm.,GENERAL PURPOSE,TIS.259 | PCS. | 2 | 0
| 1010180302 | WASHER,LOCK,SPRING,SIZE 20 MM.,GENERAL PURPOSE,TIS.259 | PCS. | 3 | 0
| 1020230001 | ARMOR-GRIP,PREFORMED,AL 400 SQ.MM. | EA | 6 | 0
| 1020240000 | SPACER,HELICAL ROD,PREFORMED,FOR AL.400 SQ.MM. | SET | 6 | 0
| 1020420302 | TERMINAL,COMPRESSION,15 DEGREE PAD,NEMA,4-HOLE,FOR AL. 400 SQ.MM. | PCS. | 3 | 0
| 1020430001 | CLAMP DEAD END,COMPRESSION,SINGLE LUG,FOR AL.CONDUCTOR 400 SQ.MM. | SET | 3 | 0
| 1030020001 | INSULATOR,SUSPENSION,TYPE C (CLASS 52-3) TIS.354 | PCS. | 81 | 81
| 1030110103 | CLAMP,STRAIN,WITH CLAMPING KEEPER,FOR AL.CONDUCTOR 400 SQ.MM. | SET | 3 | 0
| 1030140000 | CLEVIS-EYE | SET | 6 | 0
| 1030140003 | SOCKET-EYE | SET | 3 | 0
| 1030140004 | Y-CLEVIS-BALL | SET | 3 | 0
| 1030140005 | BALL-CLEVIS,ANSI TYPE B | SET | 6 | 0
| 1030140006 | SOCKET-CLEVIS,ANSI TYPE B | SET | 6 | 0
| 1030140013 | SPACER,PLATE,FOR AL.400 SQ.MM. | EACH | 3 | 0
| 9090010029 | PIPE STEEL,SIZE 25 TYPE 2, 310 MM.LONG BUT WITHOUT THREADED END | EACH | 3 | 0
set50041 | SS-HF-1 H-FRAME STRUCTURE 22 m
| 1010000401 | STEEL CHANNEL 200X80X7.5 MM. 6,000 MM.LONG | EACH | 2 | 0
| 1010010004 | STEEL ANGLE,OVERHEAD GROUND WIRE BAYONET 65X65X6 MM. 2,500 MM.LONG | PCS. | 1 | 0
| 1010010102 | STEEL ANGLE 75X75X6 MM. 4,500 MM.LONG | EACH | 4 | 0
| 1010030002 | PLATE,STEEL 6X100X450 MM. | PCS. | 6 | 0
| 1010050006 | PIPE STEEL,SIZE 20 TYPE 2, 300 MM.LONG TIS.277 BUT WITHOUT THREADED END | EACH | 1 | 0
| 1010050007 | PIPE STEEL,SIZE 20 TYPE 2, 350 MM.LONG TIS.277 BUT WITHOUT THREADED END | EACH | 1 | 0
| 1010050100 | PIPE STEEL,SIZE 25 TYPE 2, 200 MM.LONG TIS.277 BUE WITHOUT THREADED END | EACH | 3 | 0
| 1010100003 | WIRE,STEEL STRANDED 35 SQ.MM.TIS.404 | M | 2.5 | 0
| 1010110203 | BOLT,MACHINE M.16x250 mm. | SET | 6 | 0
| 1010110205 | BOLT,MACHINE M.16x350 mm. | SET | 6 | 0
| 1010110206 | BOLT,MACHINE M.16x400 mm. | SET | 4 | 0
| 1010110207 | BOLT,MACHINE M.16x450 mm. | SET | 2 | 0
| 1010110302 | BOLT,MACHINE M.20X450 MM. | SET | 2 | 0
| 1010120000 | BOLT,DOUBLE ARMING,M.16x400 mm. | SET | 2 | 0
| 1010150100 | BOLT,OVAL M.20X350 MM. | SET | 3 | 0
| 1010150101 | BOLT,OVAL M.20X450 MM. | SET | 3 | 0
| 1010180002 | NET,EYE M.20 | PCS. | 3 | 0
| 1010180100 | WASHER,PLAIN,SQUARE,LARGE 52x52x4.5 mm.HOLE DIA. 18 MM. TIS.258 | PCS. | 24 | 0
| 1010180101 | WASHER,PLAIN,SQUARE,LARGE 62X62X6 MM.HOLE DIA.22 MM. TIS.258 | PCS. | 16 | 0
| 1010180302 | WASHER,LOCK,SPRING,SIZE 20 MM.,GENERAL PURPOSE,TIS.259 | PCS. | 5 | 0
| 1010230003 | CLAMP,TRIPLE BOLTS FOR STEEL STRANDED WIRE 35 SQ.MM. | SET | 2 | 0
| 1010230203 | GROUND WIRE SUPPORT AND CLAMP,FOR BAYONET | SET | 2 | 0
| 1020230001 | ARMOR-GRIP,PREFORMED,AL 400 SQ.MM. | EA | 3 | 0
| 1020420302 | TERMINAL,COMPRESSION,15 DEGREE PAD,NEMA,4-HOLE,FOR AL. 400 SQ.MM. | PCS. | 3 | 0
| 1020430001 | CLAMP DEAD END,COMPRESSION,SINGLE LUG,FOR AL.CONDUCTOR 400 SQ.MM. | SET | 3 | 0
| 1030020001 | INSULATOR,SUSPENSION,TYPE C (CLASS 52-3) TIS.354 | PCS. | 81 | 81
| 1030110103 | CLAMP,STRAIN,WITH CLAMPING KEEPER,FOR AL.CONDUCTOR 400 SQ.MM. | SET | 3 | 0
| 1030140003 | SOCKET-EYE | SET | 6 | 0
| 1030140004 | Y-CLEVIS-BALL | SET | 3 | 0
| 1030140005 | BALL-CLEVIS,ANSI TYPE B | SET | 6 | 0
| 1030140006 | SOCKET-CLEVIS,ANSI TYPE B | SET | 3 | 0
| 9090010089 | PIPE STEEL,SIZE 25 TYPE 2, 300 MM.LONG TIS.277 BUT WITHOUT THREADED END | EACH | 3 | 0
set50043 | SS-SA-4 ANGLE STRUCTURE ADJACENT TO SINGLE DEADEND STRUCTURE
| 1010000100 | STEEL CHANNEL, 100x50x5 mm. 2,250 MM.LONG | PCS | 6 | 6
| 1010010005 | STEEL ANGLE,OVERHEAD GROUND WIRE CORNER BAYONET 65X65X6 MM. 2,500 MM.LONG | SET | 1 | 0
| 1010030002 | PLATE,STEEL 6X100X450 MM. | PCS. | 12 | 0
| 1010050000 | ST. PIPE,SIZE 20, 100 MM.LONG W/O T.E. | PCS. | 6 | 0
| 1010100003 | WIRE,STEEL STRANDED 35 SQ.MM.TIS.404 | M | 2.5 | 0
| 1010110201 | BOLT,MACHINE M.16x170 mm. | SET | 18 | 0
| 1010110204 | BOLT,MACHINE M.16x300 mm. | SET | 4 | 0
| 1010110205 | BOLT,MACHINE M.16x350 mm. | SET | 2 | 0
| 1010110300 | BOLT,MACHINE M.20X350 MM. | SET | 3 | 0
| 1010110400 | BOLT,MACHINE, HEXAGON, M.16X75 MM. | SET | 6 | 0
| 1010180100 | WASHER,PLAIN,SQUARE,LARGE 52x52x4.5 mm.HOLE DIA. 18 MM. TIS.258 | PCS. | 36 | 0
| 1010180101 | WASHER,PLAIN,SQUARE,LARGE 62X62X6 MM.HOLE DIA.22 MM. TIS.258 | PCS. | 6 | 0
| 1010180301 | WASHER,LOCK,SPRING,SIZE 16 mm.,GENERAL PURPOSE,TIS.259 | PCS. | 6 | 0
| 1010200002 | BRACE,FLAT,FOR CROSSARM 40x6x1,000 mm. | PCS. | 6 | 6
| 1010230003 | CLAMP,TRIPLE BOLTS FOR STEEL STRANDED WIRE 35 SQ.MM. | SET | 1 | 0
| 1010230203 | GROUND WIRE SUPPORT AND CLAMP,FOR BAYONET | SET | 1 | 0
| 1020230001 | ARMOR-GRIP,PREFORMED,AL 400 SQ.MM. | EA | 3 | 0
| 1030020001 | INSULATOR,SUSPENSION,TYPE C (CLASS 52-3) TIS.354 | PCS. | 21 | 21
| 1030140003 | SOCKET-EYE | SET | 3 | 0
| 1030140004 | Y-CLEVIS-BALL | SET | 3 | 0
| 1030140012 | BRACKET,CORNER SUSPENSION | SET | 3 | 0
set50044 | SS-TG-5 TANGENT STRUCTURE, ADJACENT TO DEADEND POLE
| 1010000100 | STEEL CHANNEL, 100x50x5 mm. 2,250 MM.LONG | PCS | 6 | 6
| 1010010005 | STEEL ANGLE,OVERHEAD GROUND WIRE CORNER BAYONET 65X65X6 MM. 2,500 MM.LONG | SET | 1 | 0
| 1010030002 | PLATE,STEEL 6X100X450 MM. | PCS. | 6 | 0
| 1010050000 | ST. PIPE,SIZE 20, 100 MM.LONG W/O T.E. | PCS. | 3 | 0
| 1010100003 | WIRE,STEEL STRANDED 35 SQ.MM.TIS.404 | M | 2.5 | 0
| 1010110201 | BOLT,MACHINE M.16x170 mm. | SET | 3 | 0
| 1010110204 | BOLT,MACHINE M.16x300 mm. | SET | 2 | 0
| 1010110205 | BOLT,MACHINE M.16x350 mm. | SET | 3 | 0
| 1010110300 | BOLT,MACHINE M.20X350 MM. | SET | 3 | 0
| 1010110400 | BOLT,MACHINE, HEXAGON, M.16X75 MM. | SET | 6 | 0
| 1010150000 | BOLT,OVAL EYE M.16X150 MM. | SET | 3 | 0
| 1010180100 | WASHER,PLAIN,SQUARE,LARGE 52x52x4.5 mm.HOLE DIA. 18 MM. TIS.258 | PCS. | 20 | 0
| 1010180101 | WASHER,PLAIN,SQUARE,LARGE 62X62X6 MM.HOLE DIA.22 MM. TIS.258 | PCS. | 6 | 0
| 1010180301 | WASHER,LOCK,SPRING,SIZE 16 mm.,GENERAL PURPOSE,TIS.259 | PCS. | 3 | 0
| 1010200002 | BRACE,FLAT,FOR CROSSARM 40x6x1,000 mm. | PCS. | 6 | 6
| 1010230003 | CLAMP,TRIPLE BOLTS FOR STEEL STRANDED WIRE 35 SQ.MM. | SET | 1 | 0
| 1010230203 | GROUND WIRE SUPPORT AND CLAMP,FOR BAYONET | SET | 1 | 0
| 1020230001 | ARMOR-GRIP,PREFORMED,AL 400 SQ.MM. | EA | 3 | 0
| 1030020001 | INSULATOR,SUSPENSION,TYPE C (CLASS 52-3) TIS.354 | PCS. | 21 | 21
| 1030140003 | SOCKET-EYE | SET | 3 | 0
| 1030140004 | Y-CLEVIS-BALL | SET | 3 | 0
set50045 | SS-SA-4 (WITH GROUND PLATE IN POLE) ANGLE STRUCTURE ADJACENT TO DOUBLE DEADEND STRUCTURE
| 1010000100 | STEEL CHANNEL, 100x50x5 mm. 2,250 MM.LONG | PCS | 3 | 0
| 1010010004 | STEEL ANGLE,OVERHEAD GROUND WIRE BAYONET 65X65X6 MM. 2,500 MM.LONG | PCS. | 1 | 0
| 1010030006 | PLATE,STEEL,FOR OVERHEAD GROUND WIRE BAYONET,ACCORDING TO DWG.NO.SA3-015/44004 | PCS. | 1 | 0
| 1010100003 | WIRE,STEEL STRANDED 35 SQ.MM.TIS.404 | M | 2.5 | 0
| 1010110101 | BOLE,MACHINE M. 12X50 MM. | SET | 1 | 0
| 1010110200 | BOLT,MACHINE M.16x130 mm. | SET | 3 | 0
| 1010110204 | BOLT,MACHINE M.16x300 mm. | SET | 4 | 0
| 1010110205 | BOLT,MACHINE M.16x350 mm. | SET | 2 | 0
| 1010110300 | BOLT,MACHINE M.20X350 MM. | SET | 3 | 0
| 1010150000 | BOLT,OVAL EYE M.16X150 MM. | SET | 3 | 0
| 1010180100 | WASHER,PLAIN,SQUARE,LARGE 52x52x4.5 mm.HOLE DIA. 18 MM. TIS.258 | PCS. | 18 | 0
| 1010180101 | WASHER,PLAIN,SQUARE,LARGE 62X62X6 MM.HOLE DIA.22 MM. TIS.258 | PCS. | 6 | 0
| 1010180301 | WASHER,LOCK,SPRING,SIZE 16 mm.,GENERAL PURPOSE,TIS.259 | PCS. | 3 | 0
| 1010200009 | BRACE,ALLEY ARM 50x50x6 MM. 1,000 MM.LONG | PCS. | 3 | 0
| 1010230003 | CLAMP,TRIPLE BOLTS FOR STEEL STRANDED WIRE 35 SQ.MM. | SET | 1 | 0
| 1010230203 | GROUND WIRE SUPPORT AND CLAMP,FOR BAYONET | SET | 1 | 0
| 1020230001 | ARMOR-GRIP,PREFORMED,AL 400 SQ.MM. | EA | 3 | 0
| 1030020001 | INSULATOR,SUSPENSION,TYPE C (CLASS 52-3) TIS.354 | PCS. | 21 | 21
| 1030140003 | SOCKET-EYE | SET | 3 | 0
| 1030140004 | Y-CLEVIS-BALL | SET | 3 | 0
| 9090011007 | WELDING POWDER, ST. WIRE 50 SQ.MM. TO GD | EA | 1 | 0
set50046 | SS-TR-1 TRANSPOSE STRUCTURE
| 1010010005 | STEEL ANGLE,OVERHEAD GROUND WIRE CORNER BAYONET 65X65X6 MM. 2,500 MM.LONG | SET | 1 | 0
| 1010100003 | WIRE,STEEL STRANDED 35 SQ.MM.TIS.404 | M | 2.5 | 0
| 1010110205 | BOLT,MACHINE M.16x350 mm. | SET | 3 | 0
| 1010110301 | BOLT,MACHINE M.20x400 mm. | SET | 4 | 0
| 1010150100 | BOLT,OVAL M.20X350 MM. | SET | 3 | 0
| 1010180002 | NET,EYE M.20 | PCS. | 3 | 0
| 1010180101 | WASHER,PLAIN,SQUARE,LARGE 62X62X6 MM.HOLE DIA.22 MM. TIS.258 | PCS. | 12 | 0
| 1010230003 | CLAMP,TRIPLE BOLTS FOR STEEL STRANDED WIRE 35 SQ.MM. | SET | 1 | 0
| 1010230203 | GROUND WIRE SUPPORT AND CLAMP,FOR BAYONET | SET | 1 | 0
| 1020300000 | CONNECTOR,PARALLEL GROOVE,SINGLE BOLT,CU 2.5-25 SQ.MM. | EACH | 4 | 0
| 1020420302 | TERMINAL,COMPRESSION,15 DEGREE PAD,NEMA,4-HOLE,FOR AL. 400 SQ.MM. | PCS. | 3 | 0
| 1020430001 | CLAMP DEAD END,COMPRESSION,SINGLE LUG,FOR AL.CONDUCTOR 400 SQ.MM. | SET | 3 | 0
| 1030010204 | INSULATOR, POST TYPE 115 KV. HORIZONTAL MOUNTING | PCS. | 4 | 4
| 1030020001 | INSULATOR,SUSPENSION,TYPE C (CLASS 52-3) TIS.354 | PCS. | 60 | 60
| 1030110103 | CLAMP,STRAIN,WITH CLAMPING KEEPER,FOR AL.CONDUCTOR 400 SQ.MM. | SET | 3 | 0
| 1030140002 | BALL-HOOK | SET | 3 | 0
| 1030140005 | BALL-CLEVIS,ANSI TYPE B | SET | 6 | 0
| 1030140006 | SOCKET-CLEVIS,ANSI TYPE B | SET | 3 | 0
set50047 | SS-AS-4 DOUBLE DEADEND STRUCTURE, ADJACENT POLE TO ANGLE
| 1000120004 | CROSSARM,CHANNEL STEEL,ALLEY ARM,150X75X9 MM.3,000 MM.LONG | PCS. | 6 | 6
| 1010010005 | STEEL ANGLE,OVERHEAD GROUND WIRE CORNER BAYONET 65X65X6 MM. 2,500 MM.LONG | SET | 1 | 0
| 1010030002 | PLATE,STEEL 6X100X450 MM. | PCS. | 6 | 0
| 1010030102 | PLATE,STEEL DOUBLE ARMING 12X100X760 MM. | PCS. | 6 | 0
| 1010050002 | ST. PIPE,SIZE 20, 150 MM.LONG W/O T.E. | PCS. | 3 | 0
| 1010100003 | WIRE,STEEL STRANDED 35 SQ.MM.TIS.404 | M | 2.5 | 0
| 1010110203 | BOLT,MACHINE M.16x250 mm. | SET | 12 | 0
| 1010110204 | BOLT,MACHINE M.16x300 mm. | SET | 4 | 0
| 1010110205 | BOLT,MACHINE M.16x350 mm. | SET | 2 | 0
| 1010110300 | BOLT,MACHINE M.20X350 MM. | SET | 2 | 0
| 1010110301 | BOLT,MACHINE M.20x400 mm. | SET | 1 | 0
| 1010120000 | BOLT,DOUBLE ARMING,M.16x400 mm. | SET | 3 | 0
| 1010150001 | BOLT,OVAL EYE M.16X200 MM. | SET | 3 | 0
| 1010180003 | NUT,EYE,THIMBLE M.16 | EACH | 1 | 0
| 1010180100 | WASHER,PLAIN,SQUARE,LARGE 52x52x4.5 mm.HOLE DIA. 18 MM. TIS.258 | PCS. | 42 | 0
| 1010180101 | WASHER,PLAIN,SQUARE,LARGE 62X62X6 MM.HOLE DIA.22 MM. TIS.258 | PCS. | 6 | 0
| 1010180301 | WASHER,LOCK,SPRING,SIZE 16 mm.,GENERAL PURPOSE,TIS.259 | PCS. | 3 | 0
| 1010200003 | BRACE,FLAT,FOR CROSSARM 50X10X1,950 MM. | PCS. | 6 | 6
| 1010230003 | CLAMP,TRIPLE BOLTS FOR STEEL STRANDED WIRE 35 SQ.MM. | SET | 1 | 0
| 1010230203 | GROUND WIRE SUPPORT AND CLAMP,FOR BAYONET | SET | 1 | 0
| 1020230001 | ARMOR-GRIP,PREFORMED,AL 400 SQ.MM. | EA | 3 | 0
| 1020420302 | TERMINAL,COMPRESSION,15 DEGREE PAD,NEMA,4-HOLE,FOR AL. 400 SQ.MM. | PCS. | 3 | 0
| 1020430001 | CLAMP DEAD END,COMPRESSION,SINGLE LUG,FOR AL.CONDUCTOR 400 SQ.MM. | SET | 3 | 0
| 1030020001 | INSULATOR,SUSPENSION,TYPE C (CLASS 52-3) TIS.354 | PCS. | 81 | 81
| 1030110103 | CLAMP,STRAIN,WITH CLAMPING KEEPER,FOR AL.CONDUCTOR 400 SQ.MM. | SET | 3 | 0
| 1030140003 | SOCKET-EYE | SET | 6 | 0
| 1030140004 | Y-CLEVIS-BALL | SET | 3 | 0
| 1030140005 | BALL-CLEVIS,ANSI TYPE B | SET | 6 | 0
| 1030140006 | SOCKET-CLEVIS,ANSI TYPE B | SET | 3 | 0
| 1030140011 | CLEVIS,THIMBLE,FOR PREFORMED DEAD-END | EACH | 3 | 0
set50048 | SS-DD-3 DOUBLE DEAD END STRUCTURE
| 1010000100 | STEEL CHANNEL, 100x50x5 mm. 2,250 MM.LONG | PCS | 3 | 3
| 1010010005 | STEEL ANGLE,OVERHEAD GROUND WIRE CORNER BAYONET 65X65X6 MM. 2,500 MM.LONG | SET | 1 | 0
| 1010100003 | WIRE,STEEL STRANDED 35 SQ.MM.TIS.404 | M | 2.5 | 0
| 1010110204 | BOLT,MACHINE M.16x300 mm. | SET | 3 | 0
| 1010110205 | BOLT,MACHINE M.16x350 mm. | SET | 2 | 0
| 1010110300 | BOLT,MACHINE M.20X350 MM. | SET | 3 | 0
| 1010110400 | BOLT,MACHINE, HEXAGON, M.16X75 MM. | SET | 3 | 0
| 1010150000 | BOLT,OVAL EYE M.16X150 MM. | SET | 3 | 0
| 1010150100 | BOLT,OVAL M.20X350 MM. | SET | 3 | 0
| 1010180002 | NET,EYE M.20 | PCS. | 3 | 0
| 1010180100 | WASHER,PLAIN,SQUARE,LARGE 52x52x4.5 mm.HOLE DIA. 18 MM. TIS.258 | PCS. | 12 | 0
| 1010180101 | WASHER,PLAIN,SQUARE,LARGE 62X62X6 MM.HOLE DIA.22 MM. TIS.258 | PCS. | 9 | 0
| 1010180301 | WASHER,LOCK,SPRING,SIZE 16 mm.,GENERAL PURPOSE,TIS.259 | PCS. | 3 | 0
| 1010200002 | BRACE,FLAT,FOR CROSSARM 40x6x1,000 mm. | PCS. | 3 | 3
| 1010230003 | CLAMP,TRIPLE BOLTS FOR STEEL STRANDED WIRE 35 SQ.MM. | SET | 1 | 0
| 1010230203 | GROUND WIRE SUPPORT AND CLAMP,FOR BAYONET | SET | 1 | 0
| 1020230001 | ARMOR-GRIP,PREFORMED,AL 400 SQ.MM. | EA | 3 | 0
| 1020420302 | TERMINAL,COMPRESSION,15 DEGREE PAD,NEMA,4-HOLE,FOR AL. 400 SQ.MM. | PCS. | 3 | 0
| 1020430001 | CLAMP DEAD END,COMPRESSION,SINGLE LUG,FOR AL.CONDUCTOR 400 SQ.MM. | SET | 3 | 0
| 1030020001 | INSULATOR,SUSPENSION,TYPE C (CLASS 52-3) TIS.354 | PCS. | 81 | 81
| 1030110103 | CLAMP,STRAIN,WITH CLAMPING KEEPER,FOR AL.CONDUCTOR 400 SQ.MM. | SET | 3 | 0
| 1030140003 | SOCKET-EYE | SET | 6 | 0
| 1030140004 | Y-CLEVIS-BALL | SET | 3 | 0
| 1030140005 | BALL-CLEVIS,ANSI TYPE B | SET | 12 | 0
| 1030140006 | SOCKET-CLEVIS,ANSI TYPE B | SET | 3 | 0
set50049 | SS-TG-8 TANGENT STRUCTURE
| 1010000103 | STEEL CHANNEL,100X50X5 MM.4,200 MM.LONG | PCS | 2 | 0
| 1010010004 | STEEL ANGLE,OVERHEAD GROUND WIRE BAYONET 65X65X6 MM. 2,500 MM.LONG | PCS. | 1 | 0
| 1010030006 | PLATE,STEEL,FOR OVERHEAD GROUND WIRE BAYONET,ACCORDING TO DWG.NO.SA3-015/44004 | PCS. | 1 | 0
| 1010100003 | WIRE,STEEL STRANDED 35 SQ.MM.TIS.404 | M | 2.5 | 0
| 1010110101 | BOLE,MACHINE M. 12X50 MM. | SET | 1 | 0
| 1010110200 | BOLT,MACHINE M.16x130 mm. | SET | 4 | 0
| 1010110204 | BOLT,MACHINE M.16x300 mm. | SET | 3 | 0
| 1010110206 | BOLT,MACHINE M.16x400 mm. | SET | 5 | 0
| 1010110301 | BOLT,MACHINE M.20x400 mm. | SET | 2 | 0
| 1010150000 | BOLT,OVAL EYE M.16X150 MM. | SET | 3 | 0
| 1010180100 | WASHER,PLAIN,SQUARE,LARGE 52x52x4.5 mm.HOLE DIA. 18 MM. TIS.258 | PCS. | 20 | 0
| 1010180101 | WASHER,PLAIN,SQUARE,LARGE 62X62X6 MM.HOLE DIA.22 MM. TIS.258 | PCS. | 2 | 0
| 1010180301 | WASHER,LOCK,SPRING,SIZE 16 mm.,GENERAL PURPOSE,TIS.259 | PCS. | 3 | 0
| 1010200007 | BRACE,ANGLE STEEL 50x50x6 mm. 1,800 mm.WIDE 450 mm.DROP | PCS. | 2 | 0
| 1010230003 | CLAMP,TRIPLE BOLTS FOR STEEL STRANDED WIRE 35 SQ.MM. | SET | 1 | 0
| 1010230203 | GROUND WIRE SUPPORT AND CLAMP,FOR BAYONET | SET | 1 | 0
| 1020230001 | ARMOR-GRIP,PREFORMED,AL 400 SQ.MM. | EA | 3 | 0
| 1030020001 | INSULATOR,SUSPENSION,TYPE C (CLASS 52-3) TIS.354 | PCS. | 21 | 21
| 1030140003 | SOCKET-EYE | SET | 3 | 0
| 1030140004 | Y-CLEVIS-BALL | SET | 3 | 0
| 9090011007 | WELDING POWDER, ST. WIRE 50 SQ.MM. TO GD | EA | 1 | 0
set50051 | SS-LS-2 LARGE SPAN <=200 M STRUCTURE
| 1000120002 | CROSSARM,STEEL ANGLE 150X150X12 MM.4,500 MM.LONG | PCS. | 6 | 0
| 1010000304 | STEEL CHANNEL150X75X6.5 MM.2,500MM. | PCS | 2 | 0
| 1010000400 | STEEL CHANNEL,200X80X7.5 MM.1,000 MM.LONG | PCS. | 6 | 0
| 1010030005 | PLATE,STEEL 6X100X900 MM. | EACH | 2 | 0
| 1010030102 | PLATE,STEEL DOUBLE ARMING 12X100X760 MM. | PCS. | 6 | 0
| 1010110201 | BOLT,MACHINE M.16x170 mm. | SET | 12 | 0
| 1010110202 | BOLT,MACHINE M.16x200 mm. | SET | 4 | 0
| 1010110205 | BOLT,MACHINE M.16x350 mm. | SET | 9 | 0
| 1010110207 | BOLT,MACHINE M.16x450 mm. | SET | 6 | 0
| 1010110300 | BOLT,MACHINE M.20X350 MM. | SET | 3 | 0
| 1010110400 | BOLT,MACHINE, HEXAGON, M.16X75 MM. | SET | 12 | 0
| 1010120000 | BOLT,DOUBLE ARMING,M.16x400 mm. | SET | 12 | 0
| 1010150000 | BOLT,OVAL EYE M.16X150 MM. | SET | 3 | 0
| 1010150100 | BOLT,OVAL M.20X350 MM. | SET | 3 | 0
| 1010180100 | WASHER,PLAIN,SQUARE,LARGE 52x52x4.5 mm.HOLE DIA. 18 MM. TIS.258 | PCS. | 70 | 0
| 1010180101 | WASHER,PLAIN,SQUARE,LARGE 62X62X6 MM.HOLE DIA.22 MM. TIS.258 | PCS. | 12 | 0
| 1010180301 | WASHER,LOCK,SPRING,SIZE 16 mm.,GENERAL PURPOSE,TIS.259 | PCS. | 15 | 0
| 1010180302 | WASHER,LOCK,SPRING,SIZE 20 MM.,GENERAL PURPOSE,TIS.259 | PCS. | 6 | 0
| 1010200007 | BRACE,ANGLE STEEL 50x50x6 mm. 1,800 mm.WIDE 450 mm.DROP | PCS. | 6 | 0
| 1010230000 | CLAMP,SINGLE U-BOLT,M.8 (WIRE ROPE CLIP) | SET | 23 | 0
| 1020230001 | ARMOR-GRIP,PREFORMED,AL 400 SQ.MM. | EA | 3 | 0
| 1020420302 | TERMINAL,COMPRESSION,15 DEGREE PAD,NEMA,4-HOLE,FOR AL. 400 SQ.MM. | PCS. | 3 | 0
| 1020430001 | CLAMP DEAD END,COMPRESSION,SINGLE LUG,FOR AL.CONDUCTOR 400 SQ.MM. | SET | 3 | 0
| 1030020001 | INSULATOR,SUSPENSION,TYPE C (CLASS 52-3) TIS.354 | PCS. | 81 | 81
| 1030110103 | CLAMP,STRAIN,WITH CLAMPING KEEPER,FOR AL.CONDUCTOR 400 SQ.MM. | SET | 3 | 0
| 1030140003 | SOCKET-EYE | SET | 6 | 0
| 1030140004 | Y-CLEVIS-BALL | SET | 3 | 0
| 1030140005 | BALL-CLEVIS,ANSI TYPE B | SET | 6 | 0
| 1030140006 | SOCKET-CLEVIS,ANSI TYPE B | SET | 3 | 0
| 1030140011 | CLEVIS,THIMBLE,FOR PREFORMED DEAD-END | EACH | 6 | 0
| 9090010017 | VIBRATION DAMPER TYPE DUMBELL FOR BARE ALUMINUM CONDUCTOR 400 SQMM. | EACH | 6 | 0
| 9090010018 | VIBRATION DAMPER TYPE DUMBELL FOR STEEL STRAIN WIRE 35 SQMM. | EACH | 2 | 0
set50073 | SS-AS-3 DOUBLE DEAD END STRUCTURE TYPE I,ADJACENT TO DEAD END POLE
| 1000120004 | CROSSARM,CHANNEL STEEL,ALLEY ARM,150X75X9 MM.3,000 MM.LONG | PCS. | 6 | 0
| 1010010005 | STEEL ANGLE,OVERHEAD GROUND WIRE CORNER BAYONET 65X65X6 MM. 2,500 MM.LONG | SET | 1 | 0
| 1010030002 | PLATE,STEEL 6X100X450 MM. | PCS. | 6 | 0
| 1010030102 | PLATE,STEEL DOUBLE ARMING 12X100X760 MM. | PCS. | 6 | 0
| 1010050000 | ST. PIPE,SIZE 20, 100 MM.LONG W/O T.E. | PCS. | 3 | 0
| 1010100003 | WIRE,STEEL STRANDED 35 SQ.MM.TIS.404 | M | 2.5 | 0
| 1010110203 | BOLT,MACHINE M.16x250 mm. | SET | 12 | 0
| 1010110204 | BOLT,MACHINE M.16x300 mm. | SET | 4 | 0
| 1010110205 | BOLT,MACHINE M.16x350 mm. | SET | 2 | 0
| 1010110300 | BOLT,MACHINE M.20X350 MM. | SET | 2 | 0
| 1010110301 | BOLT,MACHINE M.20x400 mm. | SET | 1 | 0
| 1010120000 | BOLT,DOUBLE ARMING,M.16x400 mm. | SET | 3 | 0
| 1010150001 | BOLT,OVAL EYE M.16X200 MM. | SET | 3 | 0
| 1010180003 | NUT,EYE,THIMBLE M.16 | EACH | 1 | 0
| 1010180100 | WASHER,PLAIN,SQUARE,LARGE 52x52x4.5 mm.HOLE DIA. 18 MM. TIS.258 | PCS. | 42 | 0
| 1010180101 | WASHER,PLAIN,SQUARE,LARGE 62X62X6 MM.HOLE DIA.22 MM. TIS.258 | PCS. | 6 | 0
| 1010180301 | WASHER,LOCK,SPRING,SIZE 16 mm.,GENERAL PURPOSE,TIS.259 | PCS. | 3 | 0
| 1010200003 | BRACE,FLAT,FOR CROSSARM 50X10X1,950 MM. | PCS. | 6 | 0
| 1010230000 | CLAMP,SINGLE U-BOLT,M.8 (WIRE ROPE CLIP) | SET | 3 | 0
| 1010230203 | GROUND WIRE SUPPORT AND CLAMP,FOR BAYONET | SET | 1 | 0
| 1020230001 | ARMOR-GRIP,PREFORMED,AL 400 SQ.MM. | EA | 3 | 0
| 1020430001 | CLAMP DEAD END,COMPRESSION,SINGLE LUG,FOR AL.CONDUCTOR 400 SQ.MM. | SET | 3 | 0
| 1030020001 | INSULATOR,SUSPENSION,TYPE C (CLASS 52-3) TIS.354 | PCS. | 81 | 81
| 1030110103 | CLAMP,STRAIN,WITH CLAMPING KEEPER,FOR AL.CONDUCTOR 400 SQ.MM. | SET | 3 | 0
| 1030140003 | SOCKET-EYE | SET | 6 | 0
| 1030140004 | Y-CLEVIS-BALL | SET | 3 | 0
| 1030140005 | BALL-CLEVIS,ANSI TYPE B | SET | 6 | 0
| 1030140006 | SOCKET-CLEVIS,ANSI TYPE B | SET | 3 | 0
| 1030140011 | CLEVIS,THIMBLE,FOR PREFORMED DEAD-END | EACH | 3 | 0
set50074 | SS-AS-3 DOUBLE DEAD END STRUCTURE TYPE II,ADJACENT TO DEAD END POLE
| 1000120004 | CROSSARM,CHANNEL STEEL,ALLEY ARM,150X75X9 MM.3,000 MM.LONG | PCS. | 6 | 0
| 1010030002 | PLATE,STEEL 6X100X450 MM. | PCS. | 6 | 0
| 1010030102 | PLATE,STEEL DOUBLE ARMING 12X100X760 MM. | PCS. | 6 | 0
| 1010050000 | ST. PIPE,SIZE 20, 100 MM.LONG W/O T.E. | PCS. | 3 | 0
| 1010110203 | BOLT,MACHINE M.16x250 mm. | SET | 12 | 0
| 1010110204 | BOLT,MACHINE M.16x300 mm. | SET | 1 | 0
| 1010110205 | BOLT,MACHINE M.16x350 mm. | SET | 2 | 0
| 1010110300 | BOLT,MACHINE M.20X350 MM. | SET | 2 | 0
| 1010110301 | BOLT,MACHINE M.20x400 mm. | SET | 1 | 0
| 1010120000 | BOLT,DOUBLE ARMING,M.16x400 mm. | SET | 3 | 0
| 1010150001 | BOLT,OVAL EYE M.16X200 MM. | SET | 3 | 0
| 1010150002 | Bolt, Oval eye m.16x350 mm. | SET | 1 | 0
| 1010180001 | NUT,EYE M.16 DIN 582 | PCS | 2 | 0
| 1010180100 | WASHER,PLAIN,SQUARE,LARGE 52x52x4.5 mm.HOLE DIA. 18 MM. TIS.258 | PCS. | 44 | 0
| 1010180101 | WASHER,PLAIN,SQUARE,LARGE 62X62X6 MM.HOLE DIA.22 MM. TIS.258 | PCS. | 6 | 0
| 1010180301 | WASHER,LOCK,SPRING,SIZE 16 mm.,GENERAL PURPOSE,TIS.259 | PCS. | 3 | 0
| 1010210304 | THIMBLE,GUY,FOR STEEL WIRE 50-95 sq.mm. | PCS. | 3 | 0
| 1010230000 | CLAMP,SINGLE U-BOLT,M.8 (WIRE ROPE CLIP) | SET | 12 | 0
| 1010230003 | CLAMP,TRIPLE BOLTS FOR STEEL STRANDED WIRE 35 SQ.MM. | SET | 6 | 0
| 1020230001 | ARMOR-GRIP,PREFORMED,AL 400 SQ.MM. | EA | 3 | 0
| 1020430001 | CLAMP DEAD END,COMPRESSION,SINGLE LUG,FOR AL.CONDUCTOR 400 SQ.MM. | SET | 3 | 0
| 1030020001 | INSULATOR,SUSPENSION,TYPE C (CLASS 52-3) TIS.354 | PCS. | 81 | 81
| 1030110103 | CLAMP,STRAIN,WITH CLAMPING KEEPER,FOR AL.CONDUCTOR 400 SQ.MM. | SET | 3 | 0
| 1030140003 | SOCKET-EYE | SET | 6 | 0
| 1030140004 | Y-CLEVIS-BALL | SET | 3 | 0
| 1030140005 | BALL-CLEVIS,ANSI TYPE B | SET | 6 | 0
| 1030140006 | SOCKET-CLEVIS,ANSI TYPE B | SET | 3 | 0
| 1030140011 | CLEVIS,THIMBLE,FOR PREFORMED DEAD-END | EACH | 3 | 0
set50076 | #N/A
| 1000120001 | CROSSARM,STEEL 100X50X3.2 MM.4,200 MM.LONG | PCS. | 2 | 0
| 1010000100 | STEEL CHANNEL, 100x50x5 mm. 2,250 MM.LONG | PCS | 1 | 0
| 1010000303 | STEEL CHANNEL,150X75X6.5 MM.6,000 MM.LONG | PCS. | 2 | 0
| 1010010000 | STEEL ANGLE,65X65X6 MM.1,000 MM.LONG | PCS. | 2 | 0
| 1010030002 | PLATE,STEEL 6X100X450 MM. | PCS. | 4 | 0
| 1010030102 | PLATE,STEEL DOUBLE ARMING 12X100X760 MM. | PCS. | 2 | 0
| 1010050002 | ST. PIPE,SIZE 20, 150 MM.LONG W/O T.E. | PCS. | 1 | 0
| 1010110201 | BOLT,MACHINE M.16x170 mm. | SET | 5 | 0
| 1010110202 | BOLT,MACHINE M.16x200 mm. | SET | 4 | 0
| 1010110204 | BOLT,MACHINE M.16x300 mm. | SET | 5 | 0
| 1010110205 | BOLT,MACHINE M.16x350 mm. | SET | 2 | 0
| 1010110300 | BOLT,MACHINE M.20X350 MM. | SET | 1 | 0
| 1010110400 | BOLT,MACHINE, HEXAGON, M.16X75 MM. | SET | 4 | 0
| 1010120000 | BOLT,DOUBLE ARMING,M.16x400 mm. | SET | 4 | 0
| 1010150000 | BOLT,OVAL EYE M.16X150 MM. | SET | 1 | 0
| 1010150100 | BOLT,OVAL M.20X350 MM. | SET | 1 | 0
| 1010180002 | NET,EYE M.20 | PCS. | 1 | 0
| 1010180100 | WASHER,PLAIN,SQUARE,LARGE 52x52x4.5 mm.HOLE DIA. 18 MM. TIS.258 | PCS. | 40 | 0
| 1010180101 | WASHER,PLAIN,SQUARE,LARGE 62X62X6 MM.HOLE DIA.22 MM. TIS.258 | PCS. | 2 | 0
| 1010180301 | WASHER,LOCK,SPRING,SIZE 16 mm.,GENERAL PURPOSE,TIS.259 | PCS. | 7 | 0
| 1010180302 | WASHER,LOCK,SPRING,SIZE 20 MM.,GENERAL PURPOSE,TIS.259 | PCS. | 2 | 0
| 1010200005 | BRACE,ALLEY ARM 50x50x6 mm. 2,350 mm.LONG | PCS. | 1 | 0
| 1010200007 | BRACE,ANGLE STEEL 50x50x6 mm. 1,800 mm.WIDE 450 mm.DROP | PCS. | 2 | 0
| 1010210200 | BOLT,STRAND EYE,SINGLE M.16X350 MM. | SET | 2 | 0
| 1010230000 | CLAMP,SINGLE U-BOLT,M.8 (WIRE ROPE CLIP) | SET | 6 | 0
| 1020220109 | ARMOR ROD,PREFORMED,FOR AL.OR AL-ALLOY CONDUCTOR 400 SQ.MM. | SET | 1 | 0
| 1020420302 | TERMINAL,COMPRESSION,15 DEGREE PAD,NEMA,4-HOLE,FOR AL. 400 SQ.MM. | PCS. | 3 | 0
| 1020430001 | CLAMP DEAD END,COMPRESSION,SINGLE LUG,FOR AL.CONDUCTOR 400 SQ.MM. | SET | 3 | 0
| 1030020001 | INSULATOR,SUSPENSION,TYPE C (CLASS 52-3) TIS.354 | PCS. | 67 | 67
| 1030110103 | CLAMP,STRAIN,WITH CLAMPING KEEPER,FOR AL.CONDUCTOR 400 SQ.MM. | SET | 2 | 0
| 1030120002 | CLAMP,SUSPENSION,FOR AL 400 SQ.MM. | SET | 1 | 0
| 1030140002 | BALL-HOOK | SET | 1 | 0
| 1030140003 | SOCKET-EYE | SET | 1 | 0
| 1030140005 | BALL-CLEVIS,ANSI TYPE B | SET | 6 | 0
| 1030140006 | SOCKET-CLEVIS,ANSI TYPE B | SET | 6 | 0
set50077 | SS-AS-6 ANGLE STRUCTURE
| 1000120001 | CROSSARM,STEEL 100X50X3.2 MM.4,200 MM.LONG | PCS. | 2 | 0
| 1010000100 | STEEL CHANNEL, 100x50x5 mm. 2,250 MM.LONG | PCS | 1 | 1
| 1010000303 | STEEL CHANNEL,150X75X6.5 MM.6,000 MM.LONG | PCS. | 1 | 0
| 1010010000 | STEEL ANGLE,65X65X6 MM.1,000 MM.LONG | PCS. | 3 | 0
| 1010030002 | PLATE,STEEL 6X100X450 MM. | PCS. | 4 | 0
| 1010030102 | PLATE,STEEL DOUBLE ARMING 12X100X760 MM. | PCS. | 2 | 0
| 1010050002 | ST. PIPE,SIZE 20, 150 MM.LONG W/O T.E. | PCS. | 1 | 0
| 1010100003 | WIRE,STEEL STRANDED 35 SQ.MM.TIS.404 | M | 3 | 0
| 1010110201 | BOLT,MACHINE M.16x170 mm. | SET | 5 | 0
| 1010110202 | BOLT,MACHINE M.16x200 mm. | SET | 4 | 0
| 1010110204 | BOLT,MACHINE M.16x300 mm. | SET | 5 | 0
| 1010110205 | BOLT,MACHINE M.16x350 mm. | SET | 2 | 0
| 1010110300 | BOLT,MACHINE M.20X350 MM. | SET | 1 | 0
| 1010110400 | BOLT,MACHINE, HEXAGON, M.16X75 MM. | SET | 4 | 0
| 1010120000 | BOLT,DOUBLE ARMING,M.16x400 mm. | SET | 4 | 0
| 1010150000 | BOLT,OVAL EYE M.16X150 MM. | SET | 1 | 0
| 1010150100 | BOLT,OVAL M.20X350 MM. | SET | 1 | 0
| 1010180100 | WASHER,PLAIN,SQUARE,LARGE 52x52x4.5 mm.HOLE DIA. 18 MM. TIS.258 | PCS. | 40 | 0
| 1010180101 | WASHER,PLAIN,SQUARE,LARGE 62X62X6 MM.HOLE DIA.22 MM. TIS.258 | PCS. | 2 | 0
| 1010180301 | WASHER,LOCK,SPRING,SIZE 16 mm.,GENERAL PURPOSE,TIS.259 | PCS. | 7 | 0
| 1010180302 | WASHER,LOCK,SPRING,SIZE 20 MM.,GENERAL PURPOSE,TIS.259 | PCS. | 2 | 0
| 1010200007 | BRACE,ANGLE STEEL 50x50x6 mm. 1,800 mm.WIDE 450 mm.DROP | PCS. | 2 | 0
| 1010210200 | BOLT,STRAND EYE,SINGLE M.16X350 MM. | SET | 2 | 0
| 1010230000 | CLAMP,SINGLE U-BOLT,M.8 (WIRE ROPE CLIP) | SET | 1 | 0
| 1010230003 | CLAMP,TRIPLE BOLTS FOR STEEL STRANDED WIRE 35 SQ.MM. | SET | 5 | 0
| 1020230001 | ARMOR-GRIP,PREFORMED,AL 400 SQ.MM. | EA | 3 | 0
| 1020420302 | TERMINAL,COMPRESSION,15 DEGREE PAD,NEMA,4-HOLE,FOR AL. 400 SQ.MM. | PCS. | 3 | 0
| 1020430001 | CLAMP DEAD END,COMPRESSION,SINGLE LUG,FOR AL.CONDUCTOR 400 SQ.MM. | SET | 3 | 0
| 1030020001 | INSULATOR,SUSPENSION,TYPE C (CLASS 52-3) TIS.354 | PCS. | 81 | 81
| 1030110103 | CLAMP,STRAIN,WITH CLAMPING KEEPER,FOR AL.CONDUCTOR 400 SQ.MM. | SET | 3 | 0
| 1030140003 | SOCKET-EYE | SET | 6 | 0
| 1030140004 | Y-CLEVIS-BALL | SET | 3 | 0
| 1030140005 | BALL-CLEVIS,ANSI TYPE B | SET | 6 | 0
| 1030140006 | SOCKET-CLEVIS,ANSI TYPE B | SET | 3 | 0
set50082 | SS-DD-2 DOUBLE DEAD END STRUCTURE
| 1010000103 | STEEL CHANNEL,100X50X5 MM.4,200 MM.LONG | PCS | 3 | 0
| 1010110200 | BOLT,MACHINE M.16x130 mm. | SET | 6 | 0
| 1010110204 | BOLT,MACHINE M.16x300 mm. | SET | 4 | 0
| 1010110205 | BOLT,MACHINE M.16x350 mm. | SET | 2 | 0
| 1010110300 | BOLT,MACHINE M.20X350 MM. | SET | 3 | 0
| 1010150000 | BOLT,OVAL EYE M.16X150 MM. | SET | 3 | 0
| 1010150100 | BOLT,OVAL M.20X350 MM. | SET | 3 | 0
| 1010180002 | NET,EYE M.20 | PCS. | 3 | 0
| 1010180100 | WASHER,PLAIN,SQUARE,LARGE 52x52x4.5 mm.HOLE DIA. 18 MM. TIS.258 | PCS. | 15 | 0
| 1010180101 | WASHER,PLAIN,SQUARE,LARGE 62X62X6 MM.HOLE DIA.22 MM. TIS.258 | PCS. | 12 | 0
| 1010180301 | WASHER,LOCK,SPRING,SIZE 16 mm.,GENERAL PURPOSE,TIS.259 | PCS. | 3 | 0
| 1010200007 | BRACE,ANGLE STEEL 50x50x6 mm. 1,800 mm.WIDE 450 mm.DROP | PCS. | 3 | 0
| 1010210304 | THIMBLE,GUY,FOR STEEL WIRE 50-95 sq.mm. | PCS. | 1 | 0
| 1010230000 | CLAMP,SINGLE U-BOLT,M.8 (WIRE ROPE CLIP) | SET | 3 | 0
| 1010230203 | GROUND WIRE SUPPORT AND CLAMP,FOR BAYONET | SET | 1 | 0
| 1020230001 | ARMOR-GRIP,PREFORMED,AL 400 SQ.MM. | EA | 3 | 0
| 1020420302 | TERMINAL,COMPRESSION,15 DEGREE PAD,NEMA,4-HOLE,FOR AL. 400 SQ.MM. | PCS. | 3 | 0
| 1020430001 | CLAMP DEAD END,COMPRESSION,SINGLE LUG,FOR AL.CONDUCTOR 400 SQ.MM. | SET | 3 | 0
| 1030020001 | INSULATOR,SUSPENSION,TYPE C (CLASS 52-3) TIS.354 | PCS. | 81 | 81
| 1030110103 | CLAMP,STRAIN,WITH CLAMPING KEEPER,FOR AL.CONDUCTOR 400 SQ.MM. | SET | 3 | 0
| 1030140003 | SOCKET-EYE | SET | 6 | 0
| 1030140004 | Y-CLEVIS-BALL | SET | 3 | 0
| 1030140005 | BALL-CLEVIS,ANSI TYPE B | SET | 6 | 0
| 1030140006 | SOCKET-CLEVIS,ANSI TYPE B | SET | 3 | 0
set50085 | SS-DE-2 DEAD END STRUCTURE
| 1000120001 | CROSSARM,STEEL 100X50X3.2 MM.4,200 MM.LONG | PCS. | 2 | 0
| 1010000302 | STEEL CHANNEL, 150x75x6.5 MM. 4,500 MM.LONG | PCS | 1 | 0
| 1010000303 | STEEL CHANNEL,150X75X6.5 MM.6,000 MM.LONG | PCS. | 1 | 0
| 1010030102 | PLATE,STEEL DOUBLE ARMING 12X100X760 MM. | PCS. | 2 | 0
| 1010110201 | BOLT,MACHINE M.16x170 mm. | SET | 4 | 0
| 1010110205 | BOLT,MACHINE M.16x350 mm. | SET | 4 | 0
| 1010110300 | BOLT,MACHINE M.20X350 MM. | SET | 1 | 0
| 1010110400 | BOLT,MACHINE, HEXAGON, M.16X75 MM. | SET | 4 | 0
| 1010120000 | BOLT,DOUBLE ARMING,M.16x400 mm. | SET | 4 | 0
| 1010150001 | BOLT,OVAL EYE M.16X200 MM. | SET | 1 | 0
| 1010150100 | BOLT,OVAL M.20X350 MM. | SET | 1 | 0
| 1010180100 | WASHER,PLAIN,SQUARE,LARGE 52x52x4.5 mm.HOLE DIA. 18 MM. TIS.258 | PCS. | 27 | 0
| 1010180101 | WASHER,PLAIN,SQUARE,LARGE 62X62X6 MM.HOLE DIA.22 MM. TIS.258 | PCS. | 2 | 0
| 1010180301 | WASHER,LOCK,SPRING,SIZE 16 mm.,GENERAL PURPOSE,TIS.259 | PCS. | 4 | 0
| 1010180302 | WASHER,LOCK,SPRING,SIZE 20 MM.,GENERAL PURPOSE,TIS.259 | PCS. | 2 | 0
| 1010200007 | BRACE,ANGLE STEEL 50x50x6 mm. 1,800 mm.WIDE 450 mm.DROP | PCS. | 2 | 0
| 1010210304 | THIMBLE,GUY,FOR STEEL WIRE 50-95 sq.mm. | PCS. | 1 | 0
| 1010230003 | CLAMP,TRIPLE BOLTS FOR STEEL STRANDED WIRE 35 SQ.MM. | SET | 2 | 0
| 1030020001 | INSULATOR,SUSPENSION,TYPE C (CLASS 52-3) TIS.354 | PCS. | 30 | 30
| 1030110103 | CLAMP,STRAIN,WITH CLAMPING KEEPER,FOR AL.CONDUCTOR 400 SQ.MM. | SET | 3 | 0
| 1030140000 | CLEVIS-EYE | SET | 3 | 0
| 1030140003 | SOCKET-EYE | SET | 3 | 0
set50091 | SS-SW-2 TRIPLE POLE AIR BREAK SWITCH INSTALLATION
| 1010010004 | STEEL ANGLE,OVERHEAD GROUND WIRE BAYONET 65X65X6 MM. 2,500 MM.LONG | PCS. | 1 | 0
| 1010100003 | WIRE,STEEL STRANDED 35 SQ.MM.TIS.404 | M | 2.5 | 0
| 1010110207 | BOLT,MACHINE M.16x450 mm. | SET | 7 | 0
| 1010110208 | BOLT,MACHINE M.16x500 mm. | SET | 2 | 0
| 1010120001 | BOLT,DOUBLE ARMING,M.16x450 mm. | SET | 2 | 0
| 1010180100 | WASHER,PLAIN,SQUARE,LARGE 52x52x4.5 mm.HOLE DIA. 18 MM. TIS.258 | PCS. | 11 | 0
| 1010220007 | ROD,GROUND,COPPER COVERED STEEL,16 MM.DIA., 3 M. LONG | SET | 1 | 0
| 1010230000 | CLAMP,SINGLE U-BOLT,M.8 (WIRE ROPE CLIP) | SET | 3 | 0
| 1010230203 | GROUND WIRE SUPPORT AND CLAMP,FOR BAYONET | SET | 1 | 0
| 1020000005 | COND.,CU,BARE 50 SQ.MM.TIS.64 | M | 10 | 0
| 1030020001 | INSULATOR,SUSPENSION,TYPE C (CLASS 52-3) TIS.354 | PCS. | 60 | 60
| 1030110103 | CLAMP,STRAIN,WITH CLAMPING KEEPER,FOR AL.CONDUCTOR 400 SQ.MM. | SET | 6 | 0
| 1030140003 | SOCKET-EYE | SET | 6 | 0
| 1030140005 | BALL-CLEVIS,ANSI TYPE B | SET | 6 | 0
| 1030140013 | SPACER,PLATE,FOR AL.400 SQ.MM. | EACH | 6 | 0
| 1040060200 | SWITCH,AIR BREAK,TRIPLE POLE,115 KV.1,200 A.61 KA.HORIZONTAL OPENING | SET | 1 | 0
| 1080040001 | CONDUIT,PVC,RIGID,DIA. 20x2500 mm.TIS.216 | EACH | 1 | 0
set50094 | SS-UG-1 RISER STRUCTURE
| 1010000303 | STEEL CHANNEL,150X75X6.5 MM.6,000 MM.LONG | PCS. | 6 | 0
| 1010060021 | SUPPORTING STRUCTURE FOR MOUNTING UNDERGROUND CABLE TERMINATOR,LIGHTNING ARRESTER COMPLETE WITH BOLD | SET | 1 | 0
| 1010100006 | WIRE,STEEL STRANDED 95 sq.mm.TIS.404 | M. | 22 | 0
| 1010110208 | BOLT,MACHINE M.16x500 mm. | SET | 6 | 0
| 1010110209 | BOLT MACHINE M.16X600 MM. | SET | 2 | 0
| 1010150002 | Bolt, Oval eye m.16x350 mm. | SET | 1 | 0
| 1010150100 | BOLT,OVAL M.20X350 MM. | SET | 6 | 0
| 1010180001 | NUT,EYE M.16 DIN 582 | PCS | 1 | 0
| 1010180003 | NUT,EYE,THIMBLE M.16 | EACH | 1 | 0
| 1010180100 | WASHER,PLAIN,SQUARE,LARGE 52x52x4.5 mm.HOLE DIA. 18 MM. TIS.258 | PCS. | 16 | 0
| 1010180101 | WASHER,PLAIN,SQUARE,LARGE 62X62X6 MM.HOLE DIA.22 MM. TIS.258 | PCS. | 0 | 0
| 1010180301 | WASHER,LOCK,SPRING,SIZE 16 mm.,GENERAL PURPOSE,TIS.259 | PCS. | 6 | 0
| 1010180302 | WASHER,LOCK,SPRING,SIZE 20 MM.,GENERAL PURPOSE,TIS.259 | PCS. | 6 | 0
| 1010210202 | BOLT,STRAND EYE,SINGLE 45 DEGREE M.16X350 MM. | SET | 1 | 0
| 1010210304 | THIMBLE,GUY,FOR STEEL WIRE 50-95 sq.mm. | PCS. | 6 | 0
| 1010220007 | ROD,GROUND,COPPER COVERED STEEL,16 MM.DIA., 3 M. LONG | SET | 2 | 0
| 1010230003 | CLAMP,TRIPLE BOLTS FOR STEEL STRANDED WIRE 35 SQ.MM. | SET | 6 | 0
| 1010230016 | CLAMP,CABLE STRAP FOR UG 1X800 SQ.MM. | SET | 4 | 0
| 1020000007 | COND.,CU,BARE 95 SQ.MM.TIS 64 | M | 60 | 0
| 1020010009 | CONDUCTOR,AL,BARE,400 SQ.MM.TIS.85 | M | 32 | 0
| 1020150201 | CABLE TERMINATION KITS, FOR OUTDOOR, 115 KV. 1X800 SQ.MM. | SET | 3 | 0
| 1020420302 | TERMINAL,COMPRESSION,15 DEGREE PAD,NEMA,4-HOLE,FOR AL. 400 SQ.MM. | PCS. | 3 | 0
| 1020430001 | CLAMP DEAD END,COMPRESSION,SINGLE LUG,FOR AL.CONDUCTOR 400 SQ.MM. | SET | 3 | 0
| 1020500005 | CONNECTOR,T-TYPE,FOR CONDUCTOR MAIN 400 SQ.MM. TO CONDUCTOR TAP 185-240 SQ.MM. | SET | 3 | 0
| 1020570106 | CLIMP,TOP TYPE DOUBLE CONDUCTOR, AL 400 SQ.MM.FOR HORIZONTAL MOUNTING POST TYPE INSULATOR 115 KV. | SET | 8 | 0
| 1030010204 | INSULATOR, POST TYPE 115 KV. HORIZONTAL MOUNTING | PCS. | 8 | 8
| 1030020001 | INSULATOR,SUSPENSION,TYPE C (CLASS 52-3) TIS.354 | PCS. | 30 | 30
| 1030140005 | BALL-CLEVIS,ANSI TYPE B | SET | 3 | 0
| 1030140006 | SOCKET-CLEVIS,ANSI TYPE B | SET | 3 | 0
| 1040000201 | LIGHTNING ARRESTER 96 KV. 10 KA. | EACH | 3 | 0
| 1080040001 | CONDUIT,PVC,RIGID,DIA. 20x2500 mm.TIS.216 | EACH | 2 | 0
| 9090010029 | PIPE STEEL,SIZE 25 TYPE 2, 310 MM.LONG BUT WITHOUT THREADED END | EACH | 5 | 0
set50096 | SS-UG-3 UG CABLE RISER STRUCTURE
| 1010000303 | STEEL CHANNEL,150X75X6.5 MM.6,000 MM.LONG | PCS. | 6 | 0
| 1010110203 | BOLT,MACHINE M.16x250 mm. | SET | 6 | 0
| 1010110207 | BOLT,MACHINE M.16x450 mm. | SET | 4 | 0
| 1010110208 | BOLT,MACHINE M.16x500 mm. | SET | 6 | 0
| 1010110209 | BOLT MACHINE M.16X600 MM. | SET | 2 | 0
| 1010110400 | BOLT,MACHINE, HEXAGON, M.16X75 MM. | SET | 28 | 0
| 1010150100 | BOLT,OVAL M.20X350 MM. | SET | 4 | 0
| 1010180002 | NET,EYE M.20 | PCS. | 4 | 0
| 1010180100 | WASHER,PLAIN,SQUARE,LARGE 52x52x4.5 mm.HOLE DIA. 18 MM. TIS.258 | PCS. | 34 | 0
| 1010180101 | WASHER,PLAIN,SQUARE,LARGE 62X62X6 MM.HOLE DIA.22 MM. TIS.258 | PCS. | 16 | 0
| 1010180301 | WASHER,LOCK,SPRING,SIZE 16 mm.,GENERAL PURPOSE,TIS.259 | PCS. | 6 | 0
| 1010180302 | WASHER,LOCK,SPRING,SIZE 20 MM.,GENERAL PURPOSE,TIS.259 | PCS. | 8 | 0
| 1010200001 | BRACE,FLAT,FOR CROSSARM 30x6x760 mm. | PCS. | 4 | 0
| 1010200002 | BRACE,FLAT,FOR CROSSARM 40x6x1,000 mm. | PCS. | 9 | 0
| 1010210203 | BOLT,STRAND EYE,SINGLE 45 DEGREE M.20X350 MM. | SET | 4 | 0
| 1010220007 | ROD,GROUND,COPPER COVERED STEEL,16 MM.DIA., 3 M. LONG | SET | 2 | 0
| 1010230003 | CLAMP,TRIPLE BOLTS FOR STEEL STRANDED WIRE 35 SQ.MM. | SET | 2 | 0
| 1010230016 | CLAMP,CABLE STRAP FOR UG 1X800 SQ.MM. | SET | 5 | 0
| 1020000007 | COND.,CU,BARE 95 SQ.MM.TIS 64 | M | 62 | 0
| 1020010007 | CONDUCTOR,AL,BARE 185 sq.mm.TIS.85 | M. | 9 | 0
| 1020010009 | CONDUCTOR,AL,BARE,400 SQ.MM.TIS.85 | M | 65 | 0
| 1020240000 | SPACER,HELICAL ROD,PREFORMED,FOR AL.400 SQ.MM. | SET | 3 | 0
| 1020250001 | PREFORMED DEAD END,FOR AL PARTIALLY INSULATED CONDUCTOR 22 KV. 50 SQ.MM. | SET | 4 | 0
| 1020300103 | CONNECTOR,PARALLEL GROOVE,TRIPLE BOLT,AL,AL-ALLOY AND ACSR 70-185 SQ.MM. | PCS. | 6 | 0
| 1020420106 | CABLE LUG,NEMA HOLE,COMPRESSION TYPE,AL 185 SQ.MM. | PCS. | 3 | 0
| 1020420302 | TERMINAL,COMPRESSION,15 DEGREE PAD,NEMA,4-HOLE,FOR AL. 400 SQ.MM. | PCS. | 3 | 0
| 1020430001 | CLAMP DEAD END,COMPRESSION,SINGLE LUG,FOR AL.CONDUCTOR 400 SQ.MM. | SET | 3 | 0
| 1020500005 | CONNECTOR,T-TYPE,FOR CONDUCTOR MAIN 400 SQ.MM. TO CONDUCTOR TAP 185-240 SQ.MM. | SET | 6 | 0
| 1030010204 | INSULATOR, POST TYPE 115 KV. HORIZONTAL MOUNTING | PCS. | 6 | 0
| 1030020001 | INSULATOR,SUSPENSION,TYPE C (CLASS 52-3) TIS.354 | PCS. | 30 | 30
| 1030140005 | BALL-CLEVIS,ANSI TYPE B | SET | 3 | 0
| 1030140006 | SOCKET-CLEVIS,ANSI TYPE B | SET | 3 | 0
| 1030140011 | CLEVIS,THIMBLE,FOR PREFORMED DEAD-END | EACH | 4 | 0
| 1080040001 | CONDUIT,PVC,RIGID,DIA. 20x2500 mm.TIS.216 | EACH | 2 | 0
| 9090010015 | TERMINATOR FOR 115 KV XLPE CU CABLE | SET | 3 | 0
| 9090010021 | LIGHTNING ARRESTER 96 KV 5 KA | SET | 3 | 3
| 9090010029 | PIPE STEEL,SIZE 25 TYPE 2, 310 MM.LONG BUT WITHOUT THREADED END | EACH | 6 | 0
set50131 | SS-TL-5 TAP LINE STRUCTURE
| 1010000100 | STEEL CHANNEL, 100x50x5 mm. 2,250 MM.LONG | PCS | 6 | 0
| 1010000400 | STEEL CHANNEL,200X80X7.5 MM.1,000 MM.LONG | PCS. | 9 | 0
| 1010010004 | STEEL ANGLE,OVERHEAD GROUND WIRE BAYONET 65X65X6 MM. 2,500 MM.LONG | PCS. | 1 | 0
| 1010030006 | PLATE,STEEL,FOR OVERHEAD GROUND WIRE BAYONET,ACCORDING TO DWG.NO.SA3-015/44004 | PCS. | 1 | 0
| 1010100003 | WIRE,STEEL STRANDED 35 SQ.MM.TIS.404 | M | 2.5 | 0
| 1010110101 | BOLE,MACHINE M. 12X50 MM. | SET | 1 | 0
| 1010110203 | BOLT,MACHINE M.16x250 mm. | SET | 3 | 0
| 1010110204 | BOLT,MACHINE M.16x300 mm. | SET | 8 | 0
| 1010110205 | BOLT,MACHINE M.16x350 mm. | SET | 4 | 0
| 1010110207 | BOLT,MACHINE M.16x450 mm. | SET | 6 | 0
| 1010110300 | BOLT,MACHINE M.20X350 MM. | SET | 3 | 0
| 1010110400 | BOLT,MACHINE, HEXAGON, M.16X75 MM. | SET | 3 | 0
| 1010150000 | BOLT,OVAL EYE M.16X150 MM. | SET | 3 | 0
| 1010150100 | BOLT,OVAL M.20X350 MM. | SET | 3 | 0
| 1010180100 | WASHER,PLAIN,SQUARE,LARGE 52x52x4.5 mm.HOLE DIA. 18 MM. TIS.258 | PCS. | 28 | 0
| 1010180101 | WASHER,PLAIN,SQUARE,LARGE 62X62X6 MM.HOLE DIA.22 MM. TIS.258 | PCS. | 12 | 0
| 1010180301 | WASHER,LOCK,SPRING,SIZE 16 mm.,GENERAL PURPOSE,TIS.259 | PCS. | 3 | 0
| 1010180302 | WASHER,LOCK,SPRING,SIZE 20 MM.,GENERAL PURPOSE,TIS.259 | PCS. | 3 | 0
| 1010200002 | BRACE,FLAT,FOR CROSSARM 40x6x1,000 mm. | PCS. | 6 | 0
| 1010210304 | THIMBLE,GUY,FOR STEEL WIRE 50-95 sq.mm. | PCS. | 2 | 0
| 1010230003 | CLAMP,TRIPLE BOLTS FOR STEEL STRANDED WIRE 35 SQ.MM. | SET | 3 | 0
| 1010230203 | GROUND WIRE SUPPORT AND CLAMP,FOR BAYONET | SET | 1 | 0
| 1020230001 | ARMOR-GRIP,PREFORMED,AL 400 SQ.MM. | EA | 3 | 0
| 1020420201 | CABLE LUG, NEMA HOLE, COMPRESSION TYPE, AL. 400 SQ.MM. | PCS. | 3 | 0
| 1020420302 | TERMINAL,COMPRESSION,15 DEGREE PAD,NEMA,4-HOLE,FOR AL. 400 SQ.MM. | PCS. | 3 | 0
| 1020430001 | CLAMP DEAD END,COMPRESSION,SINGLE LUG,FOR AL.CONDUCTOR 400 SQ.MM. | SET | 3 | 0
| 1020500100 | CONNECTOR,T-TYPE,COMPRESSION,FOR AL CONDUCTOR MAIN 400 SQ.MM. TO NEMA 4-HOLE PAD | SET | 3 | 0
| 1020560200 | PAD COUPLER,AL-ALLOY, T-TYPE FOR ONE TO TWO TRMINAL PAD 4 HOLE NEMA | PCS. | 3 | 0
| 1030020001 | INSULATOR,SUSPENSION,TYPE C (CLASS 52-3) TIS.354 | PCS. | 51 | 51
| 1030140003 | SOCKET-EYE | SET | 3 | 0
| 1030140004 | Y-CLEVIS-BALL | SET | 3 | 0
| 1030140005 | BALL-CLEVIS,ANSI TYPE B | SET | 3 | 0
| 1030140006 | SOCKET-CLEVIS,ANSI TYPE B | SET | 3 | 0
| 9090011007 | WELDING POWDER, ST. WIRE 50 SQ.MM. TO GD | EA | 1 | 0
set50137 | SS-IH-1* INCREASE HIEGH STRUCTURE(DOUBLE POLE)
| 1000120002 | CROSSARM,STEEL ANGLE 150X150X12 MM.4,500 MM.LONG | PCS. | 2 | 0
| 1010000103 | STEEL CHANNEL,100X50X5 MM.4,200 MM.LONG | PCS | 1 | 0
| 1010000304 | STEEL CHANNEL150X75X6.5 MM.2,500MM. | PCS | 2 | 0
| 1010000400 | STEEL CHANNEL,200X80X7.5 MM.1,000 MM.LONG | PCS. | 6 | 0
| 1010030005 | PLATE,STEEL 6X100X900 MM. | EACH | 4 | 0
| 1010030102 | PLATE,STEEL DOUBLE ARMING 12X100X760 MM. | PCS. | 2 | 0
| 1010110200 | BOLT,MACHINE M.16x130 mm. | SET | 2 | 0
| 1010110201 | BOLT,MACHINE M.16x170 mm. | SET | 4 | 0
| 1010110202 | BOLT,MACHINE M.16x200 mm. | SET | 4 | 0
| 1010110204 | BOLT,MACHINE M.16x300 mm. | SET | 3 | 0
| 1010110205 | BOLT,MACHINE M.16x350 mm. | SET | 3 | 0
| 1010110206 | BOLT,MACHINE M.16x400 mm. | SET | 4 | 0
| 1010110207 | BOLT,MACHINE M.16x450 mm. | SET | 6 | 0
| 1010110300 | BOLT,MACHINE M.20X350 MM. | SET | 1 | 0
| 1010110400 | BOLT,MACHINE, HEXAGON, M.16X75 MM. | SET | 4 | 0
| 1010120000 | BOLT,DOUBLE ARMING,M.16x400 mm. | SET | 4 | 0
| 1010150000 | BOLT,OVAL EYE M.16X150 MM. | SET | 3 | 0
| 1010150100 | BOLT,OVAL M.20X350 MM. | SET | 2 | 0
| 1010180100 | WASHER,PLAIN,SQUARE,LARGE 52x52x4.5 mm.HOLE DIA. 18 MM. TIS.258 | PCS. | 55 | 0
| 1010180101 | WASHER,PLAIN,SQUARE,LARGE 62X62X6 MM.HOLE DIA.22 MM. TIS.258 | PCS. | 6 | 0
| 1010180301 | WASHER,LOCK,SPRING,SIZE 16 mm.,GENERAL PURPOSE,TIS.259 | PCS. | 6 | 0
| 1010180302 | WASHER,LOCK,SPRING,SIZE 20 MM.,GENERAL PURPOSE,TIS.259 | PCS. | 2 | 0
| 1010200007 | BRACE,ANGLE STEEL 50x50x6 mm. 1,800 mm.WIDE 450 mm.DROP | PCS. | 3 | 0
| 1010230000 | CLAMP,SINGLE U-BOLT,M.8 (WIRE ROPE CLIP) | SET | 23 | 0
| 1020230001 | ARMOR-GRIP,PREFORMED,AL 400 SQ.MM. | EA | 3 | 0
| 1020420302 | TERMINAL,COMPRESSION,15 DEGREE PAD,NEMA,4-HOLE,FOR AL. 400 SQ.MM. | PCS. | 3 | 0
| 1020430001 | CLAMP DEAD END,COMPRESSION,SINGLE LUG,FOR AL.CONDUCTOR 400 SQ.MM. | SET | 3 | 0
| 1030020001 | INSULATOR,SUSPENSION,TYPE C (CLASS 52-3) TIS.354 | PCS. | 81 | 81
| 1030110103 | CLAMP,STRAIN,WITH CLAMPING KEEPER,FOR AL.CONDUCTOR 400 SQ.MM. | SET | 3 | 0
| 1030140003 | SOCKET-EYE | SET | 6 | 0
| 1030140004 | Y-CLEVIS-BALL | SET | 3 | 0
| 1030140005 | BALL-CLEVIS,ANSI TYPE B | SET | 6 | 0
| 1030140006 | SOCKET-CLEVIS,ANSI TYPE B | SET | 3 | 0
| 1030140011 | CLEVIS,THIMBLE,FOR PREFORMED DEAD-END | EACH | 2 | 0
set50138 | SS-LA-1 (WITH GROUND PLATE IN POLE) SINGLE POLE 90 DEG. ANGEL STRUCTURE, HAVING GUY
| 1010000304 | STEEL CHANNEL150X75X6.5 MM.2,500MM. | PCS | 2 | 2
| 1010030002 | PLATE,STEEL 6X100X450 MM. | PCS. | 4 | 0
| 1010030006 | PLATE,STEEL,FOR OVERHEAD GROUND WIRE BAYONET,ACCORDING TO DWG.NO.SA3-015/44004 | PCS. | 1 | 0
| 1010050002 | ST. PIPE,SIZE 20, 150 MM.LONG W/O T.E. | PCS. | 1 | 0
| 1010050010 | PIPE,STEEL,SIZE 20,TYPE 2, 250 mm LONG TIS.277 BUT WITHOUT THREADED END | EACH | 1 | 0
| 1010100003 | WIRE,STEEL STRANDED 35 SQ.MM.TIS.404 | M | 2.5 | 0
| 1010110101 | BOLE,MACHINE M. 12X50 MM. | SET | 1 | 0
| 1010110202 | BOLT,MACHINE M.16x200 mm. | SET | 4 | 0
| 1010110204 | BOLT,MACHINE M.16x300 mm. | SET | 3 | 0
| 1010140001 | BOLT, ROUNG EYE M 16X200 MM. | SET | 1 | 0
| 1010150100 | BOLT,OVAL M.20X350 MM. | SET | 6 | 0
| 1010180100 | WASHER,PLAIN,SQUARE,LARGE 52x52x4.5 mm.HOLE DIA. 18 MM. TIS.258 | PCS. | 20 | 0
| 1010180101 | WASHER,PLAIN,SQUARE,LARGE 62X62X6 MM.HOLE DIA.22 MM. TIS.258 | PCS. | 12 | 0
| 1010180301 | WASHER,LOCK,SPRING,SIZE 16 mm.,GENERAL PURPOSE,TIS.259 | PCS. | 2 | 0
| 1010180302 | WASHER,LOCK,SPRING,SIZE 20 MM.,GENERAL PURPOSE,TIS.259 | PCS. | 6 | 0
| 1010210200 | BOLT,STRAND EYE,SINGLE M.16X350 MM. | SET | 1 | 0
| 1010210202 | BOLT,STRAND EYE,SINGLE 45 DEGREE M.16X350 MM. | SET | 1 | 0
| 1010210304 | THIMBLE,GUY,FOR STEEL WIRE 50-95 sq.mm. | PCS. | 1 | 0
| 1010230000 | CLAMP,SINGLE U-BOLT,M.8 (WIRE ROPE CLIP) | SET | 1 | 0
| 1010230003 | CLAMP,TRIPLE BOLTS FOR STEEL STRANDED WIRE 35 SQ.MM. | SET | 4 | 0
| 1020420302 | TERMINAL,COMPRESSION,15 DEGREE PAD,NEMA,4-HOLE,FOR AL. 400 SQ.MM. | PCS. | 3 | 0
| 1020430001 | CLAMP DEAD END,COMPRESSION,SINGLE LUG,FOR AL.CONDUCTOR 400 SQ.MM. | SET | 3 | 0
| 1030020001 | INSULATOR,SUSPENSION,TYPE C (CLASS 52-3) TIS.354 | PCS. | 60 | 60
| 1030110103 | CLAMP,STRAIN,WITH CLAMPING KEEPER,FOR AL.CONDUCTOR 400 SQ.MM. | SET | 3 | 0
| 1030140003 | SOCKET-EYE | SET | 3 | 0
| 1030140005 | BALL-CLEVIS,ANSI TYPE B | SET | 6 | 0
| 1030140006 | SOCKET-CLEVIS,ANSI TYPE B | SET | 3 | 0
| 9090011007 | WELDING POWDER, ST. WIRE 50 SQ.MM. TO GD | EA | 1 | 0
set50139 | SS-LA-1 (WITH GROUND PLATE IN POLE) SINGLE POLE 90 DEG. ANGEL STRUCTURE, NO GUY
| 1010000304 | STEEL CHANNEL150X75X6.5 MM.2,500MM. | PCS | 2 | 2
| 1010030002 | PLATE,STEEL 6X100X450 MM. | PCS. | 4 | 0
| 1010030006 | PLATE,STEEL,FOR OVERHEAD GROUND WIRE BAYONET,ACCORDING TO DWG.NO.SA3-015/44004 | PCS. | 1 | 0
| 1010050002 | ST. PIPE,SIZE 20, 150 MM.LONG W/O T.E. | PCS. | 1 | 0
| 1010050010 | PIPE,STEEL,SIZE 20,TYPE 2, 250 mm LONG TIS.277 BUT WITHOUT THREADED END | EACH | 1 | 0
| 1010100003 | WIRE,STEEL STRANDED 35 SQ.MM.TIS.404 | M | 2.5 | 0
| 1010110101 | BOLE,MACHINE M. 12X50 MM. | SET | 1 | 0
| 1010110202 | BOLT,MACHINE M.16x200 mm. | SET | 4 | 0
| 1010110204 | BOLT,MACHINE M.16x300 mm. | SET | 3 | 0
| 1010140001 | BOLT, ROUNG EYE M 16X200 MM. | SET | 1 | 0
| 1010150100 | BOLT,OVAL M.20X350 MM. | SET | 6 | 0
| 1010180100 | WASHER,PLAIN,SQUARE,LARGE 52x52x4.5 mm.HOLE DIA. 18 MM. TIS.258 | PCS. | 18 | 0
| 1010180101 | WASHER,PLAIN,SQUARE,LARGE 62X62X6 MM.HOLE DIA.22 MM. TIS.258 | PCS. | 12 | 0
| 1010180301 | WASHER,LOCK,SPRING,SIZE 16 mm.,GENERAL PURPOSE,TIS.259 | PCS. | 2 | 0
| 1010180302 | WASHER,LOCK,SPRING,SIZE 20 MM.,GENERAL PURPOSE,TIS.259 | PCS. | 6 | 0
| 1010210200 | BOLT,STRAND EYE,SINGLE M.16X350 MM. | SET | 1 | 0
| 1010210304 | THIMBLE,GUY,FOR STEEL WIRE 50-95 sq.mm. | PCS. | 1 | 0
| 1010230000 | CLAMP,SINGLE U-BOLT,M.8 (WIRE ROPE CLIP) | SET | 1 | 0
| 1010230003 | CLAMP,TRIPLE BOLTS FOR STEEL STRANDED WIRE 35 SQ.MM. | SET | 4 | 0
| 1020420302 | TERMINAL,COMPRESSION,15 DEGREE PAD,NEMA,4-HOLE,FOR AL. 400 SQ.MM. | PCS. | 3 | 0
| 1020430001 | CLAMP DEAD END,COMPRESSION,SINGLE LUG,FOR AL.CONDUCTOR 400 SQ.MM. | SET | 3 | 0
| 1030020001 | INSULATOR,SUSPENSION,TYPE C (CLASS 52-3) TIS.354 | PCS. | 60 | 60
| 1030110103 | CLAMP,STRAIN,WITH CLAMPING KEEPER,FOR AL.CONDUCTOR 400 SQ.MM. | SET | 3 | 0
| 1030140003 | SOCKET-EYE | SET | 3 | 0
| 1030140005 | BALL-CLEVIS,ANSI TYPE B | SET | 6 | 0
| 1030140006 | SOCKET-CLEVIS,ANSI TYPE B | SET | 3 | 0
| 9090011007 | WELDING POWDER, ST. WIRE 50 SQ.MM. TO GD | EA | 1 | 0
set50140 | SS-LA-2 (WITH GROUND PLATE IN POLE) DOUBLE POLE 90 DEG. ANGEL STRUCTURE, HAVING GUY
| 1010000304 | STEEL CHANNEL150X75X6.5 MM.2,500MM. | PCS | 2 | 2
| 1010000400 | STEEL CHANNEL,200X80X7.5 MM.1,000 MM.LONG | PCS. | 6 | 6
| 1010010000 | STEEL ANGLE,65X65X6 MM.1,000 MM.LONG | PCS. | 2 | 2
| 1010030005 | PLATE,STEEL 6X100X900 MM. | EACH | 2 | 2
| 1010030006 | PLATE,STEEL,FOR OVERHEAD GROUND WIRE BAYONET,ACCORDING TO DWG.NO.SA3-015/44004 | PCS. | 2 | 0
| 1010050009 | ST. PIPE,SIZE 20, 75 MM.LONG W/O T.E. | EACH | 1 | 0
| 1010100003 | WIRE,STEEL STRANDED 35 SQ.MM.TIS.404 | M | 5.5 | 0
| 1010110101 | BOLE,MACHINE M. 12X50 MM. | SET | 2 | 0
| 1010110200 | BOLT,MACHINE M.16x130 mm. | SET | 4 | 0
| 1010110204 | BOLT,MACHINE M.16x300 mm. | SET | 6 | 0
| 1010110302 | BOLT,MACHINE M.20X450 MM. | SET | 6 | 0
| 1010140001 | BOLT, ROUNG EYE M 16X200 MM. | SET | 2 | 0
| 1010150100 | BOLT,OVAL M.20X350 MM. | SET | 3 | 0
| 1010150101 | BOLT,OVAL M.20X450 MM. | SET | 3 | 0
| 1010180100 | WASHER,PLAIN,SQUARE,LARGE 52x52x4.5 mm.HOLE DIA. 18 MM. TIS.258 | PCS. | 26 | 0
| 1010180101 | WASHER,PLAIN,SQUARE,LARGE 62X62X6 MM.HOLE DIA.22 MM. TIS.258 | PCS. | 24 | 0
| 1010180301 | WASHER,LOCK,SPRING,SIZE 16 mm.,GENERAL PURPOSE,TIS.259 | PCS. | 6 | 0
| 1010180302 | WASHER,LOCK,SPRING,SIZE 20 MM.,GENERAL PURPOSE,TIS.259 | PCS. | 6 | 0
| 1010210202 | BOLT,STRAND EYE,SINGLE 45 DEGREE M.16X350 MM. | SET | 1 | 0
| 1010210304 | THIMBLE,GUY,FOR STEEL WIRE 50-95 sq.mm. | PCS. | 2 | 0
| 1010230000 | CLAMP,SINGLE U-BOLT,M.8 (WIRE ROPE CLIP) | SET | 2 | 0
| 1010230003 | CLAMP,TRIPLE BOLTS FOR STEEL STRANDED WIRE 35 SQ.MM. | SET | 5 | 0
| 1020420302 | TERMINAL,COMPRESSION,15 DEGREE PAD,NEMA,4-HOLE,FOR AL. 400 SQ.MM. | PCS. | 3 | 0
| 1020430001 | CLAMP DEAD END,COMPRESSION,SINGLE LUG,FOR AL.CONDUCTOR 400 SQ.MM. | SET | 3 | 0
| 1030020001 | INSULATOR,SUSPENSION,TYPE C (CLASS 52-3) TIS.354 | PCS. | 60 | 60
| 1030110103 | CLAMP,STRAIN,WITH CLAMPING KEEPER,FOR AL.CONDUCTOR 400 SQ.MM. | SET | 3 | 0
| 1030140003 | SOCKET-EYE | SET | 3 | 0
| 1030140005 | BALL-CLEVIS,ANSI TYPE B | SET | 6 | 0
| 1030140006 | SOCKET-CLEVIS,ANSI TYPE B | SET | 3 | 0
| 9090011007 | WELDING POWDER, ST. WIRE 50 SQ.MM. TO GD | EA | 2 | 0
set50141 | SS-LA-2 (WITH GROUND PLATE IN POLE) DOUBLE POLE 90 DEG. ANGEL STRUCTURE, NO GUY
| 1010000304 | STEEL CHANNEL150X75X6.5 MM.2,500MM. | PCS | 2 | 2
| 1010000400 | STEEL CHANNEL,200X80X7.5 MM.1,000 MM.LONG | PCS. | 6 | 6
| 1010010000 | STEEL ANGLE,65X65X6 MM.1,000 MM.LONG | PCS. | 2 | 2
| 1010030005 | PLATE,STEEL 6X100X900 MM. | EACH | 2 | 2
| 1010030006 | PLATE,STEEL,FOR OVERHEAD GROUND WIRE BAYONET,ACCORDING TO DWG.NO.SA3-015/44004 | PCS. | 2 | 0
| 1010050009 | ST. PIPE,SIZE 20, 75 MM.LONG W/O T.E. | EACH | 1 | 0
| 1010100003 | WIRE,STEEL STRANDED 35 SQ.MM.TIS.404 | M | 5.5 | 0
| 1010110101 | BOLE,MACHINE M. 12X50 MM. | SET | 2 | 0
| 1010110200 | BOLT,MACHINE M.16x130 mm. | SET | 4 | 0
| 1010110204 | BOLT,MACHINE M.16x300 mm. | SET | 6 | 0
| 1010110302 | BOLT,MACHINE M.20X450 MM. | SET | 6 | 0
| 1010140001 | BOLT, ROUNG EYE M 16X200 MM. | SET | 2 | 0
| 1010150100 | BOLT,OVAL M.20X350 MM. | SET | 3 | 0
| 1010150101 | BOLT,OVAL M.20X450 MM. | SET | 3 | 0
| 1010180100 | WASHER,PLAIN,SQUARE,LARGE 52x52x4.5 mm.HOLE DIA. 18 MM. TIS.258 | PCS. | 26 | 0
| 1010180101 | WASHER,PLAIN,SQUARE,LARGE 62X62X6 MM.HOLE DIA.22 MM. TIS.258 | PCS. | 24 | 0
| 1010180301 | WASHER,LOCK,SPRING,SIZE 16 mm.,GENERAL PURPOSE,TIS.259 | PCS. | 6 | 0
| 1010180302 | WASHER,LOCK,SPRING,SIZE 20 MM.,GENERAL PURPOSE,TIS.259 | PCS. | 6 | 0
| 1010210304 | THIMBLE,GUY,FOR STEEL WIRE 50-95 sq.mm. | PCS. | 3 | 0
| 1010230000 | CLAMP,SINGLE U-BOLT,M.8 (WIRE ROPE CLIP) | SET | 2 | 0
| 1010230003 | CLAMP,TRIPLE BOLTS FOR STEEL STRANDED WIRE 35 SQ.MM. | SET | 8 | 0
| 1020420302 | TERMINAL,COMPRESSION,15 DEGREE PAD,NEMA,4-HOLE,FOR AL. 400 SQ.MM. | PCS. | 3 | 0
| 1020430001 | CLAMP DEAD END,COMPRESSION,SINGLE LUG,FOR AL.CONDUCTOR 400 SQ.MM. | SET | 3 | 0
| 1030020001 | INSULATOR,SUSPENSION,TYPE C (CLASS 52-3) TIS.354 | PCS. | 60 | 60
| 1030110103 | CLAMP,STRAIN,WITH CLAMPING KEEPER,FOR AL.CONDUCTOR 400 SQ.MM. | SET | 3 | 0
| 1030140003 | SOCKET-EYE | SET | 3 | 0
| 1030140005 | BALL-CLEVIS,ANSI TYPE B | SET | 6 | 0
| 1030140006 | SOCKET-CLEVIS,ANSI TYPE B | SET | 3 | 0
| 9090011007 | WELDING POWDER, ST. WIRE 50 SQ.MM. TO GD | EA | 2 | 0
set50142 | SS-DE-1 (WITH GROUND PLATE IN POLE) DEADEND STRUCTURE
| 1010000304 | STEEL CHANNEL150X75X6.5 MM.2,500MM. | PCS | 1 | 1
| 1010030006 | PLATE,STEEL,FOR OVERHEAD GROUND WIRE BAYONET,ACCORDING TO DWG.NO.SA3-015/44004 | PCS. | 1 | 0
| 1010100003 | WIRE,STEEL STRANDED 35 SQ.MM.TIS.404 | M | 2.5 | 0
| 1010110101 | BOLE,MACHINE M. 12X50 MM. | SET | 1 | 0
| 1010110204 | BOLT,MACHINE M.16x300 mm. | SET | 3 | 0
| 1010140001 | BOLT, ROUNG EYE M 16X200 MM. | SET | 1 | 0
| 1010150100 | BOLT,OVAL M.20X350 MM. | SET | 3 | 0
| 1010180100 | WASHER,PLAIN,SQUARE,LARGE 52x52x4.5 mm.HOLE DIA. 18 MM. TIS.258 | PCS. | 10 | 0
| 1010180101 | WASHER,PLAIN,SQUARE,LARGE 62X62X6 MM.HOLE DIA.22 MM. TIS.258 | PCS. | 6 | 0
| 1010180301 | WASHER,LOCK,SPRING,SIZE 16 mm.,GENERAL PURPOSE,TIS.259 | PCS. | 1 | 0
| 1010180302 | WASHER,LOCK,SPRING,SIZE 20 MM.,GENERAL PURPOSE,TIS.259 | PCS. | 3 | 0
| 1010210202 | BOLT,STRAND EYE,SINGLE 45 DEGREE M.16X350 MM. | SET | 1 | 0
| 1010210304 | THIMBLE,GUY,FOR STEEL WIRE 50-95 sq.mm. | PCS. | 1 | 0
| 1010230000 | CLAMP,SINGLE U-BOLT,M.8 (WIRE ROPE CLIP) | SET | 1 | 0
| 1010230003 | CLAMP,TRIPLE BOLTS FOR STEEL STRANDED WIRE 35 SQ.MM. | SET | 2 | 0
| 1030020001 | INSULATOR,SUSPENSION,TYPE C (CLASS 52-3) TIS.354 | PCS. | 30 | 30
| 1030110103 | CLAMP,STRAIN,WITH CLAMPING KEEPER,FOR AL.CONDUCTOR 400 SQ.MM. | SET | 3 | 0
| 1030140003 | SOCKET-EYE | SET | 3 | 0
| 1030140005 | BALL-CLEVIS,ANSI TYPE B | SET | 3 | 0
| 9090011007 | WELDING POWDER, ST. WIRE 50 SQ.MM. TO GD | EA | 1 | 0
set50143 | SS-TL-1 (WITH GROUND PLATE IN POLE) SINGLE POLE, TAP LINE STRUCTURE
| 1010000304 | STEEL CHANNEL150X75X6.5 MM.2,500MM. | PCS | 2 | 2
| 1010030002 | PLATE,STEEL 6X100X450 MM. | PCS. | 4 | 0
| 1010030006 | PLATE,STEEL,FOR OVERHEAD GROUND WIRE BAYONET,ACCORDING TO DWG.NO.SA3-015/44004 | PCS. | 1 | 0
| 1010050002 | ST. PIPE,SIZE 20, 150 MM.LONG W/O T.E. | PCS. | 1 | 0
| 1010050010 | PIPE,STEEL,SIZE 20,TYPE 2, 250 mm LONG TIS.277 BUT WITHOUT THREADED END | EACH | 1 | 0
| 1010100003 | WIRE,STEEL STRANDED 35 SQ.MM.TIS.404 | M | 2.5 | 0
| 1010110101 | BOLE,MACHINE M. 12X50 MM. | SET | 1 | 0
| 1010110202 | BOLT,MACHINE M.16x200 mm. | SET | 4 | 0
| 1010110204 | BOLT,MACHINE M.16x300 mm. | SET | 3 | 0
| 1010140001 | BOLT, ROUNG EYE M 16X200 MM. | SET | 1 | 0
| 1010150100 | BOLT,OVAL M.20X350 MM. | SET | 6 | 0
| 1010180001 | NUT,EYE M.16 DIN 582 | PCS | 1 | 0
| 1010180002 | NET,EYE M.20 | PCS. | 3 | 0
| 1010180100 | WASHER,PLAIN,SQUARE,LARGE 52x52x4.5 mm.HOLE DIA. 18 MM. TIS.258 | PCS. | 18 | 0
| 1010180101 | WASHER,PLAIN,SQUARE,LARGE 62X62X6 MM.HOLE DIA.22 MM. TIS.258 | PCS. | 12 | 0
| 1010180301 | WASHER,LOCK,SPRING,SIZE 16 mm.,GENERAL PURPOSE,TIS.259 | PCS. | 1 | 0
| 1010180302 | WASHER,LOCK,SPRING,SIZE 20 MM.,GENERAL PURPOSE,TIS.259 | PCS. | 3 | 0
| 1010210200 | BOLT,STRAND EYE,SINGLE M.16X350 MM. | SET | 1 | 0
| 1010210304 | THIMBLE,GUY,FOR STEEL WIRE 50-95 sq.mm. | PCS. | 2 | 0
| 1010230000 | CLAMP,SINGLE U-BOLT,M.8 (WIRE ROPE CLIP) | SET | 1 | 0
| 1010230003 | CLAMP,TRIPLE BOLTS FOR STEEL STRANDED WIRE 35 SQ.MM. | SET | 6 | 0
| 1020420302 | TERMINAL,COMPRESSION,15 DEGREE PAD,NEMA,4-HOLE,FOR AL. 400 SQ.MM. | PCS. | 9 | 0
| 1020430001 | CLAMP DEAD END,COMPRESSION,SINGLE LUG,FOR AL.CONDUCTOR 400 SQ.MM. | SET | 3 | 0
| 1020430101 | CLAMP,DEAD END,COMPRESSION,DOUBLE LUG,FOR AL.CONDUCTOR 400 SQ.MM. | SET | 3 | 0
| 1030020001 | INSULATOR,SUSPENSION,TYPE C (CLASS 52-3) TIS.354 | PCS. | 90 | 90
| 1030110103 | CLAMP,STRAIN,WITH CLAMPING KEEPER,FOR AL.CONDUCTOR 400 SQ.MM. | SET | 3 | 0
| 1030140003 | SOCKET-EYE | SET | 3 | 0
| 1030140005 | BALL-CLEVIS,ANSI TYPE B | SET | 9 | 0
| 1030140006 | SOCKET-CLEVIS,ANSI TYPE B | SET | 6 | 0
| 9090011007 | WELDING POWDER, ST. WIRE 50 SQ.MM. TO GD | EA | 1 | 0
set50144 | SS-TL-2 (WITH GROUND PLATE IN POLE) DOUBLE POLE, TAP LINE STRUCTURE
| 1010000304 | STEEL CHANNEL150X75X6.5 MM.2,500MM. | PCS | 2 | 2
| 1010000400 | STEEL CHANNEL,200X80X7.5 MM.1,000 MM.LONG | PCS. | 6 | 6
| 1010010000 | STEEL ANGLE,65X65X6 MM.1,000 MM.LONG | PCS. | 2 | 2
| 1010030005 | PLATE,STEEL 6X100X900 MM. | EACH | 2 | 2
| 1010030006 | PLATE,STEEL,FOR OVERHEAD GROUND WIRE BAYONET,ACCORDING TO DWG.NO.SA3-015/44004 | PCS. | 2 | 0
| 1010050009 | ST. PIPE,SIZE 20, 75 MM.LONG W/O T.E. | EACH | 1 | 0
| 1010100003 | WIRE,STEEL STRANDED 35 SQ.MM.TIS.404 | M | 5 | 0
| 1010110101 | BOLE,MACHINE M. 12X50 MM. | SET | 2 | 0
| 1010110200 | BOLT,MACHINE M.16x130 mm. | SET | 4 | 0
| 1010110204 | BOLT,MACHINE M.16x300 mm. | SET | 6 | 0
| 1010110302 | BOLT,MACHINE M.20X450 MM. | SET | 6 | 0
| 1010140001 | BOLT, ROUNG EYE M 16X200 MM. | SET | 3 | 0
| 1010150100 | BOLT,OVAL M.20X350 MM. | SET | 6 | 0
| 1010150101 | BOLT,OVAL M.20X450 MM. | SET | 3 | 0
| 1010180100 | WASHER,PLAIN,SQUARE,LARGE 52x52x4.5 mm.HOLE DIA. 18 MM. TIS.258 | PCS. | 26 | 0
| 1010180101 | WASHER,PLAIN,SQUARE,LARGE 62X62X6 MM.HOLE DIA.22 MM. TIS.258 | PCS. | 30 | 0
| 1010180301 | WASHER,LOCK,SPRING,SIZE 16 mm.,GENERAL PURPOSE,TIS.259 | PCS. | 7 | 0
| 1010180302 | WASHER,LOCK,SPRING,SIZE 20 MM.,GENERAL PURPOSE,TIS.259 | PCS. | 9 | 0
| 1010210304 | THIMBLE,GUY,FOR STEEL WIRE 50-95 sq.mm. | PCS. | 3 | 0
| 1010230000 | CLAMP,SINGLE U-BOLT,M.8 (WIRE ROPE CLIP) | SET | 2 | 0
| 1010230003 | CLAMP,TRIPLE BOLTS FOR STEEL STRANDED WIRE 35 SQ.MM. | SET | 7 | 0
| 1020420302 | TERMINAL,COMPRESSION,15 DEGREE PAD,NEMA,4-HOLE,FOR AL. 400 SQ.MM. | PCS. | 9 | 0
| 1020430001 | CLAMP DEAD END,COMPRESSION,SINGLE LUG,FOR AL.CONDUCTOR 400 SQ.MM. | SET | 3 | 0
| 1020430101 | CLAMP,DEAD END,COMPRESSION,DOUBLE LUG,FOR AL.CONDUCTOR 400 SQ.MM. | SET | 3 | 0
| 1030020001 | INSULATOR,SUSPENSION,TYPE C (CLASS 52-3) TIS.354 | PCS. | 90 | 90
| 1030110103 | CLAMP,STRAIN,WITH CLAMPING KEEPER,FOR AL.CONDUCTOR 400 SQ.MM. | SET | 3 | 0
| 1030140003 | SOCKET-EYE | SET | 3 | 3
| 1030140005 | BALL-CLEVIS,ANSI TYPE B | SET | 9 | 0
| 1030140006 | SOCKET-CLEVIS,ANSI TYPE B | SET | 6 | 0
| 9090011007 | WELDING POWDER, ST. WIRE 50 SQ.MM. TO GD | EA | 2 | 0
set50145 | SS-UG-1 ASSEMBLY
| 1010000303 | STEEL CHANNEL,150X75X6.5 MM.6,000 MM.LONG | PCS. | 6 | 0
| 1010050101 | ST. PIPE,SIZE 25, 470 MM.LONG W/O T.E. | SET | 5 | 0
| 1010060021 | SUPPORTING STRUCTURE FOR MOUNTING UNDERGROUND CABLE TERMINATOR,LIGHTNING ARRESTER COMPLETE WITH BOLD | SET | 1 | 0
| 1010100004 | WIRE,STEEL STRANDED 50/7 sq.mm.TIS.404 | M. | 6 | 0
| 1010100006 | WIRE,STEEL STRANDED 95 sq.mm.TIS.404 | M. | 18 | 0
| 1010110208 | BOLT,MACHINE M.16x500 mm. | SET | 10 | 0
| 1010110209 | BOLT MACHINE M.16X600 MM. | SET | 2 | 0
| 1010120002 | BOLT,DOUBLE ARMING,M.16x500 mm. | SET | 16 | 0
| 1010120004 | BOLT,DOUBLE ARMING,M.16x600 mm. | SET | 4 | 0
| 1010150100 | BOLT,OVAL M.20X350 MM. | SET | 7 | 0
| 1010180100 | WASHER,PLAIN,SQUARE,LARGE 52x52x4.5 mm.HOLE DIA. 18 MM. TIS.258 | PCS. | 16 | 0
| 1010180101 | WASHER,PLAIN,SQUARE,LARGE 62X62X6 MM.HOLE DIA.22 MM. TIS.258 | PCS. | 14 | 0
| 1010180301 | WASHER,LOCK,SPRING,SIZE 16 mm.,GENERAL PURPOSE,TIS.259 | PCS. | 6 | 0
| 1010180302 | WASHER,LOCK,SPRING,SIZE 20 MM.,GENERAL PURPOSE,TIS.259 | PCS. | 7 | 0
| 1010230016 | CLAMP,CABLE STRAP FOR UG 1X800 SQ.MM. | SET | 12 | 0
| 1010230017 | CLAMP,CABLE STRAP (MADE OF WOOD) FOR UG CABLE 4X800 SQ.MM | SET | 2 | 0
| 1020010007 | CONDUCTOR,AL,BARE 185 sq.mm.TIS.85 | M. | 9 | 0
| 1020010009 | CONDUCTOR,AL,BARE,400 SQ.MM.TIS.85 | M | 65 | 0
| 1020150204 | 115kV.TERMINATOR KIT,O/D,1x800,67-73mm | SET | 3 | 0
| 1020210109 | LINE GUARD,PREFORMED,AL 400MM. | SET | 8 | 0
| 1020420106 | CABLE LUG,NEMA HOLE,COMPRESSION TYPE,AL 185 SQ.MM. | PCS. | 3 | 0
| 1020450001 | PLATE,AL,1mm THICK,PAINT COMP,4 SCREWS | SET | 3 | 0
| 1020500005 | CONNECTOR,T-TYPE,FOR CONDUCTOR MAIN 400 SQ.MM. TO CONDUCTOR TAP 185-240 SQ.MM. | SET | 3 | 0
| 1020570106 | CLIMP,TOP TYPE DOUBLE CONDUCTOR, AL 400 SQ.MM.FOR HORIZONTAL MOUNTING POST TYPE INSULATOR 115 KV. | SET | 8 | 0
| 1030010204 | INSULATOR, POST TYPE 115 KV. HORIZONTAL MOUNTING | PCS. | 8 | 0
| 1040000205 | S.A., 96 kV.10 kA. 3810 mm POLYMER | EA | 3 | 0
| 1080050013 | CONDUIT,HDPE PN 6.3 SIZE 160 MM. TIS.982 | EACH | 32 | 0
set50146 | SS-UG-2 ASSEMBLY
| 1010000302 | STEEL CHANNEL, 150x75x6.5 MM. 4,500 MM.LONG | PCS | 6 | 0
| 1010050101 | ST. PIPE,SIZE 25, 470 MM.LONG W/O T.E. | SET | 5 | 0
| 1010060021 | SUPPORTING STRUCTURE FOR MOUNTING UNDERGROUND CABLE TERMINATOR,LIGHTNING ARRESTER COMPLETE WITH BOLD | SET | 1 | 0
| 1010100004 | WIRE,STEEL STRANDED 50/7 sq.mm.TIS.404 | M. | 6 | 0
| 1010100006 | WIRE,STEEL STRANDED 95 sq.mm.TIS.404 | M. | 18 | 0
| 1010110103 | BOLT,MACHINE,M.12X50 MM., NUT,R.W.&S.W. | SET | 36 | 0
| 1010110208 | BOLT,MACHINE M.16x500 mm. | SET | 10 | 0
| 1010110209 | BOLT MACHINE M.16X600 MM. | SET | 2 | 0
| 1010120002 | BOLT,DOUBLE ARMING,M.16x500 mm. | SET | 16 | 0
| 1010120004 | BOLT,DOUBLE ARMING,M.16x600 mm. | SET | 4 | 0
| 1010150100 | BOLT,OVAL M.20X350 MM. | SET | 7 | 0
| 1010180100 | WASHER,PLAIN,SQUARE,LARGE 52x52x4.5 mm.HOLE DIA. 18 MM. TIS.258 | PCS. | 16 | 0
| 1010180101 | WASHER,PLAIN,SQUARE,LARGE 62X62X6 MM.HOLE DIA.22 MM. TIS.258 | PCS. | 14 | 0
| 1010180301 | WASHER,LOCK,SPRING,SIZE 16 mm.,GENERAL PURPOSE,TIS.259 | PCS. | 6 | 0
| 1010180302 | WASHER,LOCK,SPRING,SIZE 20 MM.,GENERAL PURPOSE,TIS.259 | PCS. | 7 | 0
| 1010230016 | CLAMP,CABLE STRAP FOR UG 1X800 SQ.MM. | SET | 12 | 0
| 1010230017 | CLAMP,CABLE STRAP (MADE OF WOOD) FOR UG CABLE 4X800 SQ.MM | SET | 2 | 0
| 1020010007 | CONDUCTOR,AL,BARE 185 sq.mm.TIS.85 | M. | 9 | 0
| 1020010009 | CONDUCTOR,AL,BARE,400 SQ.MM.TIS.85 | M | 65 | 0
| 1020150204 | 115kV.TERMINATOR KIT,O/D,1x800,67-73mm | SET | 6 | 0
| 1020210109 | LINE GUARD,PREFORMED,AL 400MM. | SET | 16 | 0
| 1020240000 | SPACER,HELICAL ROD,PREFORMED,FOR AL.400 SQ.MM. | SET | 5 | 0
| 1020300103 | CONNECTOR,PARALLEL GROOVE,TRIPLE BOLT,AL,AL-ALLOY AND ACSR 70-185 SQ.MM. | PCS. | 6 | 0
| 1020420106 | CABLE LUG,NEMA HOLE,COMPRESSION TYPE,AL 185 SQ.MM. | PCS. | 3 | 0
| 1020420201 | CABLE LUG, NEMA HOLE, COMPRESSION TYPE, AL. 400 SQ.MM. | PCS. | 6 | 0
| 1020450001 | PLATE,AL,1mm THICK,PAINT COMP,4 SCREWS | SET | 6 | 0
| 1020500005 | CONNECTOR,T-TYPE,FOR CONDUCTOR MAIN 400 SQ.MM. TO CONDUCTOR TAP 185-240 SQ.MM. | SET | 6 | 0
| 1020560201 | PAD COUPLER,AL-ALLOY,STRAIGHT-TYPE,FOR ONE TO TWO TERMINAL PAD, 4 HOLE NEMA | EACH | 3 | 0
| 1020570106 | CLIMP,TOP TYPE DOUBLE CONDUCTOR, AL 400 SQ.MM.FOR HORIZONTAL MOUNTING POST TYPE INSULATOR 115 KV. | SET | 8 | 0
| 1030010204 | INSULATOR, POST TYPE 115 KV. HORIZONTAL MOUNTING | PCS. | 8 | 0
| 1040000205 | S.A., 96 kV.10 kA. 3810 mm POLYMER | EA | 3 | 0
| 1080050013 | CONDUIT,HDPE PN 6.3 SIZE 160 MM. TIS.982 | EACH | 32 | 0
set50147 | SS-UG-3 ASSEMBLY
| 1010000303 | STEEL CHANNEL,150X75X6.5 MM.6,000 MM.LONG | PCS. | 4 | 0
| 1010050101 | ST. PIPE,SIZE 25, 470 MM.LONG W/O T.E. | SET | 7 | 0
| 1010060021 | SUPPORTING STRUCTURE FOR MOUNTING UNDERGROUND CABLE TERMINATOR,LIGHTNING ARRESTER COMPLETE WITH BOLD | SET | 1 | 0
| 1010060022 | ST. FRAME STRUCTURE WITH CHANNEL ST. | SET | 1 | 0
| 1010110103 | BOLT,MACHINE,M.12X50 MM., NUT,R.W.&S.W. | SET | 36 | 0
| 1010110208 | BOLT,MACHINE M.16x500 mm. | SET | 10 | 0
| 1010110209 | BOLT MACHINE M.16X600 MM. | SET | 2 | 0
| 1010120002 | BOLT,DOUBLE ARMING,M.16x500 mm. | SET | 16 | 0
| 1010120004 | BOLT,DOUBLE ARMING,M.16x600 mm. | SET | 4 | 0
| 1010150101 | BOLT,OVAL M.20X450 MM. | SET | 3 | 0
| 1010180100 | WASHER,PLAIN,SQUARE,LARGE 52x52x4.5 mm.HOLE DIA. 18 MM. TIS.258 | PCS. | 16 | 0
| 1010180101 | WASHER,PLAIN,SQUARE,LARGE 62X62X6 MM.HOLE DIA.22 MM. TIS.258 | PCS. | 6 | 0
| 1010180301 | WASHER,LOCK,SPRING,SIZE 16 mm.,GENERAL PURPOSE,TIS.259 | PCS. | 6 | 0
| 1010180302 | WASHER,LOCK,SPRING,SIZE 20 MM.,GENERAL PURPOSE,TIS.259 | PCS. | 3 | 0
| 1010230016 | CLAMP,CABLE STRAP FOR UG 1X800 SQ.MM. | SET | 12 | 0
| 1010230017 | CLAMP,CABLE STRAP (MADE OF WOOD) FOR UG CABLE 4X800 SQ.MM | SET | 2 | 0
| 1020010007 | CONDUCTOR,AL,BARE 185 sq.mm.TIS.85 | M. | 9 | 0
| 1020010009 | CONDUCTOR,AL,BARE,400 SQ.MM.TIS.85 | M | 65 | 0
| 1020150204 | 115kV.TERMINATOR KIT,O/D,1x800,67-73mm | SET | 6 | 0
| 1020210109 | LINE GUARD,PREFORMED,AL 400MM. | SET | 12 | 0
| 1020240000 | SPACER,HELICAL ROD,PREFORMED,FOR AL.400 SQ.MM. | SET | 3 | 0
| 1020300103 | CONNECTOR,PARALLEL GROOVE,TRIPLE BOLT,AL,AL-ALLOY AND ACSR 70-185 SQ.MM. | PCS. | 6 | 0
| 1020420106 | CABLE LUG,NEMA HOLE,COMPRESSION TYPE,AL 185 SQ.MM. | PCS. | 3 | 0
| 1020420201 | CABLE LUG, NEMA HOLE, COMPRESSION TYPE, AL. 400 SQ.MM. | PCS. | 6 | 0
| 1020450001 | PLATE,AL,1mm THICK,PAINT COMP,4 SCREWS | SET | 6 | 0
| 1020500005 | CONNECTOR,T-TYPE,FOR CONDUCTOR MAIN 400 SQ.MM. TO CONDUCTOR TAP 185-240 SQ.MM. | SET | 6 | 0
| 1020560201 | PAD COUPLER,AL-ALLOY,STRAIGHT-TYPE,FOR ONE TO TWO TERMINAL PAD, 4 HOLE NEMA | EACH | 3 | 0
| 1020570106 | CLIMP,TOP TYPE DOUBLE CONDUCTOR, AL 400 SQ.MM.FOR HORIZONTAL MOUNTING POST TYPE INSULATOR 115 KV. | SET | 6 | 0
| 1030010204 | INSULATOR, POST TYPE 115 KV. HORIZONTAL MOUNTING | PCS. | 6 | 0
| 1040000205 | S.A., 96 kV.10 kA. 3810 mm POLYMER | EA | 3 | 0
| 1080050013 | CONDUIT,HDPE PN 6.3 SIZE 160 MM. TIS.982 | EACH | 32 | 0
set50148 | SS-UG-4 ASSEMBLY
| 1010000103 | STEEL CHANNEL,100X50X5 MM.4,200 MM.LONG | PCS | 6 | 0
| 1010060021 | SUPPORTING STRUCTURE FOR MOUNTING UNDERGROUND CABLE TERMINATOR,LIGHTNING ARRESTER COMPLETE WITH BOLD | SET | 1 | 0
| 1010110103 | BOLT,MACHINE,M.12X50 MM., NUT,R.W.&S.W. | SET | 12 | 0
| 1010110200 | BOLT,MACHINE M.16x130 mm. | SET | 12 | 0
| 1010110205 | BOLT,MACHINE M.16x350 mm. | SET | 6 | 0
| 1010110208 | BOLT,MACHINE M.16x500 mm. | SET | 2 | 0
| 1010110209 | BOLT MACHINE M.16X600 MM. | SET | 2 | 0
| 1010110300 | BOLT,MACHINE M.20X350 MM. | SET | 6 | 0
| 1010120002 | BOLT,DOUBLE ARMING,M.16x500 mm. | SET | 16 | 0
| 1010120004 | BOLT,DOUBLE ARMING,M.16x600 mm. | SET | 4 | 0
| 1010150000 | BOLT,OVAL EYE M.16X150 MM. | SET | 12 | 0
| 1010180100 | WASHER,PLAIN,SQUARE,LARGE 52x52x4.5 mm.HOLE DIA. 18 MM. TIS.258 | PCS. | 64 | 0
| 1010180101 | WASHER,PLAIN,SQUARE,LARGE 62X62X6 MM.HOLE DIA.22 MM. TIS.258 | PCS. | 12 | 0
| 1010180301 | WASHER,LOCK,SPRING,SIZE 16 mm.,GENERAL PURPOSE,TIS.259 | PCS. | 12 | 0
| 1010180302 | WASHER,LOCK,SPRING,SIZE 20 MM.,GENERAL PURPOSE,TIS.259 | PCS. | 6 | 0
| 1010200007 | BRACE,ANGLE STEEL 50x50x6 mm. 1,800 mm.WIDE 450 mm.DROP | PCS. | 6 | 0
| 1010230016 | CLAMP,CABLE STRAP FOR UG 1X800 SQ.MM. | SET | 12 | 0
| 1010230017 | CLAMP,CABLE STRAP (MADE OF WOOD) FOR UG CABLE 4X800 SQ.MM | SET | 2 | 0
| 1020010007 | CONDUCTOR,AL,BARE 185 sq.mm.TIS.85 | M. | 9 | 0
| 1020010009 | CONDUCTOR,AL,BARE,400 SQ.MM.TIS.85 | M | 65 | 0
| 1020150204 | 115kV.TERMINATOR KIT,O/D,1x800,67-73mm | SET | 3 | 0
| 1020210109 | LINE GUARD,PREFORMED,AL 400MM. | SET | 3 | 0
| 1020420106 | CABLE LUG,NEMA HOLE,COMPRESSION TYPE,AL 185 SQ.MM. | PCS. | 3 | 0
| 1020420201 | CABLE LUG, NEMA HOLE, COMPRESSION TYPE, AL. 400 SQ.MM. | PCS. | 3 | 0
| 1020450001 | PLATE,AL,1mm THICK,PAINT COMP,4 SCREWS | SET | 3 | 0
| 1020500005 | CONNECTOR,T-TYPE,FOR CONDUCTOR MAIN 400 SQ.MM. TO CONDUCTOR TAP 185-240 SQ.MM. | SET | 3 | 0
| 1020500100 | CONNECTOR,T-TYPE,COMPRESSION,FOR AL CONDUCTOR MAIN 400 SQ.MM. TO NEMA 4-HOLE PAD | SET | 3 | 0
| 1020570106 | CLIMP,TOP TYPE DOUBLE CONDUCTOR, AL 400 SQ.MM.FOR HORIZONTAL MOUNTING POST TYPE INSULATOR 115 KV. | SET | 3 | 0
| 1030010204 | INSULATOR, POST TYPE 115 KV. HORIZONTAL MOUNTING | PCS. | 3 | 0
| 1040000205 | S.A., 96 kV.10 kA. 3810 mm POLYMER | EA | 3 | 0
| 1080050013 | CONDUIT,HDPE PN 6.3 SIZE 160 MM. TIS.982 | EACH | 32 | 0
set50149 | SS-UG-5 ASSEMBLY
| 1010000103 | STEEL CHANNEL,100X50X5 MM.4,200 MM.LONG | PCS | 6 | 0
| 1010060021 | SUPPORTING STRUCTURE FOR MOUNTING UNDERGROUND CABLE TERMINATOR,LIGHTNING ARRESTER COMPLETE WITH BOLD | SET | 1 | 0
| 1010110103 | BOLT,MACHINE,M.12X50 MM., NUT,R.W.&S.W. | SET | 36 | 0
| 1010110200 | BOLT,MACHINE M.16x130 mm. | SET | 12 | 0
| 1010110205 | BOLT,MACHINE M.16x350 mm. | SET | 6 | 0
| 1010110208 | BOLT,MACHINE M.16x500 mm. | SET | 2 | 0
| 1010110209 | BOLT MACHINE M.16X600 MM. | SET | 2 | 0
| 1010110300 | BOLT,MACHINE M.20X350 MM. | SET | 6 | 0
| 1010120002 | BOLT,DOUBLE ARMING,M.16x500 mm. | SET | 16 | 0
| 1010120004 | BOLT,DOUBLE ARMING,M.16x600 mm. | SET | 4 | 0
| 1010150000 | BOLT,OVAL EYE M.16X150 MM. | SET | 12 | 0
| 1010180100 | WASHER,PLAIN,SQUARE,LARGE 52x52x4.5 mm.HOLE DIA. 18 MM. TIS.258 | PCS. | 64 | 0
| 1010180101 | WASHER,PLAIN,SQUARE,LARGE 62X62X6 MM.HOLE DIA.22 MM. TIS.258 | PCS. | 12 | 0
| 1010180301 | WASHER,LOCK,SPRING,SIZE 16 mm.,GENERAL PURPOSE,TIS.259 | PCS. | 12 | 0
| 1010180302 | WASHER,LOCK,SPRING,SIZE 20 MM.,GENERAL PURPOSE,TIS.259 | PCS. | 6 | 0
| 1010200007 | BRACE,ANGLE STEEL 50x50x6 mm. 1,800 mm.WIDE 450 mm.DROP | PCS. | 6 | 0
| 1010230016 | CLAMP,CABLE STRAP FOR UG 1X800 SQ.MM. | SET | 12 | 0
| 1010230017 | CLAMP,CABLE STRAP (MADE OF WOOD) FOR UG CABLE 4X800 SQ.MM | SET | 2 | 0
| 1020010007 | CONDUCTOR,AL,BARE 185 sq.mm.TIS.85 | M. | 9 | 0
| 1020010009 | CONDUCTOR,AL,BARE,400 SQ.MM.TIS.85 | M | 65 | 0
| 1020150204 | 115kV.TERMINATOR KIT,O/D,1x800,67-73mm | SET | 6 | 0
| 1020210109 | LINE GUARD,PREFORMED,AL 400MM. | SET | 6 | 0
| 1020300103 | CONNECTOR,PARALLEL GROOVE,TRIPLE BOLT,AL,AL-ALLOY AND ACSR 70-185 SQ.MM. | PCS. | 6 | 0
| 1020420106 | CABLE LUG,NEMA HOLE,COMPRESSION TYPE,AL 185 SQ.MM. | PCS. | 3 | 0
| 1020420201 | CABLE LUG, NEMA HOLE, COMPRESSION TYPE, AL. 400 SQ.MM. | PCS. | 6 | 0
| 1020450001 | PLATE,AL,1mm THICK,PAINT COMP,4 SCREWS | SET | 6 | 0
| 1020500005 | CONNECTOR,T-TYPE,FOR CONDUCTOR MAIN 400 SQ.MM. TO CONDUCTOR TAP 185-240 SQ.MM. | SET | 6 | 0
| 1020500100 | CONNECTOR,T-TYPE,COMPRESSION,FOR AL CONDUCTOR MAIN 400 SQ.MM. TO NEMA 4-HOLE PAD | SET | 3 | 0
| 1020560201 | PAD COUPLER,AL-ALLOY,STRAIGHT-TYPE,FOR ONE TO TWO TERMINAL PAD, 4 HOLE NEMA | EACH | 3 | 0
| 1020570106 | CLIMP,TOP TYPE DOUBLE CONDUCTOR, AL 400 SQ.MM.FOR HORIZONTAL MOUNTING POST TYPE INSULATOR 115 KV. | SET | 3 | 0
| 1030010204 | INSULATOR, POST TYPE 115 KV. HORIZONTAL MOUNTING | PCS. | 3 | 0
| 1040000205 | S.A., 96 kV.10 kA. 3810 mm POLYMER | EA | 3 | 0
| 1080050013 | CONDUIT,HDPE PN 6.3 SIZE 160 MM. TIS.982 | EACH | 32 | 0
set50150 | SS-UG-6 ASSEMBLY
| 1010000303 | STEEL CHANNEL,150X75X6.5 MM.6,000 MM.LONG | PCS. | 4 | 0
| 1010050101 | ST. PIPE,SIZE 25, 470 MM.LONG W/O T.E. | SET | 7 | 0
| 1010060021 | SUPPORTING STRUCTURE FOR MOUNTING UNDERGROUND CABLE TERMINATOR,LIGHTNING ARRESTER COMPLETE WITH BOLD | SET | 1 | 0
| 1010060022 | ST. FRAME STRUCTURE WITH CHANNEL ST. | SET | 1 | 0
| 1010110208 | BOLT,MACHINE M.16x500 mm. | SET | 10 | 0
| 1010110209 | BOLT MACHINE M.16X600 MM. | SET | 2 | 0
| 1010120002 | BOLT,DOUBLE ARMING,M.16x500 mm. | SET | 16 | 0
| 1010120004 | BOLT,DOUBLE ARMING,M.16x600 mm. | SET | 4 | 0
| 1010150101 | BOLT,OVAL M.20X450 MM. | SET | 3 | 0
| 1010180100 | WASHER,PLAIN,SQUARE,LARGE 52x52x4.5 mm.HOLE DIA. 18 MM. TIS.258 | PCS. | 16 | 0
| 1010180101 | WASHER,PLAIN,SQUARE,LARGE 62X62X6 MM.HOLE DIA.22 MM. TIS.258 | PCS. | 6 | 0
| 1010180301 | WASHER,LOCK,SPRING,SIZE 16 mm.,GENERAL PURPOSE,TIS.259 | PCS. | 6 | 0
| 1010180302 | WASHER,LOCK,SPRING,SIZE 20 MM.,GENERAL PURPOSE,TIS.259 | PCS. | 3 | 0
| 1010230016 | CLAMP,CABLE STRAP FOR UG 1X800 SQ.MM. | SET | 12 | 0
| 1010230017 | CLAMP,CABLE STRAP (MADE OF WOOD) FOR UG CABLE 4X800 SQ.MM | SET | 2 | 0
| 1020010007 | CONDUCTOR,AL,BARE 185 sq.mm.TIS.85 | M. | 9 | 0
| 1020010009 | CONDUCTOR,AL,BARE,400 SQ.MM.TIS.85 | M | 65 | 0
| 1020150204 | 115kV.TERMINATOR KIT,O/D,1x800,67-73mm | SET | 3 | 0
| 1020210109 | LINE GUARD,PREFORMED,AL 400MM. | SET | 6 | 0
| 1020420106 | CABLE LUG,NEMA HOLE,COMPRESSION TYPE,AL 185 SQ.MM. | PCS. | 3 | 0
| 1020450001 | PLATE,AL,1mm THICK,PAINT COMP,4 SCREWS | SET | 3 | 0
| 1020500005 | CONNECTOR,T-TYPE,FOR CONDUCTOR MAIN 400 SQ.MM. TO CONDUCTOR TAP 185-240 SQ.MM. | SET | 3 | 0
| 1020570106 | CLIMP,TOP TYPE DOUBLE CONDUCTOR, AL 400 SQ.MM.FOR HORIZONTAL MOUNTING POST TYPE INSULATOR 115 KV. | SET | 6 | 0
| 1030010204 | INSULATOR, POST TYPE 115 KV. HORIZONTAL MOUNTING | PCS. | 6 | 0
| 1040000205 | S.A., 96 kV.10 kA. 3810 mm POLYMER | EA | 3 | 0
| 1080050013 | CONDUIT,HDPE PN 6.3 SIZE 160 MM. TIS.982 | EACH | 32 | 0
set50202 | SS-TG-2 ASSEMBLY NO. 5212A
| 1010000100 | STEEL CHANNEL, 100x50x5 mm. 2,250 MM.LONG | PCS | 3 | 0
| 1010110200 | BOLT,MACHINE M.16x130 mm. | SET | 3 | 0
| 1010110204 | BOLT,MACHINE M.16x300 mm. | SET | 1 | 0
| 1010110205 | BOLT,MACHINE M.16x350 mm. | SET | 2 | 0
| 1010110300 | BOLT,MACHINE M.20X350 MM. | SET | 3 | 0
| 1010150000 | BOLT,OVAL EYE M.16X150 MM. | SET | 3 | 0
| 1010180100 | WASHER,PLAIN,SQUARE,LARGE 52x52x4.5 mm.HOLE DIA. 18 MM. TIS.258 | PCS. | 12 | 0
| 1010180101 | WASHER,PLAIN,SQUARE,LARGE 62X62X6 MM.HOLE DIA.22 MM. TIS.258 | PCS. | 6 | 0
| 1010180301 | WASHER,LOCK,SPRING,SIZE 16 mm.,GENERAL PURPOSE,TIS.259 | PCS. | 3 | 0
| 1010200009 | BRACE,ALLEY ARM 50x50x6 MM. 1,000 MM.LONG | PCS. | 3 | 0
set50205 | SS-TG-5 ASSEMBLY NO. 5220A
| 1010000100 | STEEL CHANNEL, 100x50x5 mm. 2,250 MM.LONG | PCS | 6 | 0
| 1010030002 | PLATE,STEEL 6X100X450 MM. | PCS. | 6 | 0
| 1010050000 | ST. PIPE,SIZE 20, 100 MM.LONG W/O T.E. | PCS. | 3 | 0
| 1010110200 | BOLT,MACHINE M.16x130 mm. | SET | 6 | 0
| 1010110201 | BOLT,MACHINE M.16x170 mm. | SET | 6 | 0
| 1010110204 | BOLT,MACHINE M.16x300 mm. | SET | 1 | 0
| 1010110205 | BOLT,MACHINE M.16x350 mm. | SET | 2 | 0
| 1010110300 | BOLT,MACHINE M.20X350 MM. | SET | 3 | 0
| 1010150000 | BOLT,OVAL EYE M.16X150 MM. | SET | 3 | 0
| 1010180100 | WASHER,PLAIN,SQUARE,LARGE 52x52x4.5 mm.HOLE DIA. 18 MM. TIS.258 | PCS. | 24 | 0
| 1010180101 | WASHER,PLAIN,SQUARE,LARGE 62X62X6 MM.HOLE DIA.22 MM. TIS.258 | PCS. | 6 | 0
| 1010180301 | WASHER,LOCK,SPRING,SIZE 16 mm.,GENERAL PURPOSE,TIS.259 | PCS. | 3 | 0
| 1010200009 | BRACE,ALLEY ARM 50x50x6 MM. 1,000 MM.LONG | PCS. | 6 | 0
set50212 | SS-SA-2 ASSEMBLY NO. 5213A
| 1010000100 | STEEL CHANNEL, 100x50x5 mm. 2,250 MM.LONG | PCS | 6 | 0
| 1010030002 | PLATE,STEEL 6X100X450 MM. | PCS. | 12 | 0
| 1010050000 | ST. PIPE,SIZE 20, 100 MM.LONG W/O T.E. | PCS. | 6 | 0
| 1010110200 | BOLT,MACHINE M.16x130 mm. | SET | 6 | 0
| 1010110201 | BOLT,MACHINE M.16x170 mm. | SET | 18 | 0
| 1010110204 | BOLT,MACHINE M.16x300 mm. | SET | 1 | 0
| 1010110205 | BOLT,MACHINE M.16x350 mm. | SET | 2 | 0
| 1010110300 | BOLT,MACHINE M.20X350 MM. | SET | 3 | 0
| 1010180100 | WASHER,PLAIN,SQUARE,LARGE 52x52x4.5 mm.HOLE DIA. 18 MM. TIS.258 | PCS. | 42 | 0
| 1010180101 | WASHER,PLAIN,SQUARE,LARGE 62X62X6 MM.HOLE DIA.22 MM. TIS.258 | PCS. | 6 | 0
| 1010180301 | WASHER,LOCK,SPRING,SIZE 16 mm.,GENERAL PURPOSE,TIS.259 | PCS. | 6 | 0
| 1010200009 | BRACE,ALLEY ARM 50x50x6 MM. 1,000 MM.LONG | PCS. | 6 | 0
| 1030140012 | BRACKET,CORNER SUSPENSION | SET | 3 | 0
set50214 | SS-SA-4 ASSEMBLY NO. 5222A
| 1010000100 | STEEL CHANNEL, 100x50x5 mm. 2,250 MM.LONG | PCS | 3 | 0
| 1010110200 | BOLT,MACHINE M.16x130 mm. | SET | 3 | 0
| 1010110204 | BOLT,MACHINE M.16x300 mm. | SET | 1 | 0
| 1010110205 | BOLT,MACHINE M.16x350 mm. | SET | 2 | 0
| 1010110300 | BOLT,MACHINE M.20X350 MM. | SET | 3 | 0
| 1010150000 | BOLT,OVAL EYE M.16X150 MM. | SET | 3 | 0
| 1010180100 | WASHER,PLAIN,SQUARE,LARGE 52x52x4.5 mm.HOLE DIA. 18 MM. TIS.258 | PCS. | 12 | 0
| 1010180101 | WASHER,PLAIN,SQUARE,LARGE 62X62X6 MM.HOLE DIA.22 MM. TIS.258 | PCS. | 6 | 0
| 1010180301 | WASHER,LOCK,SPRING,SIZE 16 mm.,GENERAL PURPOSE,TIS.259 | PCS. | 3 | 0
| 1010200009 | BRACE,ALLEY ARM 50x50x6 MM. 1,000 MM.LONG | PCS. | 3 | 0
set50216 | SS-AS-4 ASSEMBLY NO. 5221A
| 1000120004 | CROSSARM,CHANNEL STEEL,ALLEY ARM,150X75X9 MM.3,000 MM.LONG | PCS. | 6 | 0
| 1010030002 | PLATE,STEEL 6X100X450 MM. | PCS. | 6 | 0
| 1010030102 | PLATE,STEEL DOUBLE ARMING 12X100X760 MM. | PCS. | 6 | 0
| 1010050002 | ST. PIPE,SIZE 20, 150 MM.LONG W/O T.E. | PCS. | 2 | 0
| 1010110203 | BOLT,MACHINE M.16x250 mm. | SET | 12 | 0
| 1010110204 | BOLT,MACHINE M.16x300 mm. | SET | 1 | 0
| 1010110205 | BOLT,MACHINE M.16x350 mm. | SET | 2 | 0
| 1010110300 | BOLT,MACHINE M.20X350 MM. | SET | 2 | 0
| 1010110301 | BOLT,MACHINE M.20x400 mm. | SET | 1 | 0
| 1010120000 | BOLT,DOUBLE ARMING,M.16x400 mm. | SET | 3 | 0
| 1010150001 | BOLT,OVAL EYE M.16X200 MM. | SET | 2 | 0
| 1010180100 | WASHER,PLAIN,SQUARE,LARGE 52x52x4.5 mm.HOLE DIA. 18 MM. TIS.258 | PCS. | 36 | 0
| 1010180101 | WASHER,PLAIN,SQUARE,LARGE 62X62X6 MM.HOLE DIA.22 MM. TIS.258 | PCS. | 6 | 0
| 1010180301 | WASHER,LOCK,SPRING,SIZE 16 mm.,GENERAL PURPOSE,TIS.259 | PCS. | 2 | 0
| 1010200003 | BRACE,FLAT,FOR CROSSARM 50X10X1,950 MM. | PCS. | 6 | 0
| 1020210109 | LINE GUARD,PREFORMED,AL 400MM. | SET | 1 | 0
| 1020570106 | CLIMP,TOP TYPE DOUBLE CONDUCTOR, AL 400 SQ.MM.FOR HORIZONTAL MOUNTING POST TYPE INSULATOR 115 KV. | SET | 1 | 0
| 1030010204 | INSULATOR, POST TYPE 115 KV. HORIZONTAL MOUNTING | PCS. | 1 | 0
| 1030140011 | CLEVIS,THIMBLE,FOR PREFORMED DEAD-END | EACH | 3 | 0
set50223 | SS-DD-3 ASSEMBLY NO. 5219
| 1010000100 | STEEL CHANNEL, 100x50x5 mm. 2,250 MM.LONG | PCS | 3 | 0
| 1010110204 | BOLT,MACHINE M.16x300 mm. | SET | 1 | 0
| 1010110205 | BOLT,MACHINE M.16x350 mm. | SET | 2 | 0
| 1010110300 | BOLT,MACHINE M.20X350 MM. | SET | 3 | 0
| 1010110400 | BOLT,MACHINE, HEXAGON, M.16X75 MM. | SET | 3 | 0
| 1010150000 | BOLT,OVAL EYE M.16X150 MM. | SET | 3 | 0
| 1010150100 | BOLT,OVAL M.20X350 MM. | SET | 3 | 0
| 1010180002 | NET,EYE M.20 | PCS. | 3 | 0
| 1010180100 | WASHER,PLAIN,SQUARE,LARGE 52x52x4.5 mm.HOLE DIA. 18 MM. TIS.258 | PCS. | 9 | 0
| 1010180101 | WASHER,PLAIN,SQUARE,LARGE 62X62X6 MM.HOLE DIA.22 MM. TIS.258 | PCS. | 12 | 0
| 1010180301 | WASHER,LOCK,SPRING,SIZE 16 mm.,GENERAL PURPOSE,TIS.259 | PCS. | 3 | 0
| 1010200002 | BRACE,FLAT,FOR CROSSARM 40x6x1,000 mm. | PCS. | 3 | 0
set50224 | SS-DD-4 ASSEMBLY NO. 5233
| 1010000100 | STEEL CHANNEL, 100x50x5 mm. 2,250 MM.LONG | PCS | 3 | 0
| 1010000400 | STEEL CHANNEL,200X80X7.5 MM.1,000 MM.LONG | PCS. | 6 | 0
| 1010110200 | BOLT,MACHINE M.16x130 mm. | SET | 3 | 0
| 1010110204 | BOLT,MACHINE M.16x300 mm. | SET | 1 | 0
| 1010110205 | BOLT,MACHINE M.16x350 mm. | SET | 2 | 0
| 1010110300 | BOLT,MACHINE M.20X350 MM. | SET | 7 | 0
| 1010110301 | BOLT,MACHINE M.20x400 mm. | SET | 2 | 0
| 1010150000 | BOLT,OVAL EYE M.16X150 MM. | SET | 3 | 0
| 1010150100 | BOLT,OVAL M.20X350 MM. | SET | 6 | 0
| 1010180100 | WASHER,PLAIN,SQUARE,LARGE 52x52x4.5 mm.HOLE DIA. 18 MM. TIS.258 | PCS. | 12 | 0
| 1010180101 | WASHER,PLAIN,SQUARE,LARGE 62X62X6 MM.HOLE DIA.22 MM. TIS.258 | PCS. | 30 | 0
| 1010180301 | WASHER,LOCK,SPRING,SIZE 16 mm.,GENERAL PURPOSE,TIS.259 | PCS. | 3 | 0
| 1010180302 | WASHER,LOCK,SPRING,SIZE 20 MM.,GENERAL PURPOSE,TIS.259 | PCS. | 6 | 0
| 1010200009 | BRACE,ALLEY ARM 50x50x6 MM. 1,000 MM.LONG | PCS. | 3 | 0
set50226 | SS-DH-1 ASSEMBLY NO. 5433
| 1000120002 | CROSSARM,STEEL ANGLE 150X150X12 MM.4,500 MM.LONG | PCS. | 2 | 0
| 1010000100 | STEEL CHANNEL, 100x50x5 mm. 2,250 MM.LONG | PCS | 1 | 0
| 1010030102 | PLATE,STEEL DOUBLE ARMING 12X100X760 MM. | PCS. | 2 | 0
| 1010110201 | BOLT,MACHINE M.16x170 mm. | SET | 4 | 0
| 1010110205 | BOLT,MACHINE M.16x350 mm. | SET | 2 | 0
| 1010110301 | BOLT,MACHINE M.20x400 mm. | SET | 2 | 0
| 1010110400 | BOLT,MACHINE, HEXAGON, M.16X75 MM. | SET | 5 | 0
| 1010120000 | BOLT,DOUBLE ARMING,M.16x400 mm. | SET | 4 | 0
| 1010150000 | BOLT,OVAL EYE M.16X150 MM. | SET | 1 | 0
| 1010150101 | BOLT,OVAL M.20X450 MM. | SET | 1 | 0
| 1010180002 | NET,EYE M.20 | PCS. | 1 | 0
| 1010180100 | WASHER,PLAIN,SQUARE,LARGE 52x52x4.5 mm.HOLE DIA. 18 MM. TIS.258 | PCS. | 23 | 0
| 1010180101 | WASHER,PLAIN,SQUARE,LARGE 62X62X6 MM.HOLE DIA.22 MM. TIS.258 | PCS. | 6 | 0
| 1010180301 | WASHER,LOCK,SPRING,SIZE 16 mm.,GENERAL PURPOSE,TIS.259 | PCS. | 5 | 0
| 1010200002 | BRACE,FLAT,FOR CROSSARM 40x6x1,000 mm. | PCS. | 1 | 0
| 1010200007 | BRACE,ANGLE STEEL 50x50x6 mm. 1,800 mm.WIDE 450 mm.DROP | PCS. | 2 | 0
set50227 | SS-IH-1 ASSEMBLY NO. 5429
| 1000120002 | CROSSARM,STEEL ANGLE 150X150X12 MM.4,500 MM.LONG | PCS. | 2 | 0
| 1010000103 | STEEL CHANNEL,100X50X5 MM.4,200 MM.LONG | PCS | 1 | 0
| 1010030102 | PLATE,STEEL DOUBLE ARMING 12X100X760 MM. | PCS. | 2 | 0
| 1010110200 | BOLT,MACHINE M.16x130 mm. | SET | 2 | 0
| 1010110201 | BOLT,MACHINE M.16x170 mm. | SET | 4 | 0
| 1010110205 | BOLT,MACHINE M.16x350 mm. | SET | 2 | 0
| 1010110301 | BOLT,MACHINE M.20x400 mm. | SET | 1 | 0
| 1010110400 | BOLT,MACHINE, HEXAGON, M.16X75 MM. | SET | 4 | 0
| 1010120000 | BOLT,DOUBLE ARMING,M.16x400 mm. | SET | 4 | 0
| 1010150000 | BOLT,OVAL EYE M.16X150 MM. | SET | 1 | 0
| 1010150100 | BOLT,OVAL M.20X350 MM. | SET | 1 | 0
| 1010180002 | NET,EYE M.20 | PCS. | 1 | 0
| 1010180100 | WASHER,PLAIN,SQUARE,LARGE 52x52x4.5 mm.HOLE DIA. 18 MM. TIS.258 | PCS. | 25 | 0
| 1010180101 | WASHER,PLAIN,SQUARE,LARGE 62X62X6 MM.HOLE DIA.22 MM. TIS.258 | PCS. | 4 | 0
| 1010180301 | WASHER,LOCK,SPRING,SIZE 16 mm.,GENERAL PURPOSE,TIS.259 | PCS. | 5 | 0
| 1010200007 | BRACE,ANGLE STEEL 50x50x6 mm. 1,800 mm.WIDE 450 mm.DROP | PCS. | 3 | 0
set50232 | SS-LA-2 ASSEMBLY NO. 5205A
| 1010000400 | STEEL CHANNEL,200X80X7.5 MM.1,000 MM.LONG | PCS. | 6 | 0
| 1010110302 | BOLT,MACHINE M.20X450 MM. | SET | 6 | 0
| 1010150100 | BOLT,OVAL M.20X350 MM. | SET | 3 | 0
| 1010150101 | BOLT,OVAL M.20X450 MM. | SET | 3 | 0
| 1010180101 | WASHER,PLAIN,SQUARE,LARGE 62X62X6 MM.HOLE DIA.22 MM. TIS.258 | PCS. | 24 | 0
| 1010180302 | WASHER,LOCK,SPRING,SIZE 20 MM.,GENERAL PURPOSE,TIS.259 | PCS. | 6 | 0
set50233 | SS-TG-1 (MP)(ASSEMBLY NO.5902)
| 1010000100 | STEEL CHANNEL, 100x50x5 mm. 2,250 MM.LONG | PCS | 3 | 3
| 1010010004 | STEEL ANGLE,OVERHEAD GROUND WIRE BAYONET 65X65X6 MM. 2,500 MM.LONG | PCS. | 1 | 1
| 1010030006 | PLATE,STEEL,FOR OVERHEAD GROUND WIRE BAYONET,ACCORDING TO DWG.NO.SA3-015/44004 | PCS. | 1 | 0
| 1010100003 | WIRE,STEEL STRANDED 35 SQ.MM.TIS.404 | M | 3.5 | 0
| 1010110101 | BOLE,MACHINE M. 12X50 MM. | SET | 1 | 0
| 1010110200 | BOLT,MACHINE M.16x130 mm. | SET | 3 | 0
| 1010110204 | BOLT,MACHINE M.16x300 mm. | SET | 4 | 0
| 1010110205 | BOLT,MACHINE M.16x350 mm. | SET | 1 | 0
| 1010110206 | BOLT,MACHINE M.16x400 mm. | SET | 1 | 0
| 1010110300 | BOLT,MACHINE M.20X350 MM. | SET | 2 | 0
| 1010110301 | BOLT,MACHINE M.20x400 mm. | SET | 1 | 0
| 1010150000 | BOLT,OVAL EYE M.16X150 MM. | SET | 4 | 0
| 1010180100 | WASHER,PLAIN,SQUARE,LARGE 52x52x4.5 mm.HOLE DIA. 18 MM. TIS.258 | PCS. | 42 | 0
| 1010180101 | WASHER,PLAIN,SQUARE,LARGE 62X62X6 MM.HOLE DIA.22 MM. TIS.258 | PCS. | 36 | 0
| 1010180301 | WASHER,LOCK,SPRING,SIZE 16 mm.,GENERAL PURPOSE,TIS.259 | PCS. | 18 | 0
| 1010200009 | BRACE,ALLEY ARM 50x50x6 MM. 1,000 MM.LONG | PCS. | 3 | 3
| 1010230003 | CLAMP,TRIPLE BOLTS FOR STEEL STRANDED WIRE 35 SQ.MM. | SET | 1 | 0
| 1010230203 | GROUND WIRE SUPPORT AND CLAMP,FOR BAYONET | SET | 1 | 0
| 1020230001 | ARMOR-GRIP,PREFORMED,AL 400 SQ.MM. | EA | 3 | 3
| 1030020100 | INSULATOR SUSPENSION COMPOSITE,FOR 115 KV.NOMINAL SECTION LENGHT 1,100-1,200 MM.TENSION , MIN 110 KN. | PCS. | 3 | 3
| 1030140003 | SOCKET-EYE | SET | 3 | 3
| 9090011007 | WELDING POWDER, ST. WIRE 50 SQ.MM. TO GD | EA | 1 | 0
set50234 | SS-TG-2 (MP) (ASSEMBLY NO.5903)
| 1010000100 | STEEL CHANNEL, 100x50x5 mm. 2,250 MM.LONG | PCS | 6 | 6
| 1010010004 | STEEL ANGLE,OVERHEAD GROUND WIRE BAYONET 65X65X6 MM. 2,500 MM.LONG | PCS. | 1 | 1
| 1010030002 | PLATE,STEEL 6X100X450 MM. | PCS. | 6 | 6
| 1010030006 | PLATE,STEEL,FOR OVERHEAD GROUND WIRE BAYONET,ACCORDING TO DWG.NO.SA3-015/44004 | PCS. | 1 | 0
| 1010050000 | ST. PIPE,SIZE 20, 100 MM.LONG W/O T.E. | PCS. | 3 | 3
| 1010100003 | WIRE,STEEL STRANDED 35 SQ.MM.TIS.404 | M | 3.5 | 0
| 1010110101 | BOLE,MACHINE M. 12X50 MM. | SET | 1 | 0
| 1010110200 | BOLT,MACHINE M.16x130 mm. | SET | 6 | 0
| 1010110201 | BOLT,MACHINE M.16x170 mm. | SET | 6 | 0
| 1010110204 | BOLT,MACHINE M.16x300 mm. | SET | 4 | 0
| 1010110205 | BOLT,MACHINE M.16x350 mm. | SET | 1 | 0
| 1010110206 | BOLT,MACHINE M.16x400 mm. | SET | 1 | 0
| 1010110300 | BOLT,MACHINE M.20X350 MM. | SET | 2 | 0
| 1010110301 | BOLT,MACHINE M.20x400 mm. | SET | 1 | 0
| 1010150000 | BOLT,OVAL EYE M.16X150 MM. | SET | 3 | 0
| 1010180100 | WASHER,PLAIN,SQUARE,LARGE 52x52x4.5 mm.HOLE DIA. 18 MM. TIS.258 | PCS. | 42 | 0
| 1010180101 | WASHER,PLAIN,SQUARE,LARGE 62X62X6 MM.HOLE DIA.22 MM. TIS.258 | PCS. | 6 | 0
| 1010180301 | WASHER,LOCK,SPRING,SIZE 16 mm.,GENERAL PURPOSE,TIS.259 | PCS. | 3 | 0
| 1010200009 | BRACE,ALLEY ARM 50x50x6 MM. 1,000 MM.LONG | PCS. | 6 | 6
| 1010230003 | CLAMP,TRIPLE BOLTS FOR STEEL STRANDED WIRE 35 SQ.MM. | SET | 1 | 0
| 1010230203 | GROUND WIRE SUPPORT AND CLAMP,FOR BAYONET | SET | 1 | 0
| 1020230001 | ARMOR-GRIP,PREFORMED,AL 400 SQ.MM. | EA | 3 | 3
| 1030020100 | INSULATOR SUSPENSION COMPOSITE,FOR 115 KV.NOMINAL SECTION LENGHT 1,100-1,200 MM.TENSION , MIN 110 KN. | PCS. | 3 | 3
| 1030140003 | SOCKET-EYE | SET | 3 | 3
| 9090011007 | WELDING POWDER, ST. WIRE 50 SQ.MM. TO GD | EA | 1 | 0
set50235 | SS-SA-1 (MP)(ASSEMBLY NO.5904)
| 1010000100 | STEEL CHANNEL, 100x50x5 mm. 2,250 MM.LONG | PCS | 6 | 6
| 1010010004 | STEEL ANGLE,OVERHEAD GROUND WIRE BAYONET 65X65X6 MM. 2,500 MM.LONG | PCS. | 1 | 1
| 1010030002 | PLATE,STEEL 6X100X450 MM. | PCS. | 12 | 12
| 1010030006 | PLATE,STEEL,FOR OVERHEAD GROUND WIRE BAYONET,ACCORDING TO DWG.NO.SA3-015/44004 | PCS. | 1 | 0
| 1010050000 | ST. PIPE,SIZE 20, 100 MM.LONG W/O T.E. | PCS. | 6 | 6
| 1010100003 | WIRE,STEEL STRANDED 35 SQ.MM.TIS.404 | M | 3.5 | 0
| 1010110101 | BOLE,MACHINE M. 12X50 MM. | SET | 1 | 0
| 1010110200 | BOLT,MACHINE M.16x130 mm. | SET | 6 | 0
| 1010110201 | BOLT,MACHINE M.16x170 mm. | SET | 18 | 0
| 1010110204 | BOLT,MACHINE M.16x300 mm. | SET | 4 | 0
| 1010110205 | BOLT,MACHINE M.16x350 mm. | SET | 1 | 0
| 1010110206 | BOLT,MACHINE M.16x400 mm. | SET | 1 | 0
| 1010110300 | BOLT,MACHINE M.20X350 MM. | SET | 2 | 0
| 1010110301 | BOLT,MACHINE M.20x400 mm. | SET | 1 | 0
| 1010180100 | WASHER,PLAIN,SQUARE,LARGE 52x52x4.5 mm.HOLE DIA. 18 MM. TIS.258 | PCS. | 60 | 0
| 1010180101 | WASHER,PLAIN,SQUARE,LARGE 62X62X6 MM.HOLE DIA.22 MM. TIS.258 | PCS. | 6 | 0
| 1010180301 | WASHER,LOCK,SPRING,SIZE 16 mm.,GENERAL PURPOSE,TIS.259 | PCS. | 6 | 0
| 1010200009 | BRACE,ALLEY ARM 50x50x6 MM. 1,000 MM.LONG | PCS. | 6 | 0
| 1010230003 | CLAMP,TRIPLE BOLTS FOR STEEL STRANDED WIRE 35 SQ.MM. | SET | 1 | 0
| 1010230203 | GROUND WIRE SUPPORT AND CLAMP,FOR BAYONET | SET | 1 | 0
| 1020230001 | ARMOR-GRIP,PREFORMED,AL 400 SQ.MM. | EA | 3 | 3
| 1030020100 | INSULATOR SUSPENSION COMPOSITE,FOR 115 KV.NOMINAL SECTION LENGHT 1,100-1,200 MM.TENSION , MIN 110 KN. | PCS. | 3 | 3
| 1030140003 | SOCKET-EYE | SET | 3 | 3
| 1030140012 | BRACKET,CORNER SUSPENSION | SET | 3 | 3
| 9090011007 | WELDING POWDER, ST. WIRE 50 SQ.MM. TO GD | EA | 1 | 0
set50236 | SS-DD-1 (MP) (ASSEMBLY NO.5905)
| 1010000100 | STEEL CHANNEL, 100x50x5 mm. 2,250 MM.LONG | PCS | 3 | 3
| 1010010005 | STEEL ANGLE,OVERHEAD GROUND WIRE CORNER BAYONET 65X65X6 MM. 2,500 MM.LONG | SET | 1 | 1
| 1010030006 | PLATE,STEEL,FOR OVERHEAD GROUND WIRE BAYONET,ACCORDING TO DWG.NO.SA3-015/44004 | PCS. | 1 | 0
| 1010100003 | WIRE,STEEL STRANDED 35 SQ.MM.TIS.404 | M | 3.5 | 0
| 1010110101 | BOLE,MACHINE M. 12X50 MM. | SET | 1 | 0
| 1010110200 | BOLT,MACHINE M.16x130 mm. | SET | 3 | 0
| 1010110204 | BOLT,MACHINE M.16x300 mm. | SET | 4 | 0
| 1010110205 | BOLT,MACHINE M.16x350 mm. | SET | 1 | 0
| 1010110206 | BOLT,MACHINE M.16x400 mm. | SET | 1 | 0
| 1010110300 | BOLT,MACHINE M.20X350 MM. | SET | 2 | 0
| 1010110301 | BOLT,MACHINE M.20x400 mm. | SET | 1 | 0
| 1010150000 | BOLT,OVAL EYE M.16X150 MM. | SET | 3 | 0
| 1010150100 | BOLT,OVAL M.20X350 MM. | SET | 1 | 0
| 1010150101 | BOLT,OVAL M.20X450 MM. | SET | 2 | 0
| 1010180002 | NET,EYE M.20 | PCS. | 3 | 0
| 1010180100 | WASHER,PLAIN,SQUARE,LARGE 52x52x4.5 mm.HOLE DIA. 18 MM. TIS.258 | PCS. | 24 | 0
| 1010180101 | WASHER,PLAIN,SQUARE,LARGE 62X62X6 MM.HOLE DIA.22 MM. TIS.258 | PCS. | 12 | 0
| 1010180301 | WASHER,LOCK,SPRING,SIZE 16 mm.,GENERAL PURPOSE,TIS.259 | PCS. | 3 | 0
| 1010200009 | BRACE,ALLEY ARM 50x50x6 MM. 1,000 MM.LONG | PCS. | 3 | 3
| 1010230003 | CLAMP,TRIPLE BOLTS FOR STEEL STRANDED WIRE 35 SQ.MM. | SET | 1 | 0
| 1010230203 | GROUND WIRE SUPPORT AND CLAMP,FOR BAYONET | SET | 1 | 0
| 1020230001 | ARMOR-GRIP,PREFORMED,AL 400 SQ.MM. | EA | 3 | 3
| 1020240000 | SPACER,HELICAL ROD,PREFORMED,FOR AL.400 SQ.MM. | SET | 6 | 0
| 1020420302 | TERMINAL,COMPRESSION,15 DEGREE PAD,NEMA,4-HOLE,FOR AL. 400 SQ.MM. | PCS. | 3 | 3
| 1020430001 | CLAMP DEAD END,COMPRESSION,SINGLE LUG,FOR AL.CONDUCTOR 400 SQ.MM. | SET | 3 | 3
| 1030020100 | INSULATOR SUSPENSION COMPOSITE,FOR 115 KV.NOMINAL SECTION LENGHT 1,100-1,200 MM.TENSION , MIN 110 KN. | PCS. | 3 | 3
| 1030020101 | INSULATOR,SUSPENSION,COMPOSITE,FOR 115 KV.NOMINAL SELTION LENGHT 1,500-1,600 MM.TENSION LOAD,MIN 110 | PCS | 6 | 6
| 1030110103 | CLAMP,STRAIN,WITH CLAMPING KEEPER,FOR AL.CONDUCTOR 400 SQ.MM. | SET | 3 | 3
| 1030140003 | SOCKET-EYE | SET | 6 | 6
| 1030140006 | SOCKET-CLEVIS,ANSI TYPE B | SET | 3 | 3
| 9090011007 | WELDING POWDER, ST. WIRE 50 SQ.MM. TO GD | EA | 1 | 0
set50237 | SS-LA-1 (MP)(ASSEMBLLY NO.5906)
| 1010000304 | STEEL CHANNEL150X75X6.5 MM.2,500MM. | PCS | 2 | 2
| 1010030002 | PLATE,STEEL 6X100X450 MM. | PCS. | 4 | 4
| 1010030006 | PLATE,STEEL,FOR OVERHEAD GROUND WIRE BAYONET,ACCORDING TO DWG.NO.SA3-015/44004 | PCS. | 1 | 0
| 1010050002 | ST. PIPE,SIZE 20, 150 MM.LONG W/O T.E. | PCS. | 1 | 1
| 1010050010 | PIPE,STEEL,SIZE 20,TYPE 2, 250 mm LONG TIS.277 BUT WITHOUT THREADED END | EACH | 1 | 1
| 1010100003 | WIRE,STEEL STRANDED 35 SQ.MM.TIS.404 | M | 3.5 | 0
| 1010110101 | BOLE,MACHINE M. 12X50 MM. | SET | 1 | 0
| 1010110202 | BOLT,MACHINE M.16x200 mm. | SET | 4 | 0
| 1010110204 | BOLT,MACHINE M.16x300 mm. | SET | 3 | 0
| 1010140001 | BOLT, ROUNG EYE M 16X200 MM. | SET | 1 | 0
| 1010150100 | BOLT,OVAL M.20X350 MM. | SET | 4 | 0
| 1010150101 | BOLT,OVAL M.20X450 MM. | SET | 2 | 0
| 1010180100 | WASHER,PLAIN,SQUARE,LARGE 52x52x4.5 mm.HOLE DIA. 18 MM. TIS.258 | PCS. | 18 | 0
| 1010180101 | WASHER,PLAIN,SQUARE,LARGE 62X62X6 MM.HOLE DIA.22 MM. TIS.258 | PCS. | 12 | 0
| 1010180301 | WASHER,LOCK,SPRING,SIZE 16 mm.,GENERAL PURPOSE,TIS.259 | PCS. | 2 | 0
| 1010180302 | WASHER,LOCK,SPRING,SIZE 20 MM.,GENERAL PURPOSE,TIS.259 | PCS. | 6 | 0
| 1010210200 | BOLT,STRAND EYE,SINGLE M.16X350 MM. | SET | 1 | 0
| 1010210304 | THIMBLE,GUY,FOR STEEL WIRE 50-95 sq.mm. | PCS. | 1 | 0
| 1010230000 | CLAMP,SINGLE U-BOLT,M.8 (WIRE ROPE CLIP) | SET | 1 | 0
| 1010230003 | CLAMP,TRIPLE BOLTS FOR STEEL STRANDED WIRE 35 SQ.MM. | SET | 4 | 0
| 1020240000 | SPACER,HELICAL ROD,PREFORMED,FOR AL.400 SQ.MM. | SET | 3 | 0
| 1020420302 | TERMINAL,COMPRESSION,15 DEGREE PAD,NEMA,4-HOLE,FOR AL. 400 SQ.MM. | PCS. | 6 | 6
| 1020430101 | CLAMP,DEAD END,COMPRESSION,DOUBLE LUG,FOR AL.CONDUCTOR 400 SQ.MM. | SET | 3 | 3
| 1030020101 | INSULATOR,SUSPENSION,COMPOSITE,FOR 115 KV.NOMINAL SELTION LENGHT 1,500-1,600 MM.TENSION LOAD,MIN 110 | PCS | 6 | 6
| 1030110103 | CLAMP,STRAIN,WITH CLAMPING KEEPER,FOR AL.CONDUCTOR 400 SQ.MM. | SET | 3 | 3
| 1030140003 | SOCKET-EYE | SET | 3 | 3
| 1030140006 | SOCKET-CLEVIS,ANSI TYPE B | SET | 3 | 3
| 9090011007 | WELDING POWDER, ST. WIRE 50 SQ.MM. TO GD | EA | 1 | 0
set50238 | SS-TL-1 (MP) กรณ๊ Tap Line สายไฟฟ้าเดี่ยว (ASSEMBLY NO.5907)
| 1010000100 | STEEL CHANNEL, 100x50x5 mm. 2,250 MM.LONG | PCS | 3 | 3
| 1010000304 | STEEL CHANNEL150X75X6.5 MM.2,500MM. | PCS | 2 | 2
| 1010030002 | PLATE,STEEL 6X100X450 MM. | PCS. | 4 | 4
| 1010030006 | PLATE,STEEL,FOR OVERHEAD GROUND WIRE BAYONET,ACCORDING TO DWG.NO.SA3-015/44004 | PCS. | 1 | 0
| 1010050002 | ST. PIPE,SIZE 20, 150 MM.LONG W/O T.E. | PCS. | 1 | 1
| 1010050010 | PIPE,STEEL,SIZE 20,TYPE 2, 250 mm LONG TIS.277 BUT WITHOUT THREADED END | EACH | 1 | 1
| 1010100003 | WIRE,STEEL STRANDED 35 SQ.MM.TIS.404 | M | 3.5 | 0
| 1010110101 | BOLE,MACHINE M. 12X50 MM. | SET | 1 | 0
| 1010110200 | BOLT,MACHINE M.16x130 mm. | SET | 3 | 0
| 1010110202 | BOLT,MACHINE M.16x200 mm. | SET | 4 | 0
| 1010110204 | BOLT,MACHINE M.16x300 mm. | SET | 4 | 0
| 1010110205 | BOLT,MACHINE M.16x350 mm. | SET | 1 | 0
| 1010110206 | BOLT,MACHINE M.16x400 mm. | SET | 1 | 0
| 1010110300 | BOLT,MACHINE M.20X350 MM. | SET | 2 | 0
| 1010110301 | BOLT,MACHINE M.20x400 mm. | SET | 1 | 0
| 1010140001 | BOLT, ROUNG EYE M 16X200 MM. | SET | 1 | 0
| 1010150000 | BOLT,OVAL EYE M.16X150 MM. | SET | 3 | 0
| 1010150100 | BOLT,OVAL M.20X350 MM. | SET | 2 | 0
| 1010150101 | BOLT,OVAL M.20X450 MM. | SET | 4 | 0
| 1010180001 | NUT,EYE M.16 DIN 582 | PCS | 1 | 0
| 1010180002 | NET,EYE M.20 | PCS. | 3 | 0
| 1010180100 | WASHER,PLAIN,SQUARE,LARGE 52x52x4.5 mm.HOLE DIA. 18 MM. TIS.258 | PCS. | 36 | 0
| 1010180101 | WASHER,PLAIN,SQUARE,LARGE 62X62X6 MM.HOLE DIA.22 MM. TIS.258 | PCS. | 18 | 0
| 1010180301 | WASHER,LOCK,SPRING,SIZE 16 mm.,GENERAL PURPOSE,TIS.259 | PCS. | 4 | 0
| 1010180302 | WASHER,LOCK,SPRING,SIZE 20 MM.,GENERAL PURPOSE,TIS.259 | PCS. | 3 | 0
| 1010200009 | BRACE,ALLEY ARM 50x50x6 MM. 1,000 MM.LONG | PCS. | 3 | 0
| 1010210200 | BOLT,STRAND EYE,SINGLE M.16X350 MM. | SET | 1 | 0
| 1010210304 | THIMBLE,GUY,FOR STEEL WIRE 50-95 sq.mm. | PCS. | 2 | 0
| 1010230000 | CLAMP,SINGLE U-BOLT,M.8 (WIRE ROPE CLIP) | SET | 1 | 0
| 1010230003 | CLAMP,TRIPLE BOLTS FOR STEEL STRANDED WIRE 35 SQ.MM. | SET | 6 | 0
| 1020230001 | ARMOR-GRIP,PREFORMED,AL 400 SQ.MM. | EA | 3 | 3
| 1020420302 | TERMINAL,COMPRESSION,15 DEGREE PAD,NEMA,4-HOLE,FOR AL. 400 SQ.MM. | PCS. | 6 | 6
| 1020430001 | CLAMP DEAD END,COMPRESSION,SINGLE LUG,FOR AL.CONDUCTOR 400 SQ.MM. | SET | 3 | 3
| 1030020100 | INSULATOR SUSPENSION COMPOSITE,FOR 115 KV.NOMINAL SECTION LENGHT 1,100-1,200 MM.TENSION , MIN 110 KN. | PCS. | 3 | 3
| 1030020101 | INSULATOR,SUSPENSION,COMPOSITE,FOR 115 KV.NOMINAL SELTION LENGHT 1,500-1,600 MM.TENSION LOAD,MIN 110 | PCS | 9 | 9
| 1030110103 | CLAMP,STRAIN,WITH CLAMPING KEEPER,FOR AL.CONDUCTOR 400 SQ.MM. | SET | 6 | 6
| 1030140003 | SOCKET-EYE | SET | 9 | 9
| 1030140006 | SOCKET-CLEVIS,ANSI TYPE B | SET | 3 | 3
| 9090011007 | WELDING POWDER, ST. WIRE 50 SQ.MM. TO GD | EA | 1 | 0
set50239 | SS-LA-1(MP22) ASSEMBLY NO.5930
| 1010150100 | BOLT,OVAL M.20X350 MM. | SET | 2 | 0
| 1010150101 | BOLT,OVAL M.20X450 MM. | SET | 4 | 0
| 1010180101 | WASHER,PLAIN,SQUARE,LARGE 62X62X6 MM.HOLE DIA.22 MM. TIS.258 | PCS. | 12 | 0
| 1010180302 | WASHER,LOCK,SPRING,SIZE 20 MM.,GENERAL PURPOSE,TIS.259 | PCS. | 6 | 0
set50303 | SD-TG-3 ASSEMBLY NO. 5264A
| 1010000100 | STEEL CHANNEL, 100x50x5 mm. 2,250 MM.LONG | PCS | 3 | 0
| 1010110200 | BOLT,MACHINE M.16x130 mm. | SET | 3 | 0
| 1010110204 | BOLT,MACHINE M.16x300 mm. | SET | 1 | 0
| 1010110205 | BOLT,MACHINE M.16x350 mm. | SET | 2 | 0
| 1010110300 | BOLT,MACHINE M.20X350 MM. | SET | 3 | 0
| 1010150000 | BOLT,OVAL EYE M.16X150 MM. | SET | 3 | 0
| 1010180100 | WASHER,PLAIN,SQUARE,LARGE 52x52x4.5 mm.HOLE DIA. 18 MM. TIS.258 | PCS. | 12 | 0
| 1010180101 | WASHER,PLAIN,SQUARE,LARGE 62X62X6 MM.HOLE DIA.22 MM. TIS.258 | PCS. | 6 | 0
| 1010180301 | WASHER,LOCK,SPRING,SIZE 16 mm.,GENERAL PURPOSE,TIS.259 | PCS. | 3 | 0
| 1010200009 | BRACE,ALLEY ARM 50x50x6 MM. 1,000 MM.LONG | PCS. | 3 | 0
set50304 | SD-TG-4 ASSEMBLY NO. 5267A
| 1010000100 | STEEL CHANNEL, 100x50x5 mm. 2,250 MM.LONG | PCS | 6 | 0
| 1010030002 | PLATE,STEEL 6X100X450 MM. | PCS. | 6 | 0
| 1010050000 | ST. PIPE,SIZE 20, 100 MM.LONG W/O T.E. | PCS. | 3 | 0
| 1010110200 | BOLT,MACHINE M.16x130 mm. | SET | 6 | 0
| 1010110201 | BOLT,MACHINE M.16x170 mm. | SET | 6 | 0
| 1010110204 | BOLT,MACHINE M.16x300 mm. | SET | 1 | 0
| 1010110205 | BOLT,MACHINE M.16x350 mm. | SET | 2 | 0
| 1010110300 | BOLT,MACHINE M.20X350 MM. | SET | 3 | 0
| 1010150000 | BOLT,OVAL EYE M.16X150 MM. | SET | 3 | 0
| 1010180100 | WASHER,PLAIN,SQUARE,LARGE 52x52x4.5 mm.HOLE DIA. 18 MM. TIS.258 | PCS. | 24 | 0
| 1010180101 | WASHER,PLAIN,SQUARE,LARGE 62X62X6 MM.HOLE DIA.22 MM. TIS.258 | PCS. | 6 | 0
| 1010180301 | WASHER,LOCK,SPRING,SIZE 16 mm.,GENERAL PURPOSE,TIS.259 | PCS. | 3 | 0
| 1010200009 | BRACE,ALLEY ARM 50x50x6 MM. 1,000 MM.LONG | PCS. | 6 | 0
set50308 | SD-TG-8 ASSEMBLY NO. 5285
| 1010000103 | STEEL CHANNEL,100X50X5 MM.4,200 MM.LONG | PCS | 2 | 0
| 1010110200 | BOLT,MACHINE M.16x130 mm. | SET | 4 | 0
| 1010110205 | BOLT,MACHINE M.16x350 mm. | SET | 5 | 0
| 1010110301 | BOLT,MACHINE M.20x400 mm. | SET | 2 | 0
| 1010150000 | BOLT,OVAL EYE M.16X150 MM. | SET | 3 | 0
| 1010180100 | WASHER,PLAIN,SQUARE,LARGE 52x52x4.5 mm.HOLE DIA. 18 MM. TIS.258 | PCS. | 14 | 0
| 1010180101 | WASHER,PLAIN,SQUARE,LARGE 62X62X6 MM.HOLE DIA.22 MM. TIS.258 | PCS. | 4 | 0
| 1010180301 | WASHER,LOCK,SPRING,SIZE 16 mm.,GENERAL PURPOSE,TIS.259 | PCS. | 3 | 0
| 1010200007 | BRACE,ANGLE STEEL 50x50x6 mm. 1,800 mm.WIDE 450 mm.DROP | PCS. | 2 | 0
set50312 | SD-SA-2 ASSEMBLY NO. 5265A
| 1010000100 | STEEL CHANNEL, 100x50x5 mm. 2,250 MM.LONG | PCS | 6 | 0
| 1010030002 | PLATE,STEEL 6X100X450 MM. | PCS. | 12 | 0
| 1010050000 | ST. PIPE,SIZE 20, 100 MM.LONG W/O T.E. | PCS. | 6 | 0
| 1010110200 | BOLT,MACHINE M.16x130 mm. | SET | 6 | 0
| 1010110201 | BOLT,MACHINE M.16x170 mm. | SET | 18 | 0
| 1010110204 | BOLT,MACHINE M.16x300 mm. | SET | 1 | 0
| 1010110205 | BOLT,MACHINE M.16x350 mm. | SET | 2 | 0
| 1010110300 | BOLT,MACHINE M.20X350 MM. | SET | 3 | 0
| 1010180100 | WASHER,PLAIN,SQUARE,LARGE 52x52x4.5 mm.HOLE DIA. 18 MM. TIS.258 | PCS. | 42 | 0
| 1010180101 | WASHER,PLAIN,SQUARE,LARGE 62X62X6 MM.HOLE DIA.22 MM. TIS.258 | PCS. | 6 | 0
| 1010180301 | WASHER,LOCK,SPRING,SIZE 16 mm.,GENERAL PURPOSE,TIS.259 | PCS. | 6 | 0
| 1010200009 | BRACE,ALLEY ARM 50x50x6 MM. 1,000 MM.LONG | PCS. | 6 | 0
| 1030140012 | BRACKET,CORNER SUSPENSION | SET | 3 | 0
set50313 | SD-SA-3 ASSEMBLY NO. 5268A
| 1010000100 | STEEL CHANNEL, 100x50x5 mm. 2,250 MM.LONG | PCS | 3 | 0
| 1010110200 | BOLT,MACHINE M.16x130 mm. | SET | 3 | 0
| 1010110204 | BOLT,MACHINE M.16x300 mm. | SET | 1 | 0
| 1010110205 | BOLT,MACHINE M.16x350 mm. | SET | 2 | 0
| 1010110300 | BOLT,MACHINE M.20X350 MM. | SET | 3 | 0
| 1010150000 | BOLT,OVAL EYE M.16X150 MM. | SET | 3 | 0
| 1010180100 | WASHER,PLAIN,SQUARE,LARGE 52x52x4.5 mm.HOLE DIA. 18 MM. TIS.258 | PCS. | 12 | 0
| 1010180101 | WASHER,PLAIN,SQUARE,LARGE 62X62X6 MM.HOLE DIA.22 MM. TIS.258 | PCS. | 6 | 0
| 1010180301 | WASHER,LOCK,SPRING,SIZE 16 mm.,GENERAL PURPOSE,TIS.259 | PCS. | 3 | 0
| 1010200009 | BRACE,ALLEY ARM 50x50x6 MM. 1,000 MM.LONG | PCS. | 3 | 0
set50315 | SD-AS-3 ASSEMBLY NO. 5266A
| 1000120004 | CROSSARM,CHANNEL STEEL,ALLEY ARM,150X75X9 MM.3,000 MM.LONG | PCS. | 6 | 0
| 1010030002 | PLATE,STEEL 6X100X450 MM. | PCS. | 6 | 0
| 1010030102 | PLATE,STEEL DOUBLE ARMING 12X100X760 MM. | PCS. | 6 | 0
| 1010050002 | ST. PIPE,SIZE 20, 150 MM.LONG W/O T.E. | PCS. | 2 | 0
| 1010110203 | BOLT,MACHINE M.16x250 mm. | SET | 12 | 0
| 1010110204 | BOLT,MACHINE M.16x300 mm. | SET | 1 | 0
| 1010110205 | BOLT,MACHINE M.16x350 mm. | SET | 2 | 0
| 1010110300 | BOLT,MACHINE M.20X350 MM. | SET | 2 | 0
| 1010110301 | BOLT,MACHINE M.20x400 mm. | SET | 1 | 0
| 1010120000 | BOLT,DOUBLE ARMING,M.16x400 mm. | SET | 3 | 0
| 1010150001 | BOLT,OVAL EYE M.16X200 MM. | SET | 2 | 0
| 1010180100 | WASHER,PLAIN,SQUARE,LARGE 52x52x4.5 mm.HOLE DIA. 18 MM. TIS.258 | PCS. | 36 | 0
| 1010180101 | WASHER,PLAIN,SQUARE,LARGE 62X62X6 MM.HOLE DIA.22 MM. TIS.258 | PCS. | 6 | 0
| 1010180301 | WASHER,LOCK,SPRING,SIZE 16 mm.,GENERAL PURPOSE,TIS.259 | PCS. | 2 | 0
| 1010200003 | BRACE,FLAT,FOR CROSSARM 50X10X1,950 MM. | PCS. | 6 | 0
| 1020210109 | LINE GUARD,PREFORMED,AL 400MM. | SET | 2 | 0
| 1020240000 | SPACER,HELICAL ROD,PREFORMED,FOR AL.400 SQ.MM. | SET | 6 | 0
| 1020570106 | CLIMP,TOP TYPE DOUBLE CONDUCTOR, AL 400 SQ.MM.FOR HORIZONTAL MOUNTING POST TYPE INSULATOR 115 KV. | SET | 1 | 0
| 1030010204 | INSULATOR, POST TYPE 115 KV. HORIZONTAL MOUNTING | PCS. | 1 | 0
| 1030140011 | CLEVIS,THIMBLE,FOR PREFORMED DEAD-END | EACH | 3 | 0
set50323 | SD-DD-3 ASSEMBLY NO. 5274
| 1010000100 | STEEL CHANNEL, 100x50x5 mm. 2,250 MM.LONG | PCS | 3 | 0
| 1010110204 | BOLT,MACHINE M.16x300 mm. | SET | 3 | 0
| 1010110205 | BOLT,MACHINE M.16x350 mm. | SET | 2 | 0
| 1010110300 | BOLT,MACHINE M.20X350 MM. | SET | 3 | 0
| 1010110400 | BOLT,MACHINE, HEXAGON, M.16X75 MM. | SET | 3 | 0
| 1010150000 | BOLT,OVAL EYE M.16X150 MM. | SET | 3 | 0
| 1010150100 | BOLT,OVAL M.20X350 MM. | SET | 3 | 0
| 1010180002 | NET,EYE M.20 | PCS. | 3 | 0
| 1010180100 | WASHER,PLAIN,SQUARE,LARGE 52x52x4.5 mm.HOLE DIA. 18 MM. TIS.258 | PCS. | 12 | 0
| 1010180101 | WASHER,PLAIN,SQUARE,LARGE 62X62X6 MM.HOLE DIA.22 MM. TIS.258 | PCS. | 9 | 0
| 1010180301 | WASHER,LOCK,SPRING,SIZE 16 mm.,GENERAL PURPOSE,TIS.259 | PCS. | 3 | 0
| 1010200002 | BRACE,FLAT,FOR CROSSARM 40x6x1,000 mm. | PCS. | 3 | 0
set50324 | SD-DD-4 ASSEMBLY NO. 5290
| 1010000100 | STEEL CHANNEL, 100x50x5 mm. 2,250 MM.LONG | PCS | 3 | 0
| 1010000400 | STEEL CHANNEL,200X80X7.5 MM.1,000 MM.LONG | PCS. | 6 | 0
| 1010110200 | BOLT,MACHINE M.16x130 mm. | SET | 3 | 0
| 1010110204 | BOLT,MACHINE M.16x300 mm. | SET | 1 | 0
| 1010110205 | BOLT,MACHINE M.16x350 mm. | SET | 2 | 0
| 1010110300 | BOLT,MACHINE M.20X350 MM. | SET | 7 | 0
| 1010110301 | BOLT,MACHINE M.20x400 mm. | SET | 2 | 0
| 1010150000 | BOLT,OVAL EYE M.16X150 MM. | SET | 3 | 0
| 1010150100 | BOLT,OVAL M.20X350 MM. | SET | 6 | 0
| 1010180100 | WASHER,PLAIN,SQUARE,LARGE 52x52x4.5 mm.HOLE DIA. 18 MM. TIS.258 | PCS. | 12 | 0
| 1010180101 | WASHER,PLAIN,SQUARE,LARGE 62X62X6 MM.HOLE DIA.22 MM. TIS.258 | PCS. | 30 | 0
| 1010180301 | WASHER,LOCK,SPRING,SIZE 16 mm.,GENERAL PURPOSE,TIS.259 | PCS. | 3 | 0
| 1010180302 | WASHER,LOCK,SPRING,SIZE 20 MM.,GENERAL PURPOSE,TIS.259 | PCS. | 6 | 0
| 1010200009 | BRACE,ALLEY ARM 50x50x6 MM. 1,000 MM.LONG | PCS. | 3 | 0
| 1020240000 | SPACER,HELICAL ROD,PREFORMED,FOR AL.400 SQ.MM. | SET | 6 | 0
set50326 | SD-DH-1 ASSEMBLY NO. 5434
| 1000120002 | CROSSARM,STEEL ANGLE 150X150X12 MM.4,500 MM.LONG | PCS. | 2 | 0
| 1010000100 | STEEL CHANNEL, 100x50x5 mm. 2,250 MM.LONG | PCS | 1 | 0
| 1010030102 | PLATE,STEEL DOUBLE ARMING 12X100X760 MM. | PCS. | 2 | 0
| 1010110201 | BOLT,MACHINE M.16x170 mm. | SET | 4 | 0
| 1010110205 | BOLT,MACHINE M.16x350 mm. | SET | 2 | 0
| 1010110301 | BOLT,MACHINE M.20x400 mm. | SET | 2 | 0
| 1010110400 | BOLT,MACHINE, HEXAGON, M.16X75 MM. | SET | 5 | 0
| 1010120000 | BOLT,DOUBLE ARMING,M.16x400 mm. | SET | 4 | 0
| 1010150000 | BOLT,OVAL EYE M.16X150 MM. | SET | 1 | 0
| 1010150101 | BOLT,OVAL M.20X450 MM. | SET | 1 | 0
| 1010180002 | NET,EYE M.20 | PCS. | 1 | 0
| 1010180100 | WASHER,PLAIN,SQUARE,LARGE 52x52x4.5 mm.HOLE DIA. 18 MM. TIS.258 | PCS. | 23 | 0
| 1010180101 | WASHER,PLAIN,SQUARE,LARGE 62X62X6 MM.HOLE DIA.22 MM. TIS.258 | PCS. | 6 | 0
| 1010180301 | WASHER,LOCK,SPRING,SIZE 16 mm.,GENERAL PURPOSE,TIS.259 | PCS. | 5 | 0
| 1010200002 | BRACE,FLAT,FOR CROSSARM 40x6x1,000 mm. | PCS. | 1 | 0
| 1010200007 | BRACE,ANGLE STEEL 50x50x6 mm. 1,800 mm.WIDE 450 mm.DROP | PCS. | 2 | 0
| 1020240000 | SPACER,HELICAL ROD,PREFORMED,FOR AL.400 SQ.MM. | SET | 4 | 0
set50327 | SD-IH-1 ASSEMBLY NO. 5429
| 1000120002 | CROSSARM,STEEL ANGLE 150X150X12 MM.4,500 MM.LONG | PCS. | 2 | 0
| 1010000103 | STEEL CHANNEL,100X50X5 MM.4,200 MM.LONG | PCS | 1 | 0
| 1010030102 | PLATE,STEEL DOUBLE ARMING 12X100X760 MM. | PCS. | 2 | 0
| 1010110200 | BOLT,MACHINE M.16x130 mm. | SET | 2 | 0
| 1010110201 | BOLT,MACHINE M.16x170 mm. | SET | 4 | 0
| 1010110205 | BOLT,MACHINE M.16x350 mm. | SET | 5 | 0
| 1010110301 | BOLT,MACHINE M.20x400 mm. | SET | 1 | 0
| 1010110400 | BOLT,MACHINE, HEXAGON, M.16X75 MM. | SET | 4 | 0
| 1010120000 | BOLT,DOUBLE ARMING,M.16x400 mm. | SET | 4 | 0
| 1010150000 | BOLT,OVAL EYE M.16X150 MM. | SET | 1 | 0
| 1010150100 | BOLT,OVAL M.20X350 MM. | SET | 1 | 0
| 1010180002 | NET,EYE M.20 | PCS. | 1 | 0
| 1010180100 | WASHER,PLAIN,SQUARE,LARGE 52x52x4.5 mm.HOLE DIA. 18 MM. TIS.258 | PCS. | 25 | 0
| 1010180101 | WASHER,PLAIN,SQUARE,LARGE 62X62X6 MM.HOLE DIA.22 MM. TIS.258 | PCS. | 4 | 0
| 1010180301 | WASHER,LOCK,SPRING,SIZE 16 mm.,GENERAL PURPOSE,TIS.259 | PCS. | 5 | 0
| 1010200007 | BRACE,ANGLE STEEL 50x50x6 mm. 1,800 mm.WIDE 450 mm.DROP | PCS. | 3 | 0
| 1020240000 | SPACER,HELICAL ROD,PREFORMED,FOR AL.400 SQ.MM. | SET | 4 | 0
set50332 | SD-LA-2 ASSEMBLY NO. 5255A
| 1010000400 | STEEL CHANNEL,200X80X7.5 MM.1,000 MM.LONG | PCS. | 6 | 0
| 1010110302 | BOLT,MACHINE M.20X450 MM. | SET | 6 | 0
| 1010150100 | BOLT,OVAL M.20X350 MM. | SET | 3 | 0
| 1010150101 | BOLT,OVAL M.20X450 MM. | SET | 3 | 0
| 1010180101 | WASHER,PLAIN,SQUARE,LARGE 62X62X6 MM.HOLE DIA.22 MM. TIS.258 | PCS. | 24 | 0
| 1010180302 | WASHER,LOCK,SPRING,SIZE 20 MM.,GENERAL PURPOSE,TIS.259 | PCS. | 6 | 0
| 1020240000 | SPACER,HELICAL ROD,PREFORMED,FOR AL.400 SQ.MM. | SET | 3 | 0
set50400 | OPGW ASSEMBLY D5-A(OP)
| 1010010004 | STEEL ANGLE,OVERHEAD GROUND WIRE BAYONET 65X65X6 MM. 2,500 MM.LONG | PCS. | 1 | 0
| 1010030006 | PLATE,STEEL,FOR OVERHEAD GROUND WIRE BAYONET,ACCORDING TO DWG.NO.SA3-015/44004 | PCS. | 1 | 0
| 1010100004 | WIRE,STEEL STRANDED 50/7 sq.mm.TIS.404 | M. | 2.5 | 0
| 1010110101 | BOLE,MACHINE M. 12X50 MM. | SET | 1 | 0
| 1010110204 | BOLT,MACHINE M.16x300 mm. | SET | 3 | 0
| 1010180100 | WASHER,PLAIN,SQUARE,LARGE 52x52x4.5 mm.HOLE DIA. 18 MM. TIS.258 | PCS. | 6 | 0
| 1020230004 | ARMOR-GRIP.PREFORMED.OPGW.BEYONET | EA | 1 | 0
| 1020300103 | CONNECTOR,PARALLEL GROOVE,TRIPLE BOLT,AL,AL-ALLOY AND ACSR 70-185 SQ.MM. | PCS. | 1 | 0
| 9090011007 | WELDING POWDER, ST. WIRE 50 SQ.MM. TO GD | EA | 1 | 0
set50401 | OPGW ASSEMBLY D5-B(OP)
| 1010010005 | STEEL ANGLE,OVERHEAD GROUND WIRE CORNER BAYONET 65X65X6 MM. 2,500 MM.LONG | SET | 1 | 0
| 1010030006 | PLATE,STEEL,FOR OVERHEAD GROUND WIRE BAYONET,ACCORDING TO DWG.NO.SA3-015/44004 | PCS. | 1 | 0
| 1010100004 | WIRE,STEEL STRANDED 50/7 sq.mm.TIS.404 | M. | 2.5 | 0
| 1010110101 | BOLE,MACHINE M. 12X50 MM. | SET | 1 | 0
| 1010110204 | BOLT,MACHINE M.16x300 mm. | SET | 3 | 0
| 1010180100 | WASHER,PLAIN,SQUARE,LARGE 52x52x4.5 mm.HOLE DIA. 18 MM. TIS.258 | PCS. | 6 | 0
| 1020230004 | ARMOR-GRIP.PREFORMED.OPGW.BEYONET | EA | 1 | 0
| 1020300103 | CONNECTOR,PARALLEL GROOVE,TRIPLE BOLT,AL,AL-ALLOY AND ACSR 70-185 SQ.MM. | PCS. | 1 | 0
| 9090011007 | WELDING POWDER, ST. WIRE 50 SQ.MM. TO GD | EA | 1 | 0
set50402 | OPGW ASSEMBLY D5-C(OP)
| 1010030006 | PLATE,STEEL,FOR OVERHEAD GROUND WIRE BAYONET,ACCORDING TO DWG.NO.SA3-015/44004 | PCS. | 1 | 0
| 1010100004 | WIRE,STEEL STRANDED 50/7 sq.mm.TIS.404 | M. | 1 | 0
| 1010110101 | BOLE,MACHINE M. 12X50 MM. | SET | 1 | 0
| 1020230003 | ARMOR-GRIP.PREFORMED.OPGW.CONCRETE POLE | EA | 1 | 0
| 1020300103 | CONNECTOR,PARALLEL GROOVE,TRIPLE BOLT,AL,AL-ALLOY AND ACSR 70-185 SQ.MM. | PCS. | 1 | 0
| 9090011007 | WELDING POWDER, ST. WIRE 50 SQ.MM. TO GD | EA | 1 | 0
set50403 | OPGW ASSEMBLY D5-D(OP)
| 1010030006 | PLATE,STEEL,FOR OVERHEAD GROUND WIRE BAYONET,ACCORDING TO DWG.NO.SA3-015/44004 | PCS. | 1 | 0
| 1010100004 | WIRE,STEEL STRANDED 50/7 sq.mm.TIS.404 | M. | 1 | 0
| 1010110101 | BOLE,MACHINE M. 12X50 MM. | SET | 1 | 0
| 1010110400 | BOLT,MACHINE, HEXAGON, M.16X75 MM. | SET | 1 | 0
| 1010180001 | NUT,EYE M.16 DIN 582 | PCS | 1 | 0
| 1010180100 | WASHER,PLAIN,SQUARE,LARGE 52x52x4.5 mm.HOLE DIA. 18 MM. TIS.258 | PCS. | 2 | 0
| 1010200001 | BRACE,FLAT,FOR CROSSARM 30x6x760 mm. | PCS. | 1 | 0
| 1010210202 | BOLT,STRAND EYE,SINGLE 45 DEGREE M.16X350 MM. | SET | 1 | 0
| 1020250300 | PREFORMED D/E. OPGW.DIA. 14 MM. | EA | 1 | 0
| 1020300103 | CONNECTOR,PARALLEL GROOVE,TRIPLE BOLT,AL,AL-ALLOY AND ACSR 70-185 SQ.MM. | PCS. | 1 | 0
| 1030140011 | CLEVIS,THIMBLE,FOR PREFORMED DEAD-END | EACH | 1 | 0
| 9090011007 | WELDING POWDER, ST. WIRE 50 SQ.MM. TO GD | EA | 1 | 0
set50404 | OPGW ASSEMBLY D5-E(OP)
| 1010000304 | STEEL CHANNEL150X75X6.5 MM.2,500MM. | PCS | 1 | 0
| 1010030006 | PLATE,STEEL,FOR OVERHEAD GROUND WIRE BAYONET,ACCORDING TO DWG.NO.SA3-015/44004 | PCS. | 1 | 0
| 1010100004 | WIRE,STEEL STRANDED 50/7 sq.mm.TIS.404 | M. | 2.5 | 0
| 1010110101 | BOLE,MACHINE M. 12X50 MM. | SET | 1 | 0
| 1010110204 | BOLT,MACHINE M.16x300 mm. | SET | 3 | 0
| 1010110400 | BOLT,MACHINE, HEXAGON, M.16X75 MM. | SET | 2 | 0
| 1010140001 | BOLT, ROUNG EYE M 16X200 MM. | SET | 1 | 0
| 1010180001 | NUT,EYE M.16 DIN 582 | PCS | 1 | 0
| 1010180100 | WASHER,PLAIN,SQUARE,LARGE 52x52x4.5 mm.HOLE DIA. 18 MM. TIS.258 | PCS. | 8 | 0
| 1010200001 | BRACE,FLAT,FOR CROSSARM 30x6x760 mm. | PCS. | 2 | 0
| 1010230000 | CLAMP,SINGLE U-BOLT,M.8 (WIRE ROPE CLIP) | SET | 1 | 0
| 1020250300 | PREFORMED D/E. OPGW.DIA. 14 MM. | EA | 2 | 0
| 1020300103 | CONNECTOR,PARALLEL GROOVE,TRIPLE BOLT,AL,AL-ALLOY AND ACSR 70-185 SQ.MM. | PCS. | 1 | 0
| 1030140011 | CLEVIS,THIMBLE,FOR PREFORMED DEAD-END | EACH | 2 | 0
| 9090011007 | WELDING POWDER, ST. WIRE 50 SQ.MM. TO GD | EA | 1 | 0
set50405 | OPGW ASSEMBLY D5-F(OP)
| 1010000304 | STEEL CHANNEL150X75X6.5 MM.2,500MM. | PCS | 1 | 0
| 1010030006 | PLATE,STEEL,FOR OVERHEAD GROUND WIRE BAYONET,ACCORDING TO DWG.NO.SA3-015/44004 | PCS. | 1 | 0
| 1010100004 | WIRE,STEEL STRANDED 50/7 sq.mm.TIS.404 | M. | 2.5 | 0
| 1010110101 | BOLE,MACHINE M. 12X50 MM. | SET | 1 | 0
| 1010110204 | BOLT,MACHINE M.16x300 mm. | SET | 3 | 0
| 1010110400 | BOLT,MACHINE, HEXAGON, M.16X75 MM. | SET | 2 | 0
| 1010140001 | BOLT, ROUNG EYE M 16X200 MM. | SET | 1 | 0
| 1010180001 | NUT,EYE M.16 DIN 582 | PCS | 1 | 0
| 1010180100 | WASHER,PLAIN,SQUARE,LARGE 52x52x4.5 mm.HOLE DIA. 18 MM. TIS.258 | PCS. | 10 | 0
| 1010200001 | BRACE,FLAT,FOR CROSSARM 30x6x760 mm. | PCS. | 2 | 0
| 1010210202 | BOLT,STRAND EYE,SINGLE 45 DEGREE M.16X350 MM. | SET | 1 | 0
| 1010230000 | CLAMP,SINGLE U-BOLT,M.8 (WIRE ROPE CLIP) | SET | 1 | 0
| 1020250300 | PREFORMED D/E. OPGW.DIA. 14 MM. | EA | 2 | 0
| 1020300103 | CONNECTOR,PARALLEL GROOVE,TRIPLE BOLT,AL,AL-ALLOY AND ACSR 70-185 SQ.MM. | PCS. | 1 | 0
| 1030140011 | CLEVIS,THIMBLE,FOR PREFORMED DEAD-END | EACH | 2 | 0
| 9090011007 | WELDING POWDER, ST. WIRE 50 SQ.MM. TO GD | EA | 1 | 0
set50406 | OPGW ASSEMBLY D5-G(OP)
| 1000120004 | CROSSARM,CHANNEL STEEL,ALLEY ARM,150X75X9 MM.3,000 MM.LONG | PCS. | 1 | 0
| 1010030006 | PLATE,STEEL,FOR OVERHEAD GROUND WIRE BAYONET,ACCORDING TO DWG.NO.SA3-015/44004 | PCS. | 1 | 0
| 1010100004 | WIRE,STEEL STRANDED 50/7 sq.mm.TIS.404 | M. | 3 | 0
| 1010110101 | BOLE,MACHINE M. 12X50 MM. | SET | 1 | 0
| 1010110204 | BOLT,MACHINE M.16x300 mm. | SET | 3 | 0
| 1010110400 | BOLT,MACHINE, HEXAGON, M.16X75 MM. | SET | 1 | 0
| 1010140001 | BOLT, ROUNG EYE M 16X200 MM. | SET | 1 | 0
| 1010180100 | WASHER,PLAIN,SQUARE,LARGE 52x52x4.5 mm.HOLE DIA. 18 MM. TIS.258 | PCS. | 10 | 0
| 1010180301 | WASHER,LOCK,SPRING,SIZE 16 mm.,GENERAL PURPOSE,TIS.259 | PCS. | 1 | 0
| 1010200001 | BRACE,FLAT,FOR CROSSARM 30x6x760 mm. | PCS. | 1 | 0
| 1010210202 | BOLT,STRAND EYE,SINGLE 45 DEGREE M.16X350 MM. | SET | 1 | 0
| 1010230000 | CLAMP,SINGLE U-BOLT,M.8 (WIRE ROPE CLIP) | SET | 1 | 0
| 1020250300 | PREFORMED D/E. OPGW.DIA. 14 MM. | EA | 1 | 0
| 1020300103 | CONNECTOR,PARALLEL GROOVE,TRIPLE BOLT,AL,AL-ALLOY AND ACSR 70-185 SQ.MM. | PCS. | 1 | 0
| 1030140011 | CLEVIS,THIMBLE,FOR PREFORMED DEAD-END | EACH | 1 | 0
| 9090011007 | WELDING POWDER, ST. WIRE 50 SQ.MM. TO GD | EA | 1 | 0
set50407 | OPGW ASSEMBLY D5-H(OP)
| 1010000304 | STEEL CHANNEL150X75X6.5 MM.2,500MM. | PCS | 2 | 0
| 1010030002 | PLATE,STEEL 6X100X450 MM. | PCS. | 4 | 0
| 1010030006 | PLATE,STEEL,FOR OVERHEAD GROUND WIRE BAYONET,ACCORDING TO DWG.NO.SA3-015/44004 | PCS. | 1 | 0
| 1010050002 | ST. PIPE,SIZE 20, 150 MM.LONG W/O T.E. | PCS. | 1 | 0
| 1010050010 | PIPE,STEEL,SIZE 20,TYPE 2, 250 mm LONG TIS.277 BUT WITHOUT THREADED END | EACH | 1 | 0
| 1010100004 | WIRE,STEEL STRANDED 50/7 sq.mm.TIS.404 | M. | 2.5 | 0
| 1010110101 | BOLE,MACHINE M. 12X50 MM. | SET | 1 | 0
| 1010110202 | BOLT,MACHINE M.16x200 mm. | SET | 4 | 0
| 1010110204 | BOLT,MACHINE M.16x300 mm. | SET | 3 | 0
| 1010110400 | BOLT,MACHINE, HEXAGON, M.16X75 MM. | SET | 2 | 0
| 1010140001 | BOLT, ROUNG EYE M 16X200 MM. | SET | 1 | 0
| 1010180100 | WASHER,PLAIN,SQUARE,LARGE 52x52x4.5 mm.HOLE DIA. 18 MM. TIS.258 | PCS. | 20 | 0
| 1010180301 | WASHER,LOCK,SPRING,SIZE 16 mm.,GENERAL PURPOSE,TIS.259 | PCS. | 2 | 0
| 1010200001 | BRACE,FLAT,FOR CROSSARM 30x6x760 mm. | PCS. | 2 | 0
| 1010210200 | BOLT,STRAND EYE,SINGLE M.16X350 MM. | SET | 1 | 0
| 1010210202 | BOLT,STRAND EYE,SINGLE 45 DEGREE M.16X350 MM. | SET | 1 | 0
| 1010230000 | CLAMP,SINGLE U-BOLT,M.8 (WIRE ROPE CLIP) | SET | 1 | 0
| 1020250300 | PREFORMED D/E. OPGW.DIA. 14 MM. | EA | 2 | 0
| 1020300103 | CONNECTOR,PARALLEL GROOVE,TRIPLE BOLT,AL,AL-ALLOY AND ACSR 70-185 SQ.MM. | PCS. | 1 | 0
| 1030140011 | CLEVIS,THIMBLE,FOR PREFORMED DEAD-END | EACH | 2 | 0
| 9090011007 | WELDING POWDER, ST. WIRE 50 SQ.MM. TO GD | EA | 1 | 0
set50408 | OPGW ASSEMBLY D5-I(OP)
| 1010000304 | STEEL CHANNEL150X75X6.5 MM.2,500MM. | PCS | 2 | 0
| 1010030002 | PLATE,STEEL 6X100X450 MM. | PCS. | 4 | 0
| 1010030006 | PLATE,STEEL,FOR OVERHEAD GROUND WIRE BAYONET,ACCORDING TO DWG.NO.SA3-015/44004 | PCS. | 1 | 0
| 1010050002 | ST. PIPE,SIZE 20, 150 MM.LONG W/O T.E. | PCS. | 1 | 0
| 1010050010 | PIPE,STEEL,SIZE 20,TYPE 2, 250 mm LONG TIS.277 BUT WITHOUT THREADED END | EACH | 1 | 0
| 1010100004 | WIRE,STEEL STRANDED 50/7 sq.mm.TIS.404 | M. | 2.5 | 0
| 1010110101 | BOLE,MACHINE M. 12X50 MM. | SET | 1 | 0
| 1010110202 | BOLT,MACHINE M.16x200 mm. | SET | 4 | 0
| 1010110204 | BOLT,MACHINE M.16x300 mm. | SET | 3 | 0
| 1010110400 | BOLT,MACHINE, HEXAGON, M.16X75 MM. | SET | 2 | 0
| 1010140001 | BOLT, ROUNG EYE M 16X200 MM. | SET | 1 | 0
| 1010180100 | WASHER,PLAIN,SQUARE,LARGE 52x52x4.5 mm.HOLE DIA. 18 MM. TIS.258 | PCS. | 18 | 0
| 1010180301 | WASHER,LOCK,SPRING,SIZE 16 mm.,GENERAL PURPOSE,TIS.259 | PCS. | 2 | 0
| 1010200001 | BRACE,FLAT,FOR CROSSARM 30x6x760 mm. | PCS. | 2 | 0
| 1010210200 | BOLT,STRAND EYE,SINGLE M.16X350 MM. | SET | 1 | 0
| 1010230000 | CLAMP,SINGLE U-BOLT,M.8 (WIRE ROPE CLIP) | SET | 1 | 0
| 1020250300 | PREFORMED D/E. OPGW.DIA. 14 MM. | EA | 2 | 0
| 1020300103 | CONNECTOR,PARALLEL GROOVE,TRIPLE BOLT,AL,AL-ALLOY AND ACSR 70-185 SQ.MM. | PCS. | 1 | 0
| 1030140011 | CLEVIS,THIMBLE,FOR PREFORMED DEAD-END | EACH | 2 | 0
| 9090011007 | WELDING POWDER, ST. WIRE 50 SQ.MM. TO GD | EA | 1 | 0
set50409 | OPGW ASSEMBLY D5-J(OP)
| 1010000304 | STEEL CHANNEL150X75X6.5 MM.2,500MM. | PCS | 2 | 0
| 1010030002 | PLATE,STEEL 6X100X450 MM. | PCS. | 4 | 0
| 1010030006 | PLATE,STEEL,FOR OVERHEAD GROUND WIRE BAYONET,ACCORDING TO DWG.NO.SA3-015/44004 | PCS. | 1 | 0
| 1010050002 | ST. PIPE,SIZE 20, 150 MM.LONG W/O T.E. | PCS. | 1 | 0
| 1010050010 | PIPE,STEEL,SIZE 20,TYPE 2, 250 mm LONG TIS.277 BUT WITHOUT THREADED END | EACH | 1 | 0
| 1010100004 | WIRE,STEEL STRANDED 50/7 sq.mm.TIS.404 | M. | 2.5 | 0
| 1010110101 | BOLE,MACHINE M. 12X50 MM. | SET | 1 | 0
| 1010110202 | BOLT,MACHINE M.16x200 mm. | SET | 4 | 0
| 1010110204 | BOLT,MACHINE M.16x300 mm. | SET | 3 | 0
| 1010110400 | BOLT,MACHINE, HEXAGON, M.16X75 MM. | SET | 3 | 0
| 1010140001 | BOLT, ROUNG EYE M 16X200 MM. | SET | 1 | 0
| 1010180001 | NUT,EYE M.16 DIN 582 | PCS | 1 | 0
| 1010180100 | WASHER,PLAIN,SQUARE,LARGE 52x52x4.5 mm.HOLE DIA. 18 MM. TIS.258 | PCS. | 18 | 0
| 1010180301 | WASHER,LOCK,SPRING,SIZE 16 mm.,GENERAL PURPOSE,TIS.259 | PCS. | 1 | 0
| 1010200001 | BRACE,FLAT,FOR CROSSARM 30x6x760 mm. | PCS. | 3 | 0
| 1010210200 | BOLT,STRAND EYE,SINGLE M.16X350 MM. | SET | 1 | 0
| 1010230000 | CLAMP,SINGLE U-BOLT,M.8 (WIRE ROPE CLIP) | SET | 1 | 0
| 1010230003 | CLAMP,TRIPLE BOLTS FOR STEEL STRANDED WIRE 35 SQ.MM. | SET | 1 | 0
| 1020250300 | PREFORMED D/E. OPGW.DIA. 14 MM. | EA | 3 | 0
| 1020300103 | CONNECTOR,PARALLEL GROOVE,TRIPLE BOLT,AL,AL-ALLOY AND ACSR 70-185 SQ.MM. | PCS. | 3 | 0
| 1030140011 | CLEVIS,THIMBLE,FOR PREFORMED DEAD-END | EACH | 3 | 0
| 9090011007 | WELDING POWDER, ST. WIRE 50 SQ.MM. TO GD | EA | 1 | 0
set50410 | OPGW ASSEMBLY D5-K(OP)
| 1010000304 | STEEL CHANNEL150X75X6.5 MM.2,500MM. | PCS | 2 | 0
| 1010030002 | PLATE,STEEL 6X100X450 MM. | PCS. | 4 | 0
| 1010030006 | PLATE,STEEL,FOR OVERHEAD GROUND WIRE BAYONET,ACCORDING TO DWG.NO.SA3-015/44004 | PCS. | 1 | 0
| 1010050002 | ST. PIPE,SIZE 20, 150 MM.LONG W/O T.E. | PCS. | 1 | 0
| 1010050010 | PIPE,STEEL,SIZE 20,TYPE 2, 250 mm LONG TIS.277 BUT WITHOUT THREADED END | EACH | 1 | 0
| 1010100004 | WIRE,STEEL STRANDED 50/7 sq.mm.TIS.404 | M. | 2.5 | 0
| 1010110101 | BOLE,MACHINE M. 12X50 MM. | SET | 1 | 0
| 1010110202 | BOLT,MACHINE M.16x200 mm. | SET | 4 | 0
| 1010110204 | BOLT,MACHINE M.16x300 mm. | SET | 3 | 0
| 1010110400 | BOLT,MACHINE, HEXAGON, M.16X75 MM. | SET | 2 | 0
| 1010140001 | BOLT, ROUNG EYE M 16X200 MM. | SET | 1 | 0
| 1010180001 | NUT,EYE M.16 DIN 582 | PCS | 1 | 0
| 1010180100 | WASHER,PLAIN,SQUARE,LARGE 52x52x4.5 mm.HOLE DIA. 18 MM. TIS.258 | PCS. | 18 | 0
| 1010180301 | WASHER,LOCK,SPRING,SIZE 16 mm.,GENERAL PURPOSE,TIS.259 | PCS. | 1 | 0
| 1010200001 | BRACE,FLAT,FOR CROSSARM 30x6x760 mm. | PCS. | 2 | 0
| 1010210200 | BOLT,STRAND EYE,SINGLE M.16X350 MM. | SET | 1 | 0
| 1010230000 | CLAMP,SINGLE U-BOLT,M.8 (WIRE ROPE CLIP) | SET | 1 | 0
| 1010230003 | CLAMP,TRIPLE BOLTS FOR STEEL STRANDED WIRE 35 SQ.MM. | SET | 1 | 0
| 1020250300 | PREFORMED D/E. OPGW.DIA. 14 MM. | EA | 2 | 0
| 1030140011 | CLEVIS,THIMBLE,FOR PREFORMED DEAD-END | EACH | 2 | 0
| 9090011007 | WELDING POWDER, ST. WIRE 50 SQ.MM. TO GD | EA | 1 | 0
set50411 | OPGW ASSEMBLY D5-L(OP)
| 1010000304 | STEEL CHANNEL150X75X6.5 MM.2,500MM. | PCS | 2 | 0
| 1010010000 | STEEL ANGLE,65X65X6 MM.1,000 MM.LONG | PCS. | 2 | 0
| 1010030005 | PLATE,STEEL 6X100X900 MM. | EACH | 2 | 0
| 1010030006 | PLATE,STEEL,FOR OVERHEAD GROUND WIRE BAYONET,ACCORDING TO DWG.NO.SA3-015/44004 | PCS. | 2 | 0
| 1010100004 | WIRE,STEEL STRANDED 50/7 sq.mm.TIS.404 | M. | 5 | 0
| 1010110101 | BOLE,MACHINE M. 12X50 MM. | SET | 2 | 0
| 1010110200 | BOLT,MACHINE M.16x130 mm. | SET | 4 | 0
| 1010110204 | BOLT,MACHINE M.16x300 mm. | SET | 6 | 0
| 1010110400 | BOLT,MACHINE, HEXAGON, M.16X75 MM. | SET | 2 | 0
| 1010140001 | BOLT, ROUNG EYE M 16X200 MM. | SET | 2 | 0
| 1010180100 | WASHER,PLAIN,SQUARE,LARGE 52x52x4.5 mm.HOLE DIA. 18 MM. TIS.258 | PCS. | 24 | 0
| 1010180301 | WASHER,LOCK,SPRING,SIZE 16 mm.,GENERAL PURPOSE,TIS.259 | PCS. | 6 | 0
| 1010200001 | BRACE,FLAT,FOR CROSSARM 30x6x760 mm. | PCS. | 2 | 0
| 1010230000 | CLAMP,SINGLE U-BOLT,M.8 (WIRE ROPE CLIP) | SET | 2 | 0
| 1020250300 | PREFORMED D/E. OPGW.DIA. 14 MM. | EA | 2 | 0
| 1020300103 | CONNECTOR,PARALLEL GROOVE,TRIPLE BOLT,AL,AL-ALLOY AND ACSR 70-185 SQ.MM. | PCS. | 1 | 0
| 1030140011 | CLEVIS,THIMBLE,FOR PREFORMED DEAD-END | EACH | 2 | 0
| 9090011007 | WELDING POWDER, ST. WIRE 50 SQ.MM. TO GD | EA | 2 | 0
set50412 | OPGW ASSEMBLY D5-M(OP)
| 1010000304 | STEEL CHANNEL150X75X6.5 MM.2,500MM. | PCS | 2 | 0
| 1010010000 | STEEL ANGLE,65X65X6 MM.1,000 MM.LONG | PCS. | 2 | 0
| 1010030005 | PLATE,STEEL 6X100X900 MM. | EACH | 2 | 0
| 1010030006 | PLATE,STEEL,FOR OVERHEAD GROUND WIRE BAYONET,ACCORDING TO DWG.NO.SA3-015/44004 | PCS. | 2 | 0
| 1010100004 | WIRE,STEEL STRANDED 50/7 sq.mm.TIS.404 | M. | 5 | 0
| 1010110101 | BOLE,MACHINE M. 12X50 MM. | SET | 2 | 0
| 1010110200 | BOLT,MACHINE M.16x130 mm. | SET | 4 | 0
| 1010110204 | BOLT,MACHINE M.16x300 mm. | SET | 6 | 0
| 1010110400 | BOLT,MACHINE, HEXAGON, M.16X75 MM. | SET | 1 | 0
| 1010140001 | BOLT, ROUNG EYE M 16X200 MM. | SET | 2 | 0
| 1010180100 | WASHER,PLAIN,SQUARE,LARGE 52x52x4.5 mm.HOLE DIA. 18 MM. TIS.258 | PCS. | 26 | 0
| 1010180301 | WASHER,LOCK,SPRING,SIZE 16 mm.,GENERAL PURPOSE,TIS.259 | PCS. | 6 | 0
| 1010200001 | BRACE,FLAT,FOR CROSSARM 30x6x760 mm. | PCS. | 2 | 0
| 1010210202 | BOLT,STRAND EYE,SINGLE 45 DEGREE M.16X350 MM. | SET | 1 | 0
| 1010230000 | CLAMP,SINGLE U-BOLT,M.8 (WIRE ROPE CLIP) | SET | 2 | 0
| 1020250300 | PREFORMED D/E. OPGW.DIA. 14 MM. | EA | 1 | 0
| 1020300103 | CONNECTOR,PARALLEL GROOVE,TRIPLE BOLT,AL,AL-ALLOY AND ACSR 70-185 SQ.MM. | PCS. | 1 | 0
| 1030140011 | CLEVIS,THIMBLE,FOR PREFORMED DEAD-END | EACH | 1 | 0
| 9090011007 | WELDING POWDER, ST. WIRE 50 SQ.MM. TO GD | EA | 2 | 0
set50413 | OPGW ASSEMBLY D5-N(OP)
| 1010000304 | STEEL CHANNEL150X75X6.5 MM.2,500MM. | PCS | 2 | 0
| 1010010000 | STEEL ANGLE,65X65X6 MM.1,000 MM.LONG | PCS. | 2 | 0
| 1010030005 | PLATE,STEEL 6X100X900 MM. | EACH | 2 | 0
| 1010030006 | PLATE,STEEL,FOR OVERHEAD GROUND WIRE BAYONET,ACCORDING TO DWG.NO.SA3-015/44004 | PCS. | 2 | 0
| 1010050009 | ST. PIPE,SIZE 20, 75 MM.LONG W/O T.E. | EACH | 1 | 0
| 1010100004 | WIRE,STEEL STRANDED 50/7 sq.mm.TIS.404 | M. | 5 | 0
| 1010110101 | BOLE,MACHINE M. 12X50 MM. | SET | 2 | 0
| 1010110200 | BOLT,MACHINE M.16x130 mm. | SET | 4 | 0
| 1010110204 | BOLT,MACHINE M.16x300 mm. | SET | 6 | 0
| 1010110400 | BOLT,MACHINE, HEXAGON, M.16X75 MM. | SET | 2 | 0
| 1010140001 | BOLT, ROUNG EYE M 16X200 MM. | SET | 2 | 0
| 1010180100 | WASHER,PLAIN,SQUARE,LARGE 52x52x4.5 mm.HOLE DIA. 18 MM. TIS.258 | PCS. | 24 | 0
| 1010180301 | WASHER,LOCK,SPRING,SIZE 16 mm.,GENERAL PURPOSE,TIS.259 | PCS. | 6 | 0
| 1010200001 | BRACE,FLAT,FOR CROSSARM 30x6x760 mm. | PCS. | 2 | 0
| 1010230000 | CLAMP,SINGLE U-BOLT,M.8 (WIRE ROPE CLIP) | SET | 2 | 0
| 1020250300 | PREFORMED D/E. OPGW.DIA. 14 MM. | EA | 2 | 0
| 1020300103 | CONNECTOR,PARALLEL GROOVE,TRIPLE BOLT,AL,AL-ALLOY AND ACSR 70-185 SQ.MM. | PCS. | 1 | 0
| 1030140011 | CLEVIS,THIMBLE,FOR PREFORMED DEAD-END | EACH | 2 | 0
| 9090011007 | WELDING POWDER, ST. WIRE 50 SQ.MM. TO GD | EA | 2 | 0
set50414 | OPGW ASSEMBLY D5-O(OP)
| 1010000304 | STEEL CHANNEL150X75X6.5 MM.2,500MM. | PCS | 2 | 0
| 1010010000 | STEEL ANGLE,65X65X6 MM.1,000 MM.LONG | PCS. | 2 | 0
| 1010030005 | PLATE,STEEL 6X100X900 MM. | EACH | 2 | 0
| 1010030006 | PLATE,STEEL,FOR OVERHEAD GROUND WIRE BAYONET,ACCORDING TO DWG.NO.SA3-015/44004 | PCS. | 2 | 0
| 1010050009 | ST. PIPE,SIZE 20, 75 MM.LONG W/O T.E. | EACH | 1 | 0
| 1010100004 | WIRE,STEEL STRANDED 50/7 sq.mm.TIS.404 | M. | 5 | 0
| 1010110101 | BOLE,MACHINE M. 12X50 MM. | SET | 2 | 0
| 1010110200 | BOLT,MACHINE M.16x130 mm. | SET | 4 | 0
| 1010110204 | BOLT,MACHINE M.16x300 mm. | SET | 6 | 0
| 1010110400 | BOLT,MACHINE, HEXAGON, M.16X75 MM. | SET | 2 | 0
| 1010180100 | WASHER,PLAIN,SQUARE,LARGE 52x52x4.5 mm.HOLE DIA. 18 MM. TIS.258 | PCS. | 26 | 0
| 1010180301 | WASHER,LOCK,SPRING,SIZE 16 mm.,GENERAL PURPOSE,TIS.259 | PCS. | 6 | 0
| 1010200001 | BRACE,FLAT,FOR CROSSARM 30x6x760 mm. | PCS. | 2 | 0
| 1010210202 | BOLT,STRAND EYE,SINGLE 45 DEGREE M.16X350 MM. | SET | 1 | 0
| 1010230000 | CLAMP,SINGLE U-BOLT,M.8 (WIRE ROPE CLIP) | SET | 2 | 0
| 1020250300 | PREFORMED D/E. OPGW.DIA. 14 MM. | EA | 2 | 0
| 1020300103 | CONNECTOR,PARALLEL GROOVE,TRIPLE BOLT,AL,AL-ALLOY AND ACSR 70-185 SQ.MM. | PCS. | 1 | 0
| 1030140011 | CLEVIS,THIMBLE,FOR PREFORMED DEAD-END | EACH | 2 | 0
| 9090011007 | WELDING POWDER, ST. WIRE 50 SQ.MM. TO GD | EA | 2 | 0
set50415 | OPGW ASSEMBLY D5-P(OP)
| 1010000304 | STEEL CHANNEL150X75X6.5 MM.2,500MM. | PCS | 2 | 0
| 1010010000 | STEEL ANGLE,65X65X6 MM.1,000 MM.LONG | PCS. | 2 | 0
| 1010030005 | PLATE,STEEL 6X100X900 MM. | EACH | 2 | 0
| 1010030006 | PLATE,STEEL,FOR OVERHEAD GROUND WIRE BAYONET,ACCORDING TO DWG.NO.SA3-015/44004 | PCS. | 2 | 0
| 1010050009 | ST. PIPE,SIZE 20, 75 MM.LONG W/O T.E. | EACH | 1 | 0
| 1010100004 | WIRE,STEEL STRANDED 50/7 sq.mm.TIS.404 | M. | 5 | 0
| 1010110101 | BOLE,MACHINE M. 12X50 MM. | SET | 2 | 0
| 1010110200 | BOLT,MACHINE M.16x130 mm. | SET | 4 | 0
| 1010110204 | BOLT,MACHINE M.16x300 mm. | SET | 6 | 0
| 1010110400 | BOLT,MACHINE, HEXAGON, M.16X75 MM. | SET | 3 | 0
| 1010140001 | BOLT, ROUNG EYE M 16X200 MM. | SET | 3 | 0
| 1010180100 | WASHER,PLAIN,SQUARE,LARGE 52x52x4.5 mm.HOLE DIA. 18 MM. TIS.258 | PCS. | 26 | 0
| 1010180301 | WASHER,LOCK,SPRING,SIZE 16 mm.,GENERAL PURPOSE,TIS.259 | PCS. | 7 | 0
| 1010200001 | BRACE,FLAT,FOR CROSSARM 30x6x760 mm. | PCS. | 3 | 0
| 1010230000 | CLAMP,SINGLE U-BOLT,M.8 (WIRE ROPE CLIP) | SET | 2 | 0
| 1010230003 | CLAMP,TRIPLE BOLTS FOR STEEL STRANDED WIRE 35 SQ.MM. | SET | 1 | 0
| 1020250300 | PREFORMED D/E. OPGW.DIA. 14 MM. | EA | 3 | 0
| 1020300103 | CONNECTOR,PARALLEL GROOVE,TRIPLE BOLT,AL,AL-ALLOY AND ACSR 70-185 SQ.MM. | PCS. | 3 | 0
| 1030140011 | CLEVIS,THIMBLE,FOR PREFORMED DEAD-END | EACH | 3 | 0
| 9090011007 | WELDING POWDER, ST. WIRE 50 SQ.MM. TO GD | EA | 2 | 0
set50416 | OPGW ASSEMBLY D5-Q(OP)
| 1010000304 | STEEL CHANNEL150X75X6.5 MM.2,500MM. | PCS | 2 | 0
| 1010010000 | STEEL ANGLE,65X65X6 MM.1,000 MM.LONG | PCS. | 2 | 0
| 1010030005 | PLATE,STEEL 6X100X900 MM. | EACH | 2 | 0
| 1010030006 | PLATE,STEEL,FOR OVERHEAD GROUND WIRE BAYONET,ACCORDING TO DWG.NO.SA3-015/44004 | PCS. | 2 | 0
| 1010050009 | ST. PIPE,SIZE 20, 75 MM.LONG W/O T.E. | EACH | 1 | 0
| 1010100004 | WIRE,STEEL STRANDED 50/7 sq.mm.TIS.404 | M. | 5 | 0
| 1010110101 | BOLE,MACHINE M. 12X50 MM. | SET | 2 | 0
| 1010110200 | BOLT,MACHINE M.16x130 mm. | SET | 4 | 0
| 1010110204 | BOLT,MACHINE M.16x300 mm. | SET | 6 | 0
| 1010110400 | BOLT,MACHINE, HEXAGON, M.16X75 MM. | SET | 2 | 0
| 1010140001 | BOLT, ROUNG EYE M 16X200 MM. | SET | 3 | 0
| 1010180100 | WASHER,PLAIN,SQUARE,LARGE 52x52x4.5 mm.HOLE DIA. 18 MM. TIS.258 | PCS. | 26 | 0
| 1010180301 | WASHER,LOCK,SPRING,SIZE 16 mm.,GENERAL PURPOSE,TIS.259 | PCS. | 7 | 0
| 1010200001 | BRACE,FLAT,FOR CROSSARM 30x6x760 mm. | PCS. | 2 | 0
| 1010230000 | CLAMP,SINGLE U-BOLT,M.8 (WIRE ROPE CLIP) | SET | 2 | 0
| 1010230003 | CLAMP,TRIPLE BOLTS FOR STEEL STRANDED WIRE 35 SQ.MM. | SET | 1 | 0
| 1020250300 | PREFORMED D/E. OPGW.DIA. 14 MM. | EA | 2 | 0
| 1020300103 | CONNECTOR,PARALLEL GROOVE,TRIPLE BOLT,AL,AL-ALLOY AND ACSR 70-185 SQ.MM. | PCS. | 2 | 0
| 1030140011 | CLEVIS,THIMBLE,FOR PREFORMED DEAD-END | EACH | 2 | 0
| 9090011007 | WELDING POWDER, ST. WIRE 50 SQ.MM. TO GD | EA | 2 | 0
set50417 | JOINT BOX (SINGLE POLE)
| 1010060024 | SUPPORT.JOINT BOX.FOR OPGW.DIA. 14 MM. | EA | 1 | 0
| 1010060025 | BRACKET.FOR OPGW.DIA.14 MM.COIL | EA | 1 | 0
| 1010060026 | JOINT BOX. 2 WAY.FOR OPGW | EA | 1 | 0
| 1010100004 | WIRE,STEEL STRANDED 50/7 sq.mm.TIS.404 | M. | 2.5 | 0
| 1020300103 | CONNECTOR,PARALLEL GROOVE,TRIPLE BOLT,AL,AL-ALLOY AND ACSR 70-185 SQ.MM. | PCS. | 1 | 0
| 1020300303 | CONN.PG.TRIPLE BOLT.OPGW.CONCRETE POLE | EA | 8 | 0
set50418 | JOINT BOX (DOUBLE POLE)
| 1010060024 | SUPPORT.JOINT BOX.FOR OPGW.DIA. 14 MM. | EA | 1 | 0
| 1010060025 | BRACKET.FOR OPGW.DIA.14 MM.COIL | EA | 1 | 0
| 1010060026 | JOINT BOX. 2 WAY.FOR OPGW | EA | 1 | 0
| 1010100004 | WIRE,STEEL STRANDED 50/7 sq.mm.TIS.404 | M. | 1 | 0
| 1020300303 | CONN.PG.TRIPLE BOLT.OPGW.CONCRETE POLE | EA | 8 | 0
set50419 | GROUNDING FOR JOINT BOX OPGW
| 1010030008 | PLATE, STEEL, 5x40x110 mm. | PCS. | 1 | 0
| 1010100004 | WIRE,STEEL STRANDED 50/7 sq.mm.TIS.404 | M. | 10 | 0
| 1010110100 | BOLT,MATCHINE M.12X35 MM. | SET | 2 | 0
| 1010230000 | CLAMP,SINGLE U-BOLT,M.8 (WIRE ROPE CLIP) | SET | 2 | 0
| 1010230004 | CLAMP,TRIPLE BOLTS FOR STEEL STRANDED WIRE 50 SQ.MM. | SET | 2 | 0
| 1020300103 | CONNECTOR,PARALLEL GROOVE,TRIPLE BOLT,AL,AL-ALLOY AND ACSR 70-185 SQ.MM. | PCS. | 2 | 0
| 1080040002 | CONDUIT,PVC,RIGID,DIA. 20x4000 mm.TIS.216 | EACH | 1 | 0
| 9090011007 | WELDING POWDER, ST. WIRE 50 SQ.MM. TO GD | EA | 1 | 0
set51111 | SD-TG-1 TANGENT STRUCTURE
| 1000120001 | CROSSARM,STEEL 100X50X3.2 MM.4,200 MM.LONG | PCS. | 3 | 3
| 1010010004 | STEEL ANGLE,OVERHEAD GROUND WIRE BAYONET 65X65X6 MM. 2,500 MM.LONG | PCS. | 1 | 0
| 1010100003 | WIRE,STEEL STRANDED 35 SQ.MM.TIS.404 | M | 2.5 | 0
| 1010110200 | BOLT,MACHINE M.16x130 mm. | SET | 6 | 0
| 1010110205 | BOLT,MACHINE M.16x350 mm. | SET | 5 | 0
| 1010110301 | BOLT,MACHINE M.20x400 mm. | SET | 3 | 0
| 1010150000 | BOLT,OVAL EYE M.16X150 MM. | SET | 3 | 0
| 1010180100 | WASHER,PLAIN,SQUARE,LARGE 52x52x4.5 mm.HOLE DIA. 18 MM. TIS.258 | PCS. | 17 | 0
| 1010180101 | WASHER,PLAIN,SQUARE,LARGE 62X62X6 MM.HOLE DIA.22 MM. TIS.258 | PCS. | 6 | 0
| 1010180301 | WASHER,LOCK,SPRING,SIZE 16 mm.,GENERAL PURPOSE,TIS.259 | PCS. | 3 | 0
| 1010200007 | BRACE,ANGLE STEEL 50x50x6 mm. 1,800 mm.WIDE 450 mm.DROP | PCS. | 3 | 3
| 1010230003 | CLAMP,TRIPLE BOLTS FOR STEEL STRANDED WIRE 35 SQ.MM. | SET | 1 | 0
| 1010230203 | GROUND WIRE SUPPORT AND CLAMP,FOR BAYONET | SET | 1 | 0
| 1020230001 | ARMOR-GRIP,PREFORMED,AL 400 SQ.MM. | EA | 6 | 0
| 1030020001 | INSULATOR,SUSPENSION,TYPE C (CLASS 52-3) TIS.354 | PCS. | 21 | 21
| 1030140000 | CLEVIS-EYE | SET | 6 | 0
| 1030140004 | Y-CLEVIS-BALL | SET | 3 | 0
| 1030140006 | SOCKET-CLEVIS,ANSI TYPE B | SET | 3 | 0
| 1030140013 | SPACER,PLATE,FOR AL.400 SQ.MM. | EACH | 3 | 0
set51112 | SD-TG-2 TANGENT STRUCTURE 18.50 m POLE
| 1000120001 | CROSSARM,STEEL 100X50X3.2 MM.4,200 MM.LONG | PCS. | 2 | 2
| 1010110200 | BOLT,MACHINE M.16x130 mm. | SET | 4 | 0
| 1010110205 | BOLT,MACHINE M.16x350 mm. | SET | 2 | 0
| 1010110301 | BOLT,MACHINE M.20x400 mm. | SET | 2 | 0
| 1010150000 | BOLT,OVAL EYE M.16X150 MM. | SET | 3 | 0
| 1010180100 | WASHER,PLAIN,SQUARE,LARGE 52x52x4.5 mm.HOLE DIA. 18 MM. TIS.258 | PCS. | 12 | 0
| 1010180101 | WASHER,PLAIN,SQUARE,LARGE 62X62X6 MM.HOLE DIA.22 MM. TIS.258 | PCS. | 4 | 0
| 1010180301 | WASHER,LOCK,SPRING,SIZE 16 mm.,GENERAL PURPOSE,TIS.259 | PCS. | 3 | 0
| 1010200007 | BRACE,ANGLE STEEL 50x50x6 mm. 1,800 mm.WIDE 450 mm.DROP | PCS. | 2 | 2
| 1020230001 | ARMOR-GRIP,PREFORMED,AL 400 SQ.MM. | EA | 6 | 0
| 1030020001 | INSULATOR,SUSPENSION,TYPE C (CLASS 52-3) TIS.354 | PCS. | 21 | 21
| 1030140000 | CLEVIS-EYE | SET | 6 | 0
| 1030140004 | Y-CLEVIS-BALL | SET | 3 | 0
| 1030140006 | SOCKET-CLEVIS,ANSI TYPE B | SET | 3 | 0
| 1030140013 | SPACER,PLATE,FOR AL.400 SQ.MM. | EACH | 3 | 0
set51113 | SD-TG-2 TANGENT STRUCTURE,ADJACENT TO DEADEND POLE
| 1000120001 | CROSSARM,STEEL 100X50X3.2 MM.4,200 MM.LONG | PCS. | 6 | 6
| 1010010004 | STEEL ANGLE,OVERHEAD GROUND WIRE BAYONET 65X65X6 MM. 2,500 MM.LONG | PCS. | 1 | 0
| 1010030002 | PLATE,STEEL 6X100X450 MM. | PCS. | 12 | 0
| 1010050000 | ST. PIPE,SIZE 20, 100 MM.LONG W/O T.E. | PCS. | 3 | 0
| 1010100003 | WIRE,STEEL STRANDED 35 SQ.MM.TIS.404 | M | 2.5 | 0
| 1010110200 | BOLT,MACHINE M.16x130 mm. | SET | 12 | 0
| 1010110201 | BOLT,MACHINE M.16x170 mm. | SET | 12 | 0
| 1010110205 | BOLT,MACHINE M.16x350 mm. | SET | 5 | 0
| 1010110302 | BOLT,MACHINE M.20X450 MM. | SET | 3 | 0
| 1010150000 | BOLT,OVAL EYE M.16X150 MM. | SET | 3 | 0
| 1010180100 | WASHER,PLAIN,SQUARE,LARGE 52x52x4.5 mm.HOLE DIA. 18 MM. TIS.258 | PCS. | 44 | 0
| 1010180101 | WASHER,PLAIN,SQUARE,LARGE 62X62X6 MM.HOLE DIA.22 MM. TIS.258 | PCS. | 6 | 0
| 1010180301 | WASHER,LOCK,SPRING,SIZE 16 mm.,GENERAL PURPOSE,TIS.259 | PCS. | 3 | 0
| 1010200007 | BRACE,ANGLE STEEL 50x50x6 mm. 1,800 mm.WIDE 450 mm.DROP | PCS. | 6 | 6
| 1010230003 | CLAMP,TRIPLE BOLTS FOR STEEL STRANDED WIRE 35 SQ.MM. | SET | 1 | 0
| 1010230203 | GROUND WIRE SUPPORT AND CLAMP,FOR BAYONET | SET | 1 | 0
| 1020230001 | ARMOR-GRIP,PREFORMED,AL 400 SQ.MM. | EA | 6 | 0
| 1030020001 | INSULATOR,SUSPENSION,TYPE C (CLASS 52-3) TIS.354 | PCS. | 21 | 21
| 1030140000 | CLEVIS-EYE | SET | 6 | 0
| 1030140004 | Y-CLEVIS-BALL | SET | 3 | 0
| 1030140006 | SOCKET-CLEVIS,ANSI TYPE B | SET | 3 | 0
| 1030140013 | SPACER,PLATE,FOR AL.400 SQ.MM. | EACH | 3 | 0
set51115 | SD-TG-3 TANGENT STRUCTURE
| 1010000100 | STEEL CHANNEL, 100x50x5 mm. 2,250 MM.LONG | PCS | 3 | 3
| 1010010004 | STEEL ANGLE,OVERHEAD GROUND WIRE BAYONET 65X65X6 MM. 2,500 MM.LONG | PCS. | 1 | 1
| 1010100003 | WIRE,STEEL STRANDED 35 SQ.MM.TIS.404 | M | 2.5 | 0
| 1010110204 | BOLT,MACHINE M.16x300 mm. | SET | 3 | 0
| 1010110205 | BOLT,MACHINE M.16x350 mm. | SET | 2 | 0
| 1010110300 | BOLT,MACHINE M.20X350 MM. | SET | 3 | 0
| 1010110400 | BOLT,MACHINE, HEXAGON, M.16X75 MM. | SET | 3 | 0
| 1010150000 | BOLT,OVAL EYE M.16X150 MM. | SET | 3 | 0
| 1010180100 | WASHER,PLAIN,SQUARE,LARGE 52x52x4.5 mm.HOLE DIA. 18 MM. TIS.258 | PCS. | 11 | 0
| 1010180101 | WASHER,PLAIN,SQUARE,LARGE 62X62X6 MM.HOLE DIA.22 MM. TIS.258 | PCS. | 3 | 0
| 1010180301 | WASHER,LOCK,SPRING,SIZE 16 mm.,GENERAL PURPOSE,TIS.259 | PCS. | 3 | 0
| 1010200002 | BRACE,FLAT,FOR CROSSARM 40x6x1,000 mm. | PCS. | 3 | 3
| 1010230003 | CLAMP,TRIPLE BOLTS FOR STEEL STRANDED WIRE 35 SQ.MM. | SET | 1 | 0
| 1010230203 | GROUND WIRE SUPPORT AND CLAMP,FOR BAYONET | SET | 1 | 0
| 1020230001 | ARMOR-GRIP,PREFORMED,AL 400 SQ.MM. | EA | 6 | 0
| 1030020001 | INSULATOR,SUSPENSION,TYPE C (CLASS 52-3) TIS.354 | PCS. | 21 | 21
| 1030140000 | CLEVIS-EYE | SET | 6 | 0
| 1030140004 | Y-CLEVIS-BALL | SET | 3 | 0
| 1030140006 | SOCKET-CLEVIS,ANSI TYPE B | SET | 3 | 0
| 1030140013 | SPACER,PLATE,FOR AL.400 SQ.MM. | EACH | 3 | 0
set51116 | SD-TG-4 TANGENT STRUCTURE , ADJACENT TO DEADEND POLE
| 1010000100 | STEEL CHANNEL, 100x50x5 mm. 2,250 MM.LONG | PCS | 6 | 6
| 1010010004 | STEEL ANGLE,OVERHEAD GROUND WIRE BAYONET 65X65X6 MM. 2,500 MM.LONG | PCS. | 1 | 0
| 1010030002 | PLATE,STEEL 6X100X450 MM. | PCS. | 6 | 0
| 1010050000 | ST. PIPE,SIZE 20, 100 MM.LONG W/O T.E. | PCS. | 3 | 0
| 1010100003 | WIRE,STEEL STRANDED 35 SQ.MM.TIS.404 | M | 2.5 | 0
| 1010110201 | BOLT,MACHINE M.16x170 mm. | SET | 6 | 0
| 1010110204 | BOLT,MACHINE M.16x300 mm. | SET | 3 | 0
| 1010110205 | BOLT,MACHINE M.16x350 mm. | SET | 2 | 0
| 1010110301 | BOLT,MACHINE M.20x400 mm. | SET | 3 | 0
| 1010110400 | BOLT,MACHINE, HEXAGON, M.16X75 MM. | SET | 6 | 0
| 1010150000 | BOLT,OVAL EYE M.16X150 MM. | SET | 3 | 0
| 1010180100 | WASHER,PLAIN,SQUARE,LARGE 52x52x4.5 mm.HOLE DIA. 18 MM. TIS.258 | PCS. | 20 | 0
| 1010180101 | WASHER,PLAIN,SQUARE,LARGE 62X62X6 MM.HOLE DIA.22 MM. TIS.258 | PCS. | 6 | 0
| 1010180301 | WASHER,LOCK,SPRING,SIZE 16 mm.,GENERAL PURPOSE,TIS.259 | PCS. | 3 | 0
| 1010200002 | BRACE,FLAT,FOR CROSSARM 40x6x1,000 mm. | PCS. | 6 | 6
| 1010230003 | CLAMP,TRIPLE BOLTS FOR STEEL STRANDED WIRE 35 SQ.MM. | SET | 1 | 0
| 1010230203 | GROUND WIRE SUPPORT AND CLAMP,FOR BAYONET | SET | 1 | 0
| 1020230001 | ARMOR-GRIP,PREFORMED,AL 400 SQ.MM. | EA | 6 | 0
| 1030020001 | INSULATOR,SUSPENSION,TYPE C (CLASS 52-3) TIS.354 | PCS. | 21 | 21
| 1030140000 | CLEVIS-EYE | SET | 6 | 0
| 1030140004 | Y-CLEVIS-BALL | SET | 3 | 0
| 1030140006 | SOCKET-CLEVIS,ANSI TYPE B | SET | 3 | 0
| 1030140013 | SPACER,PLATE,FOR AL.400 SQ.MM. | EACH | 3 | 0
set51117 | SD-SA-1 SMALL ANGLE STRUCTURE
| 1000120001 | CROSSARM,STEEL 100X50X3.2 MM.4,200 MM.LONG | PCS. | 6 | 6
| 1010010005 | STEEL ANGLE,OVERHEAD GROUND WIRE CORNER BAYONET 65X65X6 MM. 2,500 MM.LONG | SET | 1 | 0
| 1010030002 | PLATE,STEEL 6X100X450 MM. | PCS. | 18 | 0
| 1010050000 | ST. PIPE,SIZE 20, 100 MM.LONG W/O T.E. | PCS. | 6 | 0
| 1010100003 | WIRE,STEEL STRANDED 35 SQ.MM.TIS.404 | M | 2.5 | 0
| 1010110201 | BOLT,MACHINE M.16x170 mm. | SET | 36 | 0
| 1010110205 | BOLT,MACHINE M.16x350 mm. | SET | 6 | 0
| 1010110302 | BOLT,MACHINE M.20X450 MM. | SET | 3 | 0
| 1010180100 | WASHER,PLAIN,SQUARE,LARGE 52x52x4.5 mm.HOLE DIA. 18 MM. TIS.258 | PCS. | 60 | 0
| 1010180101 | WASHER,PLAIN,SQUARE,LARGE 62X62X6 MM.HOLE DIA.22 MM. TIS.258 | PCS. | 6 | 0
| 1010180301 | WASHER,LOCK,SPRING,SIZE 16 mm.,GENERAL PURPOSE,TIS.259 | PCS. | 6 | 0
| 1010200007 | BRACE,ANGLE STEEL 50x50x6 mm. 1,800 mm.WIDE 450 mm.DROP | PCS. | 6 | 6
| 1010230003 | CLAMP,TRIPLE BOLTS FOR STEEL STRANDED WIRE 35 SQ.MM. | SET | 1 | 0
| 1010230203 | GROUND WIRE SUPPORT AND CLAMP,FOR BAYONET | SET | 1 | 0
| 1020230001 | ARMOR-GRIP,PREFORMED,AL 400 SQ.MM. | EA | 6 | 0
| 1030020001 | INSULATOR,SUSPENSION,TYPE C (CLASS 52-3) TIS.354 | PCS. | 21 | 21
| 1030140000 | CLEVIS-EYE | SET | 6 | 0
| 1030140004 | Y-CLEVIS-BALL | SET | 3 | 0
| 1030140006 | SOCKET-CLEVIS,ANSI TYPE B | SET | 3 | 0
| 1030140012 | BRACKET,CORNER SUSPENSION | SET | 3 | 0
| 1030140013 | SPACER,PLATE,FOR AL.400 SQ.MM. | EACH | 3 | 0
set51118 | SD-SA-2 SMALL ANGLE STRUCTURE
| 1010000100 | STEEL CHANNEL, 100x50x5 mm. 2,250 MM.LONG | PCS | 6 | 6
| 1010010005 | STEEL ANGLE,OVERHEAD GROUND WIRE CORNER BAYONET 65X65X6 MM. 2,500 MM.LONG | SET | 1 | 1
| 1010030002 | PLATE,STEEL 6X100X450 MM. | PCS. | 12 | 0
| 1010050000 | ST. PIPE,SIZE 20, 100 MM.LONG W/O T.E. | PCS. | 6 | 0
| 1010100003 | WIRE,STEEL STRANDED 35 SQ.MM.TIS.404 | M | 2.5 | 0
| 1010110201 | BOLT,MACHINE M.16x170 mm. | SET | 18 | 0
| 1010110205 | BOLT,MACHINE M.16x350 mm. | SET | 6 | 0
| 1010110301 | BOLT,MACHINE M.20x400 mm. | SET | 3 | 0
| 1010110400 | BOLT,MACHINE, HEXAGON, M.16X75 MM. | SET | 6 | 0
| 1010180100 | WASHER,PLAIN,SQUARE,LARGE 52x52x4.5 mm.HOLE DIA. 18 MM. TIS.258 | PCS. | 36 | 0
| 1010180101 | WASHER,PLAIN,SQUARE,LARGE 62X62X6 MM.HOLE DIA.22 MM. TIS.258 | PCS. | 6 | 0
| 1010180301 | WASHER,LOCK,SPRING,SIZE 16 mm.,GENERAL PURPOSE,TIS.259 | PCS. | 6 | 0
| 1010200002 | BRACE,FLAT,FOR CROSSARM 40x6x1,000 mm. | PCS. | 6 | 6
| 1010230003 | CLAMP,TRIPLE BOLTS FOR STEEL STRANDED WIRE 35 SQ.MM. | SET | 1 | 0
| 1010230203 | GROUND WIRE SUPPORT AND CLAMP,FOR BAYONET | SET | 1 | 0
| 1020230001 | ARMOR-GRIP,PREFORMED,AL 400 SQ.MM. | EA | 6 | 0
| 1030020001 | INSULATOR,SUSPENSION,TYPE C (CLASS 52-3) TIS.354 | PCS. | 21 | 21
| 1030140000 | CLEVIS-EYE | SET | 6 | 0
| 1030140004 | Y-CLEVIS-BALL | SET | 3 | 0
| 1030140006 | SOCKET-CLEVIS,ANSI TYPE B | SET | 3 | 0
| 1030140012 | BRACKET,CORNER SUSPENSION | SET | 3 | 0
| 1030140013 | SPACER,PLATE,FOR AL.400 SQ.MM. | EACH | 3 | 0
set51119 | SD-SA-3 ANGLE STRUCTURE ADJACENT TO DOUBLE DEADEND POLE
| 1010000100 | STEEL CHANNEL, 100x50x5 mm. 2,250 MM.LONG | PCS | 6 | 6
| 1010010005 | STEEL ANGLE,OVERHEAD GROUND WIRE CORNER BAYONET 65X65X6 MM. 2,500 MM.LONG | SET | 1 | 0
| 1010030002 | PLATE,STEEL 6X100X450 MM. | PCS. | 12 | 0
| 1010050000 | ST. PIPE,SIZE 20, 100 MM.LONG W/O T.E. | PCS. | 6 | 0
| 1010100003 | WIRE,STEEL STRANDED 35 SQ.MM.TIS.404 | M | 2.5 | 0
| 1010110201 | BOLT,MACHINE M.16x170 mm. | SET | 18 | 0
| 1010110205 | BOLT,MACHINE M.16x350 mm. | SET | 6 | 0
| 1010110301 | BOLT,MACHINE M.20x400 mm. | SET | 3 | 0
| 1010110400 | BOLT,MACHINE, HEXAGON, M.16X75 MM. | SET | 6 | 0
| 1010180100 | WASHER,PLAIN,SQUARE,LARGE 52x52x4.5 mm.HOLE DIA. 18 MM. TIS.258 | PCS. | 36 | 0
| 1010180101 | WASHER,PLAIN,SQUARE,LARGE 62X62X6 MM.HOLE DIA.22 MM. TIS.258 | PCS. | 6 | 0
| 1010180301 | WASHER,LOCK,SPRING,SIZE 16 mm.,GENERAL PURPOSE,TIS.259 | PCS. | 6 | 0
| 1010200002 | BRACE,FLAT,FOR CROSSARM 40x6x1,000 mm. | PCS. | 6 | 6
| 1010230003 | CLAMP,TRIPLE BOLTS FOR STEEL STRANDED WIRE 35 SQ.MM. | SET | 1 | 0
| 1010230203 | GROUND WIRE SUPPORT AND CLAMP,FOR BAYONET | SET | 1 | 0
| 1020230001 | ARMOR-GRIP,PREFORMED,AL 400 SQ.MM. | EA | 6 | 0
| 1030020001 | INSULATOR,SUSPENSION,TYPE C (CLASS 52-3) TIS.354 | PCS. | 21 | 21
| 1030140000 | CLEVIS-EYE | SET | 6 | 0
| 1030140004 | Y-CLEVIS-BALL | SET | 3 | 0
| 1030140006 | SOCKET-CLEVIS,ANSI TYPE B | SET | 3 | 0
| 1030140012 | BRACKET,CORNER SUSPENSION | SET | 3 | 0
| 1030140013 | SPACER,PLATE,FOR AL.400 SQ.MM. | EACH | 3 | 0
set51120 | SD-MA-1 MEDIUM ANGLE STRUCTURE
| 1010010005 | STEEL ANGLE,OVERHEAD GROUND WIRE CORNER BAYONET 65X65X6 MM. 2,500 MM.LONG | SET | 1 | 0
| 1010100003 | WIRE,STEEL STRANDED 35 SQ.MM.TIS.404 | M | 2.5 | 0
| 1010110205 | BOLT,MACHINE M.16x350 mm. | SET | 8 | 0
| 1010180100 | WASHER,PLAIN,SQUARE,LARGE 52x52x4.5 mm.HOLE DIA. 18 MM. TIS.258 | PCS. | 6 | 0
| 1010230003 | CLAMP,TRIPLE BOLTS FOR STEEL STRANDED WIRE 35 SQ.MM. | SET | 1 | 0
| 1010230203 | GROUND WIRE SUPPORT AND CLAMP,FOR BAYONET | SET | 1 | 0
| 1020230001 | ARMOR-GRIP,PREFORMED,AL 400 SQ.MM. | EA | 6 | 0
| 1030020001 | INSULATOR,SUSPENSION,TYPE C (CLASS 52-3) TIS.354 | PCS. | 27 | 27
| 1030140000 | CLEVIS-EYE | SET | 6 | 0
| 1030140004 | Y-CLEVIS-BALL | SET | 3 | 0
| 1030140006 | SOCKET-CLEVIS,ANSI TYPE B | SET | 3 | 0
| 1030140012 | BRACKET,CORNER SUSPENSION | SET | 3 | 0
| 1030140013 | SPACER,PLATE,FOR AL.400 SQ.MM. | EACH | 3 | 0
set51121 | SD-AS-1 ANGLE STRUCTURE (SLACK SPAN)
| 1000120001 | CROSSARM,STEEL 100X50X3.2 MM.4,200 MM.LONG | PCS. | 6 | 6
| 1010010005 | STEEL ANGLE,OVERHEAD GROUND WIRE CORNER BAYONET 65X65X6 MM. 2,500 MM.LONG | SET | 1 | 0
| 1010030002 | PLATE,STEEL 6X100X450 MM. | PCS. | 6 | 0
| 1010030100 | PLATE,STEEL DOUBLE ARMING 12X100X650 MM. | PCS. | 6 | 0
| 1010050000 | ST. PIPE,SIZE 20, 100 MM.LONG W/O T.E. | PCS. | 3 | 0
| 1010100003 | WIRE,STEEL STRANDED 35 SQ.MM.TIS.404 | M | 2.5 | 0
| 1010110201 | BOLT,MACHINE M.16x170 mm. | SET | 24 | 0
| 1010110205 | BOLT,MACHINE M.16x350 mm. | SET | 6 | 0
| 1010150000 | BOLT,OVAL EYE M.16X150 MM. | SET | 3 | 0
| 1010150101 | BOLT,OVAL M.20X450 MM. | SET | 3 | 0
| 1010180100 | WASHER,PLAIN,SQUARE,LARGE 52x52x4.5 mm.HOLE DIA. 18 MM. TIS.258 | PCS. | 42 | 0
| 1010180101 | WASHER,PLAIN,SQUARE,LARGE 62X62X6 MM.HOLE DIA.22 MM. TIS.258 | PCS. | 6 | 0
| 1010180301 | WASHER,LOCK,SPRING,SIZE 16 mm.,GENERAL PURPOSE,TIS.259 | PCS. | 3 | 0
| 1010180302 | WASHER,LOCK,SPRING,SIZE 20 MM.,GENERAL PURPOSE,TIS.259 | PCS. | 3 | 0
| 1010200007 | BRACE,ANGLE STEEL 50x50x6 mm. 1,800 mm.WIDE 450 mm.DROP | PCS. | 6 | 6
| 1010230003 | CLAMP,TRIPLE BOLTS FOR STEEL STRANDED WIRE 35 SQ.MM. | SET | 1 | 0
| 1010230203 | GROUND WIRE SUPPORT AND CLAMP,FOR BAYONET | SET | 1 | 0
| 1020230001 | ARMOR-GRIP,PREFORMED,AL 400 SQ.MM. | EA | 6 | 0
| 1020240000 | SPACER,HELICAL ROD,PREFORMED,FOR AL.400 SQ.MM. | SET | 6 | 0
| 1020420302 | TERMINAL,COMPRESSION,15 DEGREE PAD,NEMA,4-HOLE,FOR AL. 400 SQ.MM. | PCS. | 6 | 0
| 1020430001 | CLAMP DEAD END,COMPRESSION,SINGLE LUG,FOR AL.CONDUCTOR 400 SQ.MM. | SET | 6 | 0
| 1030020001 | INSULATOR,SUSPENSION,TYPE C (CLASS 52-3) TIS.354 | PCS. | 21 | 21
| 1030020003 | INSULATOR,SUSPENSION,TYPE E (CLASS 52-8)TIS.354 | PCS. | 60 | 60
| 1030110103 | CLAMP,STRAIN,WITH CLAMPING KEEPER,FOR AL.CONDUCTOR 400 SQ.MM. | SET | 6 | 0
| 1030140000 | CLEVIS-EYE | SET | 6 | 0
| 1030140001 | BALL-CLEVIS,ANSI TYPE K | SET | 9 | 0
| 1030140003 | SOCKET-EYE | SET | 6 | 0
| 1030140004 | Y-CLEVIS-BALL | SET | 3 | 0
| 1030140005 | BALL-CLEVIS,ANSI TYPE B | SET | 12 | 0
| 1030140006 | SOCKET-CLEVIS,ANSI TYPE B | SET | 9 | 0
| 1030140007 | SOCKET-CLEVIS,ANSI TYPE K | SET | 6 | 0
| 1030140013 | SPACER,PLATE,FOR AL.400 SQ.MM. | EACH | 9 | 0
set51122 | SD-AS-2 DOUBLE DEADEND STRUCTURE,ADJACENT POLE TO ANGLE
| 1000120002 | CROSSARM,STEEL ANGLE 150X150X12 MM.4,500 MM.LONG | PCS. | 6 | 6
| 1010030006 | PLATE,STEEL,FOR OVERHEAD GROUND WIRE BAYONET,ACCORDING TO DWG.NO.SA3-015/44004 | PCS. | 1 | 0
| 1010030102 | PLATE,STEEL DOUBLE ARMING 12X100X760 MM. | PCS. | 6 | 0
| 1010050200 | TUBE, RECTANGULAR STEEL 100X50X3.2 MM., 100 MM.LONG | PCS. | 12 | 0
| 1010110101 | BOLE,MACHINE M. 12X50 MM. | SET | 1 | 0
| 1010110201 | BOLT,MACHINE M.16x170 mm. | SET | 12 | 0
| 1010110205 | BOLT,MACHINE M.16x350 mm. | SET | 3 | 0
| 1010110400 | BOLT,MACHINE, HEXAGON, M.16X75 MM. | SET | 12 | 0
| 1010120000 | BOLT,DOUBLE ARMING,M.16x400 mm. | SET | 12 | 0
| 1010150000 | BOLT,OVAL EYE M.16X150 MM. | SET | 3 | 0
| 1010150100 | BOLT,OVAL M.20X350 MM. | SET | 2 | 0
| 1010150101 | BOLT,OVAL M.20X450 MM. | SET | 1 | 0
| 1010180003 | NUT,EYE,THIMBLE M.16 | EACH | 1 | 0
| 1010180100 | WASHER,PLAIN,SQUARE,LARGE 52x52x4.5 mm.HOLE DIA. 18 MM. TIS.258 | PCS. | 68 | 0
| 1010180101 | WASHER,PLAIN,SQUARE,LARGE 62X62X6 MM.HOLE DIA.22 MM. TIS.258 | PCS. | 6 | 0
| 1010180301 | WASHER,LOCK,SPRING,SIZE 16 mm.,GENERAL PURPOSE,TIS.259 | PCS. | 15 | 0
| 1010180302 | WASHER,LOCK,SPRING,SIZE 20 MM.,GENERAL PURPOSE,TIS.259 | PCS. | 3 | 0
| 1010200007 | BRACE,ANGLE STEEL 50x50x6 mm. 1,800 mm.WIDE 450 mm.DROP | PCS. | 6 | 6
| 1010210200 | BOLT,STRAND EYE,SINGLE M.16X350 MM. | SET | 1 | 0
| 1010230003 | CLAMP,TRIPLE BOLTS FOR STEEL STRANDED WIRE 35 SQ.MM. | SET | 4 | 0
| 1010230202 | GROUND WIRE SUPPORT AND CLAMP, FOR CONCRETE POLE | SET | 1 | 0
| 1020230001 | ARMOR-GRIP,PREFORMED,AL 400 SQ.MM. | EA | 6 | 0
| 1020240000 | SPACER,HELICAL ROD,PREFORMED,FOR AL.400 SQ.MM. | SET | 6 | 0
| 1020420302 | TERMINAL,COMPRESSION,15 DEGREE PAD,NEMA,4-HOLE,FOR AL. 400 SQ.MM. | PCS. | 6 | 0
| 1020430001 | CLAMP DEAD END,COMPRESSION,SINGLE LUG,FOR AL.CONDUCTOR 400 SQ.MM. | SET | 6 | 0
| 1030020001 | INSULATOR,SUSPENSION,TYPE C (CLASS 52-3) TIS.354 | PCS. | 21 | 21
| 1030020003 | INSULATOR,SUSPENSION,TYPE E (CLASS 52-8)TIS.354 | PCS. | 60 | 60
| 1030110103 | CLAMP,STRAIN,WITH CLAMPING KEEPER,FOR AL.CONDUCTOR 400 SQ.MM. | SET | 6 | 0
| 1030140000 | CLEVIS-EYE | SET | 6 | 0
| 1030140001 | BALL-CLEVIS,ANSI TYPE K | SET | 6 | 0
| 1030140003 | SOCKET-EYE | SET | 6 | 0
| 1030140004 | Y-CLEVIS-BALL | SET | 3 | 0
| 1030140005 | BALL-CLEVIS,ANSI TYPE B | SET | 12 | 0
| 1030140006 | SOCKET-CLEVIS,ANSI TYPE B | SET | 9 | 0
| 1030140007 | SOCKET-CLEVIS,ANSI TYPE K | SET | 6 | 0
| 1030140013 | SPACER,PLATE,FOR AL.400 SQ.MM. | EACH | 9 | 0
| 9090011007 | WELDING POWDER, ST. WIRE 50 SQ.MM. TO GD | EA | 1 | 0
set51123 | SD-SA-2 (WITH GROUND PLATE IN POLE), ANGLE STRUCTURE
| 1010000100 | STEEL CHANNEL, 100x50x5 mm. 2,250 MM.LONG | PCS | 6 | 0
| 1010010005 | STEEL ANGLE,OVERHEAD GROUND WIRE CORNER BAYONET 65X65X6 MM. 2,500 MM.LONG | SET | 1 | 0
| 1010030002 | PLATE,STEEL 6X100X450 MM. | PCS. | 12 | 0
| 1010030006 | PLATE,STEEL,FOR OVERHEAD GROUND WIRE BAYONET,ACCORDING TO DWG.NO.SA3-015/44004 | PCS. | 1 | 0
| 1010050000 | ST. PIPE,SIZE 20, 100 MM.LONG W/O T.E. | PCS. | 6 | 0
| 1010100003 | WIRE,STEEL STRANDED 35 SQ.MM.TIS.404 | M | 2.5 | 0
| 1010110101 | BOLE,MACHINE M. 12X50 MM. | SET | 1 | 0
| 1010110200 | BOLT,MACHINE M.16x130 mm. | SET | 6 | 0
| 1010110201 | BOLT,MACHINE M.16x170 mm. | SET | 18 | 0
| 1010110204 | BOLT,MACHINE M.16x300 mm. | SET | 4 | 0
| 1010110205 | BOLT,MACHINE M.16x350 mm. | SET | 2 | 0
| 1010110300 | BOLT,MACHINE M.20X350 MM. | SET | 2 | 0
| 1010180100 | WASHER,PLAIN,SQUARE,LARGE 52x52x4.5 mm.HOLE DIA. 18 MM. TIS.258 | PCS. | 48 | 0
| 1010180101 | WASHER,PLAIN,SQUARE,LARGE 62X62X6 MM.HOLE DIA.22 MM. TIS.258 | PCS. | 6 | 0
| 1010180301 | WASHER,LOCK,SPRING,SIZE 16 mm.,GENERAL PURPOSE,TIS.259 | PCS. | 6 | 0
| 1010200009 | BRACE,ALLEY ARM 50x50x6 MM. 1,000 MM.LONG | PCS. | 6 | 0
| 1010230003 | CLAMP,TRIPLE BOLTS FOR STEEL STRANDED WIRE 35 SQ.MM. | SET | 1 | 0
| 1010230203 | GROUND WIRE SUPPORT AND CLAMP,FOR BAYONET | SET | 1 | 0
| 1020230001 | ARMOR-GRIP,PREFORMED,AL 400 SQ.MM. | EA | 6 | 0
| 1030020001 | INSULATOR,SUSPENSION,TYPE C (CLASS 52-3) TIS.354 | PCS. | 21 | 21
| 1030140000 | CLEVIS-EYE | SET | 6 | 0
| 1030140004 | Y-CLEVIS-BALL | SET | 3 | 0
| 1030140006 | SOCKET-CLEVIS,ANSI TYPE B | SET | 3 | 0
| 1030140012 | BRACKET,CORNER SUSPENSION | SET | 3 | 0
| 1030140013 | SPACER,PLATE,FOR AL.400 SQ.MM. | EACH | 3 | 0
| 9090011007 | WELDING POWDER, ST. WIRE 50 SQ.MM. TO GD | EA | 1 | 0
set51124 | SD-AS-3 DOUBLE DEADEND STRUCTURE , ADJACENT POLE TO ANGLE
| 1000120004 | CROSSARM,CHANNEL STEEL,ALLEY ARM,150X75X9 MM.3,000 MM.LONG | PCS. | 6 | 0
| 1010010005 | STEEL ANGLE,OVERHEAD GROUND WIRE CORNER BAYONET 65X65X6 MM. 2,500 MM.LONG | SET | 1 | 0
| 1010030002 | PLATE,STEEL 6X100X450 MM. | PCS. | 6 | 0
| 1010030102 | PLATE,STEEL DOUBLE ARMING 12X100X760 MM. | PCS. | 6 | 0
| 1010050002 | ST. PIPE,SIZE 20, 150 MM.LONG W/O T.E. | PCS. | 3 | 0
| 1010100003 | WIRE,STEEL STRANDED 35 SQ.MM.TIS.404 | M | 2.5 | 0
| 1010110203 | BOLT,MACHINE M.16x250 mm. | SET | 12 | 0
| 1010110205 | BOLT,MACHINE M.16x350 mm. | SET | 6 | 0
| 1010110301 | BOLT,MACHINE M.20x400 mm. | SET | 3 | 0
| 1010120000 | BOLT,DOUBLE ARMING,M.16x400 mm. | SET | 3 | 0
| 1010150001 | BOLT,OVAL EYE M.16X200 MM. | SET | 3 | 0
| 1010180001 | NUT,EYE M.16 DIN 582 | PCS | 1 | 0
| 1010180100 | WASHER,PLAIN,SQUARE,LARGE 52x52x4.5 mm.HOLE DIA. 18 MM. TIS.258 | PCS. | 42 | 0
| 1010180101 | WASHER,PLAIN,SQUARE,LARGE 62X62X6 MM.HOLE DIA.22 MM. TIS.258 | PCS. | 6 | 0
| 1010180301 | WASHER,LOCK,SPRING,SIZE 16 mm.,GENERAL PURPOSE,TIS.259 | PCS. | 3 | 0
| 1010200003 | BRACE,FLAT,FOR CROSSARM 50X10X1,950 MM. | PCS. | 6 | 6
| 1010210304 | THIMBLE,GUY,FOR STEEL WIRE 50-95 sq.mm. | PCS. | 1 | 0
| 1010230003 | CLAMP,TRIPLE BOLTS FOR STEEL STRANDED WIRE 35 SQ.MM. | SET | 1 | 0
| 1010230203 | GROUND WIRE SUPPORT AND CLAMP,FOR BAYONET | SET | 1 | 0
| 1020230001 | ARMOR-GRIP,PREFORMED,AL 400 SQ.MM. | EA | 6 | 0
| 1020240000 | SPACER,HELICAL ROD,PREFORMED,FOR AL.400 SQ.MM. | SET | 6 | 0
| 1020420302 | TERMINAL,COMPRESSION,15 DEGREE PAD,NEMA,4-HOLE,FOR AL. 400 SQ.MM. | PCS. | 6 | 0
| 1020430001 | CLAMP DEAD END,COMPRESSION,SINGLE LUG,FOR AL.CONDUCTOR 400 SQ.MM. | SET | 6 | 0
| 1030020001 | INSULATOR,SUSPENSION,TYPE C (CLASS 52-3) TIS.354 | PCS. | 21 | 21
| 1030020003 | INSULATOR,SUSPENSION,TYPE E (CLASS 52-8)TIS.354 | PCS. | 60 | 60
| 1030110103 | CLAMP,STRAIN,WITH CLAMPING KEEPER,FOR AL.CONDUCTOR 400 SQ.MM. | SET | 6 | 0
| 1030140000 | CLEVIS-EYE | SET | 6 | 0
| 1030140001 | BALL-CLEVIS,ANSI TYPE K | SET | 6 | 0
| 1030140003 | SOCKET-EYE | SET | 6 | 0
| 1030140004 | Y-CLEVIS-BALL | SET | 3 | 0
| 1030140005 | BALL-CLEVIS,ANSI TYPE B | SET | 12 | 0
| 1030140006 | SOCKET-CLEVIS,ANSI TYPE B | SET | 9 | 0
| 1030140007 | SOCKET-CLEVIS,ANSI TYPE K | SET | 6 | 0
| 1030140011 | CLEVIS,THIMBLE,FOR PREFORMED DEAD-END | EACH | 3 | 0
| 1030140013 | SPACER,PLATE,FOR AL.400 SQ.MM. | EACH | 9 | 0
set51125 | SD-DD-1 DOUBLE DEAD END STRUCTURE
| 1000120001 | CROSSARM,STEEL 100X50X3.2 MM.4,200 MM.LONG | PCS. | 3 | 3
| 1010010005 | STEEL ANGLE,OVERHEAD GROUND WIRE CORNER BAYONET 65X65X6 MM. 2,500 MM.LONG | SET | 1 | 1
| 1010100003 | WIRE,STEEL STRANDED 35 SQ.MM.TIS.404 | M | 2.5 | 0
| 1010110200 | BOLT,MACHINE M.16x130 mm. | SET | 6 | 0
| 1010110205 | BOLT,MACHINE M.16x350 mm. | SET | 6 | 0
| 1010110301 | BOLT,MACHINE M.20x400 mm. | SET | 3 | 0
| 1010150000 | BOLT,OVAL EYE M.16X150 MM. | SET | 3 | 0
| 1010150100 | BOLT,OVAL M.20X350 MM. | SET | 3 | 0
| 1010180002 | NET,EYE M.20 | PCS. | 3 | 0
| 1010180100 | WASHER,PLAIN,SQUARE,LARGE 52x52x4.5 mm.HOLE DIA. 18 MM. TIS.258 | PCS. | 15 | 0
| 1010180101 | WASHER,PLAIN,SQUARE,LARGE 62X62X6 MM.HOLE DIA.22 MM. TIS.258 | PCS. | 12 | 0
| 1010180301 | WASHER,LOCK,SPRING,SIZE 16 mm.,GENERAL PURPOSE,TIS.259 | PCS. | 3 | 0
| 1010200007 | BRACE,ANGLE STEEL 50x50x6 mm. 1,800 mm.WIDE 450 mm.DROP | PCS. | 3 | 3
| 1010230003 | CLAMP,TRIPLE BOLTS FOR STEEL STRANDED WIRE 35 SQ.MM. | SET | 1 | 0
| 1010230203 | GROUND WIRE SUPPORT AND CLAMP,FOR BAYONET | SET | 1 | 0
| 1020230001 | ARMOR-GRIP,PREFORMED,AL 400 SQ.MM. | EA | 6 | 0
| 1020240000 | SPACER,HELICAL ROD,PREFORMED,FOR AL.400 SQ.MM. | SET | 6 | 0
| 1020420302 | TERMINAL,COMPRESSION,15 DEGREE PAD,NEMA,4-HOLE,FOR AL. 400 SQ.MM. | PCS. | 6 | 0
| 1020430001 | CLAMP DEAD END,COMPRESSION,SINGLE LUG,FOR AL.CONDUCTOR 400 SQ.MM. | SET | 6 | 0
| 1030020001 | INSULATOR,SUSPENSION,TYPE C (CLASS 52-3) TIS.354 | PCS. | 21 | 21
| 1030020003 | INSULATOR,SUSPENSION,TYPE E (CLASS 52-8)TIS.354 | PCS. | 60 | 60
| 1030110103 | CLAMP,STRAIN,WITH CLAMPING KEEPER,FOR AL.CONDUCTOR 400 SQ.MM. | SET | 6 | 0
| 1030140000 | CLEVIS-EYE | SET | 6 | 0
| 1030140001 | BALL-CLEVIS,ANSI TYPE K | SET | 6 | 0
| 1030140003 | SOCKET-EYE | SET | 6 | 0
| 1030140004 | Y-CLEVIS-BALL | SET | 3 | 0
| 1030140005 | BALL-CLEVIS,ANSI TYPE B | SET | 12 | 0
| 1030140006 | SOCKET-CLEVIS,ANSI TYPE B | SET | 9 | 0
| 1030140007 | SOCKET-CLEVIS,ANSI TYPE K | SET | 6 | 0
| 1030140013 | SPACER,PLATE,FOR AL.400 SQ.MM. | EACH | 9 | 0
set51127 | SD-DD-2 DOUBLE DEAD END STRUCTURE
| 1010000103 | STEEL CHANNEL,100X50X5 MM.4,200 MM.LONG | PCS | 3 | 3
| 1010010005 | STEEL ANGLE,OVERHEAD GROUND WIRE CORNER BAYONET 65X65X6 MM. 2,500 MM.LONG | SET | 1 | 0
| 1010100003 | WIRE,STEEL STRANDED 35 SQ.MM.TIS.404 | M | 2.5 | 0
| 1010110200 | BOLT,MACHINE M.16x130 mm. | SET | 6 | 0
| 1010110204 | BOLT,MACHINE M.16x300 mm. | SET | 3 | 0
| 1010110205 | BOLT,MACHINE M.16x350 mm. | SET | 3 | 0
| 1010110300 | BOLT,MACHINE M.20X350 MM. | SET | 3 | 0
| 1010150000 | BOLT,OVAL EYE M.16X150 MM. | SET | 3 | 0
| 1010150100 | BOLT,OVAL M.20X350 MM. | SET | 3 | 0
| 1010180002 | NET,EYE M.20 | PCS. | 3 | 0
| 1010180100 | WASHER,PLAIN,SQUARE,LARGE 52x52x4.5 mm.HOLE DIA. 18 MM. TIS.258 | PCS. | 15 | 0
| 1010180101 | WASHER,PLAIN,SQUARE,LARGE 62X62X6 MM.HOLE DIA.22 MM. TIS.258 | PCS. | 12 | 0
| 1010180301 | WASHER,LOCK,SPRING,SIZE 16 mm.,GENERAL PURPOSE,TIS.259 | PCS. | 3 | 0
| 1010200007 | BRACE,ANGLE STEEL 50x50x6 mm. 1,800 mm.WIDE 450 mm.DROP | PCS. | 3 | 3
| 1010230003 | CLAMP,TRIPLE BOLTS FOR STEEL STRANDED WIRE 35 SQ.MM. | SET | 1 | 0
| 1010230203 | GROUND WIRE SUPPORT AND CLAMP,FOR BAYONET | SET | 1 | 0
| 1020230001 | ARMOR-GRIP,PREFORMED,AL 400 SQ.MM. | EA | 6 | 0
| 1020240000 | SPACER,HELICAL ROD,PREFORMED,FOR AL.400 SQ.MM. | SET | 6 | 0
| 1020420302 | TERMINAL,COMPRESSION,15 DEGREE PAD,NEMA,4-HOLE,FOR AL. 400 SQ.MM. | PCS. | 6 | 0
| 1020430001 | CLAMP DEAD END,COMPRESSION,SINGLE LUG,FOR AL.CONDUCTOR 400 SQ.MM. | SET | 6 | 0
| 1030020001 | INSULATOR,SUSPENSION,TYPE C (CLASS 52-3) TIS.354 | PCS. | 21 | 21
| 1030020003 | INSULATOR,SUSPENSION,TYPE E (CLASS 52-8)TIS.354 | PCS. | 60 | 60
| 1030110103 | CLAMP,STRAIN,WITH CLAMPING KEEPER,FOR AL.CONDUCTOR 400 SQ.MM. | SET | 6 | 0
| 1030140000 | CLEVIS-EYE | SET | 6 | 0
| 1030140001 | BALL-CLEVIS,ANSI TYPE K | SET | 6 | 0
| 1030140003 | SOCKET-EYE | SET | 6 | 0
| 1030140004 | Y-CLEVIS-BALL | SET | 3 | 0
| 1030140005 | BALL-CLEVIS,ANSI TYPE B | SET | 12 | 0
| 1030140006 | SOCKET-CLEVIS,ANSI TYPE B | SET | 9 | 0
| 1030140007 | SOCKET-CLEVIS,ANSI TYPE K | SET | 6 | 0
| 1030140013 | SPACER,PLATE,FOR AL.400 SQ.MM. | EACH | 9 | 0
set51128 | SD-DE-1 DEAD END STRUCTURE
| 1010150100 | BOLT,OVAL M.20X350 MM. | SET | 3 | 0
| 1010180003 | NUT,EYE,THIMBLE M.16 | EACH | 1 | 0
| 1010180100 | WASHER,PLAIN,SQUARE,LARGE 52x52x4.5 mm.HOLE DIA. 18 MM. TIS.258 | PCS. | 2 | 0
| 1010180101 | WASHER,PLAIN,SQUARE,LARGE 62X62X6 MM.HOLE DIA.22 MM. TIS.258 | PCS. | 6 | 0
| 1010180302 | WASHER,LOCK,SPRING,SIZE 20 MM.,GENERAL PURPOSE,TIS.259 | PCS. | 3 | 0
| 1010210202 | BOLT,STRAND EYE,SINGLE 45 DEGREE M.16X350 MM. | SET | 1 | 0
| 1010230003 | CLAMP,TRIPLE BOLTS FOR STEEL STRANDED WIRE 35 SQ.MM. | SET | 2 | 0
| 1030020003 | INSULATOR,SUSPENSION,TYPE E (CLASS 52-8)TIS.354 | PCS. | 30 | 30
| 1030110103 | CLAMP,STRAIN,WITH CLAMPING KEEPER,FOR AL.CONDUCTOR 400 SQ.MM. | SET | 6 | 6
| 1030140001 | BALL-CLEVIS,ANSI TYPE K | SET | 3 | 0
| 1030140003 | SOCKET-EYE | SET | 6 | 0
| 1030140005 | BALL-CLEVIS,ANSI TYPE B | SET | 6 | 0
| 1030140007 | SOCKET-CLEVIS,ANSI TYPE K | SET | 3 | 0
| 1030140013 | SPACER,PLATE,FOR AL.400 SQ.MM. | EACH | 3 | 0
set51129 | SD-TL-1 SINGLE POLE,TAP LINE STRUCTURE
| 1010150100 | BOLT,OVAL M.20X350 MM. | SET | 6 | 0
| 1010180002 | NET,EYE M.20 | PCS. | 3 | 0
| 1010180003 | NUT,EYE,THIMBLE M.16 | EACH | 2 | 0
| 1010180100 | WASHER,PLAIN,SQUARE,LARGE 52x52x4.5 mm.HOLE DIA. 18 MM. TIS.258 | PCS. | 4 | 0
| 1010180101 | WASHER,PLAIN,SQUARE,LARGE 62X62X6 MM.HOLE DIA.22 MM. TIS.258 | PCS. | 12 | 0
| 1010180302 | WASHER,LOCK,SPRING,SIZE 20 MM.,GENERAL PURPOSE,TIS.259 | PCS. | 3 | 0
| 1010210200 | BOLT,STRAND EYE,SINGLE M.16X350 MM. | SET | 1 | 0
| 1010210202 | BOLT,STRAND EYE,SINGLE 45 DEGREE M.16X350 MM. | SET | 1 | 0
| 1010230003 | CLAMP,TRIPLE BOLTS FOR STEEL STRANDED WIRE 35 SQ.MM. | SET | 6 | 0
| 1020240000 | SPACER,HELICAL ROD,PREFORMED,FOR AL.400 SQ.MM. | SET | 6 | 0
| 1020420302 | TERMINAL,COMPRESSION,15 DEGREE PAD,NEMA,4-HOLE,FOR AL. 400 SQ.MM. | PCS. | 18 | 0
| 1020430001 | CLAMP DEAD END,COMPRESSION,SINGLE LUG,FOR AL.CONDUCTOR 400 SQ.MM. | SET | 6 | 0
| 1020430101 | CLAMP,DEAD END,COMPRESSION,DOUBLE LUG,FOR AL.CONDUCTOR 400 SQ.MM. | SET | 6 | 0
| 1030020003 | INSULATOR,SUSPENSION,TYPE E (CLASS 52-8)TIS.354 | PCS. | 90 | 90
| 1030110103 | CLAMP,STRAIN,WITH CLAMPING KEEPER,FOR AL.CONDUCTOR 400 SQ.MM. | SET | 6 | 0
| 1030140001 | BALL-CLEVIS,ANSI TYPE K | SET | 9 | 0
| 1030140003 | SOCKET-EYE | SET | 6 | 0
| 1030140005 | BALL-CLEVIS,ANSI TYPE B | SET | 18 | 0
| 1030140006 | SOCKET-CLEVIS,ANSI TYPE B | SET | 12 | 0
| 1030140007 | SOCKET-CLEVIS,ANSI TYPE K | SET | 9 | 0
| 1030140013 | SPACER,PLATE,FOR AL.400 SQ.MM. | EACH | 9 | 0
set51130 | SD-TL-2 DOUBLE POLE,TAP LINE STRUCTURE
| 1010000400 | STEEL CHANNEL,200X80X7.5 MM.1,000 MM.LONG | PCS. | 6 | 0
| 1010010000 | STEEL ANGLE,65X65X6 MM.1,000 MM.LONG | PCS. | 2 | 0
| 1010110204 | BOLT,MACHINE M.16x300 mm. | SET | 2 | 0
| 1010110207 | BOLT,MACHINE M.16x450 mm. | SET | 6 | 0
| 1010150100 | BOLT,OVAL M.20X350 MM. | SET | 6 | 0
| 1010150101 | BOLT,OVAL M.20X450 MM. | SET | 3 | 0
| 1010180100 | WASHER,PLAIN,SQUARE,LARGE 52x52x4.5 mm.HOLE DIA. 18 MM. TIS.258 | PCS. | 22 | 0
| 1010180101 | WASHER,PLAIN,SQUARE,LARGE 62X62X6 MM.HOLE DIA.22 MM. TIS.258 | PCS. | 18 | 0
| 1010180301 | WASHER,LOCK,SPRING,SIZE 16 mm.,GENERAL PURPOSE,TIS.259 | PCS. | 3 | 0
| 1010180302 | WASHER,LOCK,SPRING,SIZE 20 MM.,GENERAL PURPOSE,TIS.259 | PCS. | 9 | 0
| 1010210200 | BOLT,STRAND EYE,SINGLE M.16X350 MM. | SET | 3 | 0
| 1010230003 | CLAMP,TRIPLE BOLTS FOR STEEL STRANDED WIRE 35 SQ.MM. | SET | 7 | 0
| 1020240000 | SPACER,HELICAL ROD,PREFORMED,FOR AL.400 SQ.MM. | SET | 6 | 0
| 1020420302 | TERMINAL,COMPRESSION,15 DEGREE PAD,NEMA,4-HOLE,FOR AL. 400 SQ.MM. | PCS. | 18 | 0
| 1020430001 | CLAMP DEAD END,COMPRESSION,SINGLE LUG,FOR AL.CONDUCTOR 400 SQ.MM. | SET | 6 | 0
| 1020430101 | CLAMP,DEAD END,COMPRESSION,DOUBLE LUG,FOR AL.CONDUCTOR 400 SQ.MM. | SET | 6 | 0
| 1030020003 | INSULATOR,SUSPENSION,TYPE E (CLASS 52-8)TIS.354 | PCS. | 90 | 90
| 1030110103 | CLAMP,STRAIN,WITH CLAMPING KEEPER,FOR AL.CONDUCTOR 400 SQ.MM. | SET | 6 | 0
| 1030140001 | BALL-CLEVIS,ANSI TYPE K | SET | 9 | 0
| 1030140003 | SOCKET-EYE | SET | 6 | 0
| 1030140005 | BALL-CLEVIS,ANSI TYPE B | SET | 18 | 0
| 1030140006 | SOCKET-CLEVIS,ANSI TYPE B | SET | 12 | 0
| 1030140007 | SOCKET-CLEVIS,ANSI TYPE K | SET | 9 | 0
| 1030140013 | SPACER,PLATE,FOR AL.400 SQ.MM. | EACH | 9 | 0
set51131 | SD-TL-3 DOUBLE POLE,TAP LINE STRUCTURE
| 1010000100 | STEEL CHANNEL, 100x50x5 mm. 2,250 MM.LONG | PCS | 3 | 3
| 1010000400 | STEEL CHANNEL,200X80X7.5 MM.1,000 MM.LONG | PCS. | 6 | 6
| 1010010000 | STEEL ANGLE,65X65X6 MM.1,000 MM.LONG | PCS. | 2 | 2
| 1010110204 | BOLT,MACHINE M.16x300 mm. | SET | 2 | 0
| 1010110205 | BOLT,MACHINE M.16x350 mm. | SET | 3 | 0
| 1010110301 | BOLT,MACHINE M.20x400 mm. | SET | 3 | 0
| 1010110302 | BOLT,MACHINE M.20X450 MM. | SET | 6 | 0
| 1010110400 | BOLT,MACHINE, HEXAGON, M.16X75 MM. | SET | 3 | 0
| 1010150000 | BOLT,OVAL EYE M.16X150 MM. | SET | 3 | 0
| 1010150100 | BOLT,OVAL M.20X350 MM. | SET | 6 | 0
| 1010150101 | BOLT,OVAL M.20X450 MM. | SET | 3 | 0
| 1010180100 | WASHER,PLAIN,SQUARE,LARGE 52x52x4.5 mm.HOLE DIA. 18 MM. TIS.258 | PCS. | 28 | 0
| 1010180101 | WASHER,PLAIN,SQUARE,LARGE 62X62X6 MM.HOLE DIA.22 MM. TIS.258 | PCS. | 30 | 0
| 1010180301 | WASHER,LOCK,SPRING,SIZE 16 mm.,GENERAL PURPOSE,TIS.259 | PCS. | 6 | 0
| 1010180302 | WASHER,LOCK,SPRING,SIZE 20 MM.,GENERAL PURPOSE,TIS.259 | PCS. | 9 | 0
| 1010200002 | BRACE,FLAT,FOR CROSSARM 40x6x1,000 mm. | PCS. | 3 | 3
| 1010210200 | BOLT,STRAND EYE,SINGLE M.16X350 MM. | SET | 3 | 0
| 1010230003 | CLAMP,TRIPLE BOLTS FOR STEEL STRANDED WIRE 35 SQ.MM. | SET | 7 | 0
| 1020230001 | ARMOR-GRIP,PREFORMED,AL 400 SQ.MM. | EA | 6 | 0
| 1020240000 | SPACER,HELICAL ROD,PREFORMED,FOR AL.400 SQ.MM. | SET | 9 | 0
| 1020420302 | TERMINAL,COMPRESSION,15 DEGREE PAD,NEMA,4-HOLE,FOR AL. 400 SQ.MM. | PCS. | 12 | 0
| 1020430101 | CLAMP,DEAD END,COMPRESSION,DOUBLE LUG,FOR AL.CONDUCTOR 400 SQ.MM. | SET | 6 | 0
| 1030020001 | INSULATOR,SUSPENSION,TYPE C (CLASS 52-3) TIS.354 | PCS. | 21 | 21
| 1030020003 | INSULATOR,SUSPENSION,TYPE E (CLASS 52-8)TIS.354 | PCS. | 90 | 90
| 1030110103 | CLAMP,STRAIN,WITH CLAMPING KEEPER,FOR AL.CONDUCTOR 400 SQ.MM. | SET | 12 | 0
| 1030140000 | CLEVIS-EYE | SET | 6 | 0
| 1030140001 | BALL-CLEVIS,ANSI TYPE K | SET | 9 | 0
| 1030140003 | SOCKET-EYE | SET | 12 | 0
| 1030140004 | Y-CLEVIS-BALL | SET | 3 | 0
| 1030140005 | BALL-CLEVIS,ANSI TYPE B | SET | 18 | 0
| 1030140006 | SOCKET-CLEVIS,ANSI TYPE B | SET | 9 | 0
| 1030140007 | SOCKET-CLEVIS,ANSI TYPE K | SET | 9 | 0
| 1030140013 | SPACER,PLATE,FOR AL.400 SQ.MM. | EACH | 12 | 0
set51132 | SD-DD-4 DOUBLE POLE,DOUBLE DEAD END STRUCTURE
| 1010000100 | STEEL CHANNEL, 100x50x5 mm. 2,250 MM.LONG | PCS | 3 | 3
| 1010000400 | STEEL CHANNEL,200X80X7.5 MM.1,000 MM.LONG | PCS. | 6 | 6
| 1010010000 | STEEL ANGLE,65X65X6 MM.1,000 MM.LONG | PCS. | 2 | 2
| 1010110204 | BOLT,MACHINE M.16x300 mm. | SET | 2 | 0
| 1010110205 | BOLT,MACHINE M.16x350 mm. | SET | 3 | 0
| 1010110301 | BOLT,MACHINE M.20x400 mm. | SET | 3 | 0
| 1010110302 | BOLT,MACHINE M.20X450 MM. | SET | 6 | 0
| 1010110400 | BOLT,MACHINE, HEXAGON, M.16X75 MM. | SET | 3 | 0
| 1010150000 | BOLT,OVAL EYE M.16X150 MM. | SET | 3 | 0
| 1010150100 | BOLT,OVAL M.20X350 MM. | SET | 6 | 0
| 1010150101 | BOLT,OVAL M.20X450 MM. | SET | 3 | 0
| 1010180100 | WASHER,PLAIN,SQUARE,LARGE 52x52x4.5 mm.HOLE DIA. 18 MM. TIS.258 | PCS. | 28 | 0
| 1010180101 | WASHER,PLAIN,SQUARE,LARGE 62X62X6 MM.HOLE DIA.22 MM. TIS.258 | PCS. | 30 | 0
| 1010180301 | WASHER,LOCK,SPRING,SIZE 16 mm.,GENERAL PURPOSE,TIS.259 | PCS. | 6 | 0
| 1010180302 | WASHER,LOCK,SPRING,SIZE 20 MM.,GENERAL PURPOSE,TIS.259 | PCS. | 9 | 0
| 1010200002 | BRACE,FLAT,FOR CROSSARM 40x6x1,000 mm. | PCS. | 3 | 3
| 1010210200 | BOLT,STRAND EYE,SINGLE M.16X350 MM. | SET | 3 | 0
| 1010230003 | CLAMP,TRIPLE BOLTS FOR STEEL STRANDED WIRE 35 SQ.MM. | SET | 7 | 0
| 1020230001 | ARMOR-GRIP,PREFORMED,AL 400 SQ.MM. | EA | 6 | 0
| 1020240000 | SPACER,HELICAL ROD,PREFORMED,FOR AL.400 SQ.MM. | SET | 9 | 0
| 1020420302 | TERMINAL,COMPRESSION,15 DEGREE PAD,NEMA,4-HOLE,FOR AL. 400 SQ.MM. | PCS. | 12 | 0
| 1020430101 | CLAMP,DEAD END,COMPRESSION,DOUBLE LUG,FOR AL.CONDUCTOR 400 SQ.MM. | SET | 6 | 0
| 1030020001 | INSULATOR,SUSPENSION,TYPE C (CLASS 52-3) TIS.354 | PCS. | 21 | 21
| 1030020003 | INSULATOR,SUSPENSION,TYPE E (CLASS 52-8)TIS.354 | PCS. | 60 | 60
| 1030110103 | CLAMP,STRAIN,WITH CLAMPING KEEPER,FOR AL.CONDUCTOR 400 SQ.MM. | SET | 6 | 0
| 1030140000 | CLEVIS-EYE | SET | 6 | 0
| 1030140001 | BALL-CLEVIS,ANSI TYPE K | SET | 6 | 0
| 1030140003 | SOCKET-EYE | SET | 6 | 0
| 1030140004 | Y-CLEVIS-BALL | SET | 3 | 0
| 1030140005 | BALL-CLEVIS,ANSI TYPE B | SET | 12 | 0
| 1030140006 | SOCKET-CLEVIS,ANSI TYPE B | SET | 9 | 0
| 1030140007 | SOCKET-CLEVIS,ANSI TYPE K | SET | 6 | 0
| 1030140013 | SPACER,PLATE,FOR AL.400 SQ.MM. | EACH | 9 | 0
set51133 | SD-TL-3 DOUBLE POLE,TAP LINE STRUCTURE(TAP LINE ONLY)
| 1030020003 | INSULATOR,SUSPENSION,TYPE E (CLASS 52-8)TIS.354 | PCS. | 30 | 30
| 1030110103 | CLAMP,STRAIN,WITH CLAMPING KEEPER,FOR AL.CONDUCTOR 400 SQ.MM. | SET | 6 | 0
| 1030140001 | BALL-CLEVIS,ANSI TYPE K | SET | 3 | 0
| 1030140003 | SOCKET-EYE | SET | 6 | 0
| 1030140005 | BALL-CLEVIS,ANSI TYPE B | SET | 6 | 0
| 1030140007 | SOCKET-CLEVIS,ANSI TYPE K | SET | 3 | 0
| 1030140013 | SPACER,PLATE,FOR AL.400 SQ.MM. | EACH | 3 | 0
set51134 | SD-LA-1 SINGLE POLE,90 DEG. ANGEL STRUCTURE
| 1010150100 | BOLT,OVAL M.20X350 MM. | SET | 6 | 6
| 1010180003 | NUT,EYE,THIMBLE M.16 | EACH | 2 | 0
| 1010180100 | WASHER,PLAIN,SQUARE,LARGE 52x52x4.5 mm.HOLE DIA. 18 MM. TIS.258 | PCS. | 4 | 0
| 1010180101 | WASHER,PLAIN,SQUARE,LARGE 62X62X6 MM.HOLE DIA.22 MM. TIS.258 | PCS. | 12 | 0
| 1010180302 | WASHER,LOCK,SPRING,SIZE 20 MM.,GENERAL PURPOSE,TIS.259 | PCS. | 6 | 0
| 1010210202 | BOLT,STRAND EYE,SINGLE 45 DEGREE M.16X350 MM. | SET | 2 | 0
| 1010230003 | CLAMP,TRIPLE BOLTS FOR STEEL STRANDED WIRE 35 SQ.MM. | SET | 4 | 0
| 1020240000 | SPACER,HELICAL ROD,PREFORMED,FOR AL.400 SQ.MM. | SET | 3 | 0
| 1020420302 | TERMINAL,COMPRESSION,15 DEGREE PAD,NEMA,4-HOLE,FOR AL. 400 SQ.MM. | PCS. | 6 | 0
| 1020430001 | CLAMP DEAD END,COMPRESSION,SINGLE LUG,FOR AL.CONDUCTOR 400 SQ.MM. | SET | 6 | 0
| 1030020003 | INSULATOR,SUSPENSION,TYPE E (CLASS 52-8)TIS.354 | PCS. | 60 | 60
| 1030110103 | CLAMP,STRAIN,WITH CLAMPING KEEPER,FOR AL.CONDUCTOR 400 SQ.MM. | SET | 6 | 0
| 1030140001 | BALL-CLEVIS,ANSI TYPE K | SET | 6 | 0
| 1030140003 | SOCKET-EYE | SET | 6 | 0
| 1030140005 | BALL-CLEVIS,ANSI TYPE B | SET | 12 | 0
| 1030140006 | SOCKET-CLEVIS,ANSI TYPE B | SET | 6 | 0
| 1030140007 | SOCKET-CLEVIS,ANSI TYPE K | SET | 6 | 0
| 1030140013 | SPACER,PLATE,FOR AL.400 SQ.MM. | EACH | 6 | 0
set51135 | SD-LA-2 DOUBLE POLE,90 DEG. ANGEL STRUCTURE
| 1010000400 | STEEL CHANNEL,200X80X7.5 MM.1,000 MM.LONG | PCS. | 6 | 0
| 1010010000 | STEEL ANGLE,65X65X6 MM.1,000 MM.LONG | PCS. | 2 | 0
| 1010110204 | BOLT,MACHINE M.16x300 mm. | SET | 2 | 0
| 1010110207 | BOLT,MACHINE M.16x450 mm. | SET | 6 | 0
| 1010150100 | BOLT,OVAL M.20X350 MM. | SET | 3 | 0
| 1010150101 | BOLT,OVAL M.20X450 MM. | SET | 3 | 0
| 1010180100 | WASHER,PLAIN,SQUARE,LARGE 52x52x4.5 mm.HOLE DIA. 18 MM. TIS.258 | PCS. | 20 | 0
| 1010180101 | WASHER,PLAIN,SQUARE,LARGE 62X62X6 MM.HOLE DIA.22 MM. TIS.258 | PCS. | 12 | 0
| 1010180301 | WASHER,LOCK,SPRING,SIZE 16 mm.,GENERAL PURPOSE,TIS.259 | PCS. | 2 | 0
| 1010180302 | WASHER,LOCK,SPRING,SIZE 20 MM.,GENERAL PURPOSE,TIS.259 | PCS. | 6 | 0
| 1010210200 | BOLT,STRAND EYE,SINGLE M.16X350 MM. | SET | 2 | 0
| 1010230003 | CLAMP,TRIPLE BOLTS FOR STEEL STRANDED WIRE 35 SQ.MM. | SET | 5 | 0
| 1020240000 | SPACER,HELICAL ROD,PREFORMED,FOR AL.400 SQ.MM. | SET | 3 | 0
| 1020420302 | TERMINAL,COMPRESSION,15 DEGREE PAD,NEMA,4-HOLE,FOR AL. 400 SQ.MM. | PCS. | 6 | 0
| 1020430001 | CLAMP DEAD END,COMPRESSION,SINGLE LUG,FOR AL.CONDUCTOR 400 SQ.MM. | SET | 6 | 0
| 1030020003 | INSULATOR,SUSPENSION,TYPE E (CLASS 52-8)TIS.354 | PCS. | 60 | 60
| 1030110103 | CLAMP,STRAIN,WITH CLAMPING KEEPER,FOR AL.CONDUCTOR 400 SQ.MM. | SET | 6 | 0
| 1030140001 | BALL-CLEVIS,ANSI TYPE K | SET | 6 | 0
| 1030140003 | SOCKET-EYE | SET | 6 | 0
| 1030140005 | BALL-CLEVIS,ANSI TYPE B | SET | 12 | 0
| 1030140006 | SOCKET-CLEVIS,ANSI TYPE B | SET | 6 | 0
| 1030140007 | SOCKET-CLEVIS,ANSI TYPE K | SET | 6 | 0
| 1030140013 | SPACER,PLATE,FOR AL.400 SQ.MM. | EACH | 6 | 0
set51136 | SD-SW-1 TRIPLE POLE AIR BREAK SWITCH INSTALLATION
| 1010010005 | STEEL ANGLE,OVERHEAD GROUND WIRE CORNER BAYONET 65X65X6 MM. 2,500 MM.LONG | SET | 1 | 1
| 1010100003 | WIRE,STEEL STRANDED 35 SQ.MM.TIS.404 | M | 2.5 | 0
| 1010100004 | WIRE,STEEL STRANDED 50/7 sq.mm.TIS.404 | M. | 5 | 0
| 1010110205 | BOLT,MACHINE M.16x350 mm. | SET | 3 | 0
| 1010110206 | BOLT,MACHINE M.16x400 mm. | SET | 6 | 0
| 1010110207 | BOLT,MACHINE M.16x450 mm. | SET | 4 | 0
| 1010110208 | BOLT,MACHINE M.16x500 mm. | SET | 2 | 0
| 1010150101 | BOLT,OVAL M.20X450 MM. | SET | 3 | 0
| 1010180002 | NET,EYE M.20 | PCS. | 3 | 0
| 1010180100 | WASHER,PLAIN,SQUARE,LARGE 52x52x4.5 mm.HOLE DIA. 18 MM. TIS.258 | PCS. | 12 | 0
| 1010180101 | WASHER,PLAIN,SQUARE,LARGE 62X62X6 MM.HOLE DIA.22 MM. TIS.258 | PCS. | 6 | 0
| 1010220002 | ROD,GROUND,60x60x5 mm. 2 m.LONG | SET | 1 | 0
| 1010230003 | CLAMP,TRIPLE BOLTS FOR STEEL STRANDED WIRE 35 SQ.MM. | SET | 1 | 0
| 1010230203 | GROUND WIRE SUPPORT AND CLAMP,FOR BAYONET | SET | 1 | 0
| 1020420302 | TERMINAL,COMPRESSION,15 DEGREE PAD,NEMA,4-HOLE,FOR AL. 400 SQ.MM. | PCS. | 12 | 0
| 1020560200 | PAD COUPLER,AL-ALLOY, T-TYPE FOR ONE TO TWO TRMINAL PAD 4 HOLE NEMA | PCS. | 6 | 0
| 1030020003 | INSULATOR,SUSPENSION,TYPE E (CLASS 52-8)TIS.354 | PCS. | 60 | 60
| 1030110103 | CLAMP,STRAIN,WITH CLAMPING KEEPER,FOR AL.CONDUCTOR 400 SQ.MM. | SET | 12 | 12
| 1030140001 | BALL-CLEVIS,ANSI TYPE K | SET | 6 | 0
| 1030140003 | SOCKET-EYE | SET | 12 | 0
| 1030140005 | BALL-CLEVIS,ANSI TYPE B | SET | 12 | 0
| 1030140007 | SOCKET-CLEVIS,ANSI TYPE K | SET | 6 | 0
| 1030140013 | SPACER,PLATE,FOR AL.400 SQ.MM. | EACH | 6 | 0
| 1040060201 | SWITCH,AIR BREAK,TRIPLE POLE 115 KV. 1,200 A. 61 KV.VERTICAL OPENING | SETS | 1 | 1
set51137 | SD-IH-1 INCREASING HEIGHT OF CONDUCTOR STRINGING STRUCTURE
| 1000120002 | CROSSARM,STEEL ANGLE 150X150X12 MM.4,500 MM.LONG | PCS. | 2 | 2
| 1010000103 | STEEL CHANNEL,100X50X5 MM.4,200 MM.LONG | PCS | 1 | 1
| 1010010005 | STEEL ANGLE,OVERHEAD GROUND WIRE CORNER BAYONET 65X65X6 MM. 2,500 MM.LONG | SET | 1 | 1
| 1010030102 | PLATE,STEEL DOUBLE ARMING 12X100X760 MM. | PCS. | 2 | 0
| 1010100003 | WIRE,STEEL STRANDED 35 SQ.MM.TIS.404 | M | 2.5 | 0
| 1010110200 | BOLT,MACHINE M.16x130 mm. | SET | 2 | 0
| 1010110201 | BOLT,MACHINE M.16x170 mm. | SET | 4 | 0
| 1010110205 | BOLT,MACHINE M.16x350 mm. | SET | 5 | 0
| 1010110301 | BOLT,MACHINE M.20x400 mm. | SET | 1 | 0
| 1010110400 | BOLT,MACHINE, HEXAGON, M.16X75 MM. | SET | 4 | 0
| 1010120000 | BOLT,DOUBLE ARMING,M.16x400 mm. | SET | 4 | 0
| 1010150000 | BOLT,OVAL EYE M.16X150 MM. | SET | 1 | 0
| 1010150100 | BOLT,OVAL M.20X350 MM. | SET | 1 | 0
| 1010180002 | NET,EYE M.20 | PCS. | 1 | 0
| 1010180100 | WASHER,PLAIN,SQUARE,LARGE 52x52x4.5 mm.HOLE DIA. 18 MM. TIS.258 | PCS. | 25 | 0
| 1010180101 | WASHER,PLAIN,SQUARE,LARGE 62X62X6 MM.HOLE DIA.22 MM. TIS.258 | PCS. | 4 | 0
| 1010180301 | WASHER,LOCK,SPRING,SIZE 16 mm.,GENERAL PURPOSE,TIS.259 | PCS. | 5 | 0
| 1010200007 | BRACE,ANGLE STEEL 50x50x6 mm. 1,800 mm.WIDE 450 mm.DROP | PCS. | 3 | 3
| 1010230003 | CLAMP,TRIPLE BOLTS FOR STEEL STRANDED WIRE 35 SQ.MM. | SET | 1 | 0
| 1010230203 | GROUND WIRE SUPPORT AND CLAMP,FOR BAYONET | SET | 1 | 0
| 1020230001 | ARMOR-GRIP,PREFORMED,AL 400 SQ.MM. | EA | 2 | 0
| 1020240000 | SPACER,HELICAL ROD,PREFORMED,FOR AL.400 SQ.MM. | SET | 4 | 0
| 1020420302 | TERMINAL,COMPRESSION,15 DEGREE PAD,NEMA,4-HOLE,FOR AL. 400 SQ.MM. | PCS. | 6 | 0
| 1020430001 | CLAMP DEAD END,COMPRESSION,SINGLE LUG,FOR AL.CONDUCTOR 400 SQ.MM. | SET | 6 | 0
| 1030020001 | INSULATOR,SUSPENSION,TYPE C (CLASS 52-3) TIS.354 | PCS. | 7 | 7
| 1030020003 | INSULATOR,SUSPENSION,TYPE E (CLASS 52-8)TIS.354 | PCS. | 60 | 60
| 1030110103 | CLAMP,STRAIN,WITH CLAMPING KEEPER,FOR AL.CONDUCTOR 400 SQ.MM. | SET | 6 | 6
| 1030140000 | CLEVIS-EYE | SET | 2 | 0
| 1030140001 | BALL-CLEVIS,ANSI TYPE K | SET | 6 | 0
| 1030140003 | SOCKET-EYE | SET | 6 | 0
| 1030140004 | Y-CLEVIS-BALL | SET | 1 | 0
| 1030140005 | BALL-CLEVIS,ANSI TYPE B | SET | 12 | 0
| 1030140006 | SOCKET-CLEVIS,ANSI TYPE B | SET | 7 | 0
| 1030140007 | SOCKET-CLEVIS,ANSI TYPE K | SET | 6 | 0
| 1030140013 | SPACER,PLATE,FOR AL.400 SQ.MM. | EACH | 7 | 0
set51138 | SD-DH-1 DECREASING HEIGHT OF CONDUCTOR STRINGING STRUCTURE
| 1000120002 | CROSSARM,STEEL ANGLE 150X150X12 MM.4,500 MM.LONG | PCS. | 2 | 2
| 1010000103 | STEEL CHANNEL,100X50X5 MM.4,200 MM.LONG | PCS | 1 | 1
| 1010030006 | PLATE,STEEL,FOR OVERHEAD GROUND WIRE BAYONET,ACCORDING TO DWG.NO.SA3-015/44004 | PCS. | 1 | 0
| 1010030102 | PLATE,STEEL DOUBLE ARMING 12X100X760 MM. | PCS. | 2 | 0
| 1010050200 | TUBE, RECTANGULAR STEEL 100X50X3.2 MM., 100 MM.LONG | PCS. | 4 | 0
| 1010110101 | BOLE,MACHINE M. 12X50 MM. | SET | 1 | 0
| 1010110200 | BOLT,MACHINE M.16x130 mm. | SET | 2 | 0
| 1010110201 | BOLT,MACHINE M.16x170 mm. | SET | 4 | 0
| 1010110205 | BOLT,MACHINE M.16x350 mm. | SET | 2 | 0
| 1010110302 | BOLT,MACHINE M.20X450 MM. | SET | 1 | 0
| 1010110400 | BOLT,MACHINE, HEXAGON, M.16X75 MM. | SET | 4 | 0
| 1010120000 | BOLT,DOUBLE ARMING,M.16x400 mm. | SET | 4 | 0
| 1010150000 | BOLT,OVAL EYE M.16X150 MM. | SET | 1 | 0
| 1010150101 | BOLT,OVAL M.20X450 MM. | SET | 1 | 0
| 1010180002 | NET,EYE M.20 | PCS. | 1 | 0
| 1010180003 | NUT,EYE,THIMBLE M.16 | EACH | 1 | 0
| 1010180100 | WASHER,PLAIN,SQUARE,LARGE 52x52x4.5 mm.HOLE DIA. 18 MM. TIS.258 | PCS. | 27 | 0
| 1010180101 | WASHER,PLAIN,SQUARE,LARGE 62X62X6 MM.HOLE DIA.22 MM. TIS.258 | PCS. | 4 | 0
| 1010180301 | WASHER,LOCK,SPRING,SIZE 16 mm.,GENERAL PURPOSE,TIS.259 | PCS. | 5 | 0
| 1010200007 | BRACE,ANGLE STEEL 50x50x6 mm. 1,800 mm.WIDE 450 mm.DROP | PCS. | 3 | 3
| 1010210200 | BOLT,STRAND EYE,SINGLE M.16X350 MM. | SET | 1 | 0
| 1010210202 | BOLT,STRAND EYE,SINGLE 45 DEGREE M.16X350 MM. | SET | 1 | 0
| 1010230003 | CLAMP,TRIPLE BOLTS FOR STEEL STRANDED WIRE 35 SQ.MM. | SET | 2 | 0
| 1020230001 | ARMOR-GRIP,PREFORMED,AL 400 SQ.MM. | EA | 2 | 0
| 1020240000 | SPACER,HELICAL ROD,PREFORMED,FOR AL.400 SQ.MM. | SET | 4 | 0
| 1020420302 | TERMINAL,COMPRESSION,15 DEGREE PAD,NEMA,4-HOLE,FOR AL. 400 SQ.MM. | PCS. | 6 | 0
| 1020430001 | CLAMP DEAD END,COMPRESSION,SINGLE LUG,FOR AL.CONDUCTOR 400 SQ.MM. | SET | 6 | 0
| 1030020001 | INSULATOR,SUSPENSION,TYPE C (CLASS 52-3) TIS.354 | PCS. | 7 | 7
| 1030020003 | INSULATOR,SUSPENSION,TYPE E (CLASS 52-8)TIS.354 | PCS. | 60 | 60
| 1030110103 | CLAMP,STRAIN,WITH CLAMPING KEEPER,FOR AL.CONDUCTOR 400 SQ.MM. | SET | 6 | 6
| 1030140000 | CLEVIS-EYE | SET | 2 | 0
| 1030140001 | BALL-CLEVIS,ANSI TYPE K | SET | 6 | 0
| 1030140003 | SOCKET-EYE | SET | 6 | 0
| 1030140004 | Y-CLEVIS-BALL | SET | 1 | 0
| 1030140005 | BALL-CLEVIS,ANSI TYPE B | SET | 12 | 0
| 1030140006 | SOCKET-CLEVIS,ANSI TYPE B | SET | 7 | 0
| 1030140007 | SOCKET-CLEVIS,ANSI TYPE K | SET | 6 | 0
| 1030140013 | SPACER,PLATE,FOR AL.400 SQ.MM. | EACH | 7 | 0
| 9090011007 | WELDING POWDER, ST. WIRE 50 SQ.MM. TO GD | EA | 1 | 0
set51139 | SD-HF-1 H-FRAME STRUCTURE 14 m POLE
| 1010000401 | STEEL CHANNEL 200X80X7.5 MM. 6,000 MM.LONG | EACH | 2 | 2
| 1010010102 | STEEL ANGLE 75X75X6 MM. 4,500 MM.LONG | EACH | 2 | 2
| 1010030002 | PLATE,STEEL 6X100X450 MM. | PCS. | 6 | 0
| 1010050005 | PIPE,STEEL,SIZE 20, 230 MM.LONG TIS.277 BUT WITHOUT THREADED END | EACH | 1 | 0
| 1010050100 | PIPE STEEL,SIZE 25 TYPE 2, 200 MM.LONG TIS.277 BUE WITHOUT THREADED END | EACH | 3 | 0
| 1010110203 | BOLT,MACHINE M.16x250 mm. | SET | 8 | 0
| 1010110204 | BOLT,MACHINE M.16x300 mm. | SET | 2 | 0
| 1010110206 | BOLT,MACHINE M.16x400 mm. | SET | 2 | 0
| 1010120000 | BOLT,DOUBLE ARMING,M.16x400 mm. | SET | 1 | 0
| 1010150100 | BOLT,OVAL M.20X350 MM. | SET | 3 | 0
| 1010150101 | BOLT,OVAL M.20X450 MM. | SET | 3 | 0
| 1010180002 | NET,EYE M.20 | PCS. | 3 | 0
| 1010180100 | WASHER,PLAIN,SQUARE,LARGE 52x52x4.5 mm.HOLE DIA. 18 MM. TIS.258 | PCS. | 20 | 0
| 1010180101 | WASHER,PLAIN,SQUARE,LARGE 62X62X6 MM.HOLE DIA.22 MM. TIS.258 | PCS. | 12 | 0
| 1010180301 | WASHER,LOCK,SPRING,SIZE 16 mm.,GENERAL PURPOSE,TIS.259 | PCS. | 2 | 0
| 1010180302 | WASHER,LOCK,SPRING,SIZE 20 MM.,GENERAL PURPOSE,TIS.259 | PCS. | 3 | 0
| 1020230001 | ARMOR-GRIP,PREFORMED,AL 400 SQ.MM. | EA | 6 | 0
| 1020240000 | SPACER,HELICAL ROD,PREFORMED,FOR AL.400 SQ.MM. | SET | 6 | 0
| 1020420302 | TERMINAL,COMPRESSION,15 DEGREE PAD,NEMA,4-HOLE,FOR AL. 400 SQ.MM. | PCS. | 6 | 0
| 1020430001 | CLAMP DEAD END,COMPRESSION,SINGLE LUG,FOR AL.CONDUCTOR 400 SQ.MM. | SET | 6 | 0
| 1030020001 | INSULATOR,SUSPENSION,TYPE C (CLASS 52-3) TIS.354 | PCS. | 21 | 21
| 1030020003 | INSULATOR,SUSPENSION,TYPE E (CLASS 52-8)TIS.354 | PCS. | 60 | 60
| 1030110103 | CLAMP,STRAIN,WITH CLAMPING KEEPER,FOR AL.CONDUCTOR 400 SQ.MM. | SET | 6 | 0
| 1030140000 | CLEVIS-EYE | SET | 6 | 0
| 1030140001 | BALL-CLEVIS,ANSI TYPE K | SET | 6 | 0
| 1030140003 | SOCKET-EYE | SET | 6 | 0
| 1030140004 | Y-CLEVIS-BALL | SET | 3 | 0
| 1030140005 | BALL-CLEVIS,ANSI TYPE B | SET | 12 | 0
| 1030140006 | SOCKET-CLEVIS,ANSI TYPE B | SET | 9 | 0
| 1030140007 | SOCKET-CLEVIS,ANSI TYPE K | SET | 6 | 0
| 1030140013 | SPACER,PLATE,FOR AL.400 SQ.MM. | EACH | 9 | 0
| 9090010029 | PIPE STEEL,SIZE 25 TYPE 2, 310 MM.LONG BUT WITHOUT THREADED END | EACH | 3 | 0
set51140 | SD-HF-1 H-FRAME STRUCTURE 16 m POLE
| 1010000401 | STEEL CHANNEL 200X80X7.5 MM. 6,000 MM.LONG | EACH | 2 | 2
| 1010010102 | STEEL ANGLE 75X75X6 MM. 4,500 MM.LONG | EACH | 2 | 2
| 1010030002 | PLATE,STEEL 6X100X450 MM. | PCS. | 6 | 0
| 1010050005 | PIPE,STEEL,SIZE 20, 230 MM.LONG TIS.277 BUT WITHOUT THREADED END | EACH | 1 | 0
| 1010050100 | PIPE STEEL,SIZE 25 TYPE 2, 200 MM.LONG TIS.277 BUE WITHOUT THREADED END | EACH | 3 | 0
| 1010110204 | BOLT,MACHINE M.16x300 mm. | SET | 8 | 0
| 1010110205 | BOLT,MACHINE M.16x350 mm. | SET | 2 | 0
| 1010110206 | BOLT,MACHINE M.16x400 mm. | SET | 2 | 0
| 1010120000 | BOLT,DOUBLE ARMING,M.16x400 mm. | SET | 1 | 0
| 1010150100 | BOLT,OVAL M.20X350 MM. | SET | 3 | 0
| 1010150101 | BOLT,OVAL M.20X450 MM. | SET | 3 | 0
| 1010180002 | NET,EYE M.20 | PCS. | 3 | 0
| 1010180100 | WASHER,PLAIN,SQUARE,LARGE 52x52x4.5 mm.HOLE DIA. 18 MM. TIS.258 | PCS. | 20 | 0
| 1010180101 | WASHER,PLAIN,SQUARE,LARGE 62X62X6 MM.HOLE DIA.22 MM. TIS.258 | PCS. | 12 | 0
| 1010180301 | WASHER,LOCK,SPRING,SIZE 16 mm.,GENERAL PURPOSE,TIS.259 | PCS. | 2 | 0
| 1010180302 | WASHER,LOCK,SPRING,SIZE 20 MM.,GENERAL PURPOSE,TIS.259 | PCS. | 3 | 0
| 1020230001 | ARMOR-GRIP,PREFORMED,AL 400 SQ.MM. | EA | 6 | 0
| 1020240000 | SPACER,HELICAL ROD,PREFORMED,FOR AL.400 SQ.MM. | SET | 6 | 0
| 1020420302 | TERMINAL,COMPRESSION,15 DEGREE PAD,NEMA,4-HOLE,FOR AL. 400 SQ.MM. | PCS. | 6 | 0
| 1020430001 | CLAMP DEAD END,COMPRESSION,SINGLE LUG,FOR AL.CONDUCTOR 400 SQ.MM. | SET | 6 | 0
| 1030020001 | INSULATOR,SUSPENSION,TYPE C (CLASS 52-3) TIS.354 | PCS. | 21 | 21
| 1030020003 | INSULATOR,SUSPENSION,TYPE E (CLASS 52-8)TIS.354 | PCS. | 60 | 60
| 1030110103 | CLAMP,STRAIN,WITH CLAMPING KEEPER,FOR AL.CONDUCTOR 400 SQ.MM. | SET | 6 | 0
| 1030140000 | CLEVIS-EYE | SET | 6 | 0
| 1030140001 | BALL-CLEVIS,ANSI TYPE K | SET | 6 | 0
| 1030140003 | SOCKET-EYE | SET | 6 | 0
| 1030140005 | BALL-CLEVIS,ANSI TYPE B | SET | 12 | 0
| 1030140006 | SOCKET-CLEVIS,ANSI TYPE B | SET | 9 | 0
| 1030140007 | SOCKET-CLEVIS,ANSI TYPE K | SET | 6 | 0
| 1030140013 | SPACER,PLATE,FOR AL.400 SQ.MM. | EACH | 9 | 0
| 9090010029 | PIPE STEEL,SIZE 25 TYPE 2, 310 MM.LONG BUT WITHOUT THREADED END | EACH | 3 | 0
set51141 | SD-HF-1 H-FRAME STRUCTURE 22 m POLE
| 1010000401 | STEEL CHANNEL 200X80X7.5 MM. 6,000 MM.LONG | EACH | 2 | 2
| 1010010004 | STEEL ANGLE,OVERHEAD GROUND WIRE BAYONET 65X65X6 MM. 2,500 MM.LONG | PCS. | 1 | 1
| 1010010102 | STEEL ANGLE 75X75X6 MM. 4,500 MM.LONG | EACH | 4 | 4
| 1010030002 | PLATE,STEEL 6X100X450 MM. | PCS. | 6 | 0
| 1010050006 | PIPE STEEL,SIZE 20 TYPE 2, 300 MM.LONG TIS.277 BUT WITHOUT THREADED END | EACH | 1 | 0
| 1010050007 | PIPE STEEL,SIZE 20 TYPE 2, 350 MM.LONG TIS.277 BUT WITHOUT THREADED END | EACH | 1 | 0
| 1010050100 | PIPE STEEL,SIZE 25 TYPE 2, 200 MM.LONG TIS.277 BUE WITHOUT THREADED END | EACH | 3 | 0
| 1010100003 | WIRE,STEEL STRANDED 35 SQ.MM.TIS.404 | M | 2.5 | 0
| 1010110203 | BOLT,MACHINE M.16x250 mm. | SET | 6 | 0
| 1010110205 | BOLT,MACHINE M.16x350 mm. | SET | 6 | 0
| 1010110206 | BOLT,MACHINE M.16x400 mm. | SET | 4 | 0
| 1010110207 | BOLT,MACHINE M.16x450 mm. | SET | 2 | 0
| 1010110302 | BOLT,MACHINE M.20X450 MM. | SET | 2 | 0
| 1010120000 | BOLT,DOUBLE ARMING,M.16x400 mm. | SET | 2 | 0
| 1010150100 | BOLT,OVAL M.20X350 MM. | SET | 3 | 0
| 1010150101 | BOLT,OVAL M.20X450 MM. | SET | 3 | 0
| 1010180002 | NET,EYE M.20 | PCS. | 3 | 0
| 1010180100 | WASHER,PLAIN,SQUARE,LARGE 52x52x4.5 mm.HOLE DIA. 18 MM. TIS.258 | PCS. | 24 | 0
| 1010180101 | WASHER,PLAIN,SQUARE,LARGE 62X62X6 MM.HOLE DIA.22 MM. TIS.258 | PCS. | 16 | 0
| 1010180302 | WASHER,LOCK,SPRING,SIZE 20 MM.,GENERAL PURPOSE,TIS.259 | PCS. | 5 | 0
| 1020230001 | ARMOR-GRIP,PREFORMED,AL 400 SQ.MM. | EA | 6 | 0
| 1020240000 | SPACER,HELICAL ROD,PREFORMED,FOR AL.400 SQ.MM. | SET | 6 | 0
| 1020420302 | TERMINAL,COMPRESSION,15 DEGREE PAD,NEMA,4-HOLE,FOR AL. 400 SQ.MM. | PCS. | 6 | 0
| 1020430001 | CLAMP DEAD END,COMPRESSION,SINGLE LUG,FOR AL.CONDUCTOR 400 SQ.MM. | SET | 6 | 0
| 1030020001 | INSULATOR,SUSPENSION,TYPE C (CLASS 52-3) TIS.354 | PCS. | 21 | 21
| 1030020003 | INSULATOR,SUSPENSION,TYPE E (CLASS 52-8)TIS.354 | PCS. | 60 | 60
| 1030110103 | CLAMP,STRAIN,WITH CLAMPING KEEPER,FOR AL.CONDUCTOR 400 SQ.MM. | SET | 6 | 0
| 1030140000 | CLEVIS-EYE | SET | 6 | 0
| 1030140001 | BALL-CLEVIS,ANSI TYPE K | SET | 6 | 0
| 1030140003 | SOCKET-EYE | SET | 6 | 0
| 1030140004 | Y-CLEVIS-BALL | SET | 3 | 0
| 1030140005 | BALL-CLEVIS,ANSI TYPE B | SET | 12 | 0
| 1030140006 | SOCKET-CLEVIS,ANSI TYPE B | SET | 9 | 0
| 1030140007 | SOCKET-CLEVIS,ANSI TYPE K | SET | 6 | 0
| 1030140013 | SPACER,PLATE,FOR AL.400 SQ.MM. | EACH | 9 | 0
| 9090010089 | PIPE STEEL,SIZE 25 TYPE 2, 300 MM.LONG TIS.277 BUT WITHOUT THREADED END | EACH | 3 | 0
set51142 | SD-LA-3 ANGLE STRUCTURE
| 1000120002 | CROSSARM,STEEL ANGLE 150X150X12 MM.4,500 MM.LONG | PCS. | 10 | 0
| 1000120004 | CROSSARM,CHANNEL STEEL,ALLEY ARM,150X75X9 MM.3,000 MM.LONG | PCS. | 12 | 0
| 1010000303 | STEEL CHANNEL,150X75X6.5 MM.6,000 MM.LONG | PCS. | 1 | 0
| 1010000400 | STEEL CHANNEL,200X80X7.5 MM.1,000 MM.LONG | PCS. | 6 | 0
| 1010030002 | PLATE,STEEL 6X100X450 MM. | PCS. | 10 | 0
| 1010030102 | PLATE,STEEL DOUBLE ARMING 12X100X760 MM. | PCS. | 6 | 0
| 1010050002 | ST. PIPE,SIZE 20, 150 MM.LONG W/O T.E. | PCS. | 7 | 0
| 1010050006 | PIPE STEEL,SIZE 20 TYPE 2, 300 MM.LONG TIS.277 BUT WITHOUT THREADED END | EACH | 1 | 0
| 1010100003 | WIRE,STEEL STRANDED 35 SQ.MM.TIS.404 | M | 3 | 0
| 1010100006 | WIRE,STEEL STRANDED 95 sq.mm.TIS.404 | M. | 16 | 0
| 1010110202 | BOLT,MACHINE M.16x200 mm. | SET | 16 | 0
| 1010110204 | BOLT,MACHINE M.16x300 mm. | SET | 6 | 0
| 1010110205 | BOLT,MACHINE M.16x350 mm. | SET | 8 | 0
| 1010110300 | BOLT,MACHINE M.20X350 MM. | SET | 6 | 0
| 1010110400 | BOLT,MACHINE, HEXAGON, M.16X75 MM. | SET | 12 | 0
| 1010120000 | BOLT,DOUBLE ARMING,M.16x400 mm. | SET | 6 | 0
| 1010150001 | BOLT,OVAL EYE M.16X200 MM. | SET | 6 | 0
| 1010180100 | WASHER,PLAIN,SQUARE,LARGE 52x52x4.5 mm.HOLE DIA. 18 MM. TIS.258 | PCS. | 70 | 0
| 1010180101 | WASHER,PLAIN,SQUARE,LARGE 62X62X6 MM.HOLE DIA.22 MM. TIS.258 | PCS. | 6 | 0
| 1010180301 | WASHER,LOCK,SPRING,SIZE 16 mm.,GENERAL PURPOSE,TIS.259 | PCS. | 8 | 0
| 1010200003 | BRACE,FLAT,FOR CROSSARM 50X10X1,950 MM. | PCS. | 2 | 0
| 1010210200 | BOLT,STRAND EYE,SINGLE M.16X350 MM. | SET | 2 | 0
| 1010230000 | CLAMP,SINGLE U-BOLT,M.8 (WIRE ROPE CLIP) | SET | 36 | 0
| 1020220109 | ARMOR ROD,PREFORMED,FOR AL.OR AL-ALLOY CONDUCTOR 400 SQ.MM. | SET | 12 | 0
| 1020240000 | SPACER,HELICAL ROD,PREFORMED,FOR AL.400 SQ.MM. | SET | 6 | 0
| 1020420302 | TERMINAL,COMPRESSION,15 DEGREE PAD,NEMA,4-HOLE,FOR AL. 400 SQ.MM. | PCS. | 6 | 0
| 1020430001 | CLAMP DEAD END,COMPRESSION,SINGLE LUG,FOR AL.CONDUCTOR 400 SQ.MM. | SET | 6 | 0
| 1030020001 | INSULATOR,SUSPENSION,TYPE C (CLASS 52-3) TIS.354 | PCS. | 42 | 42
| 1030020003 | INSULATOR,SUSPENSION,TYPE E (CLASS 52-8)TIS.354 | PCS. | 60 | 60
| 1030110103 | CLAMP,STRAIN,WITH CLAMPING KEEPER,FOR AL.CONDUCTOR 400 SQ.MM. | SET | 6 | 0
| 1030140000 | CLEVIS-EYE | SET | 12 | 0
| 1030140001 | BALL-CLEVIS,ANSI TYPE K | SET | 6 | 0
| 1030140002 | BALL-HOOK | SET | 6 | 0
| 1030140003 | SOCKET-EYE | SET | 6 | 0
| 1030140005 | BALL-CLEVIS,ANSI TYPE B | SET | 12 | 0
| 1030140006 | SOCKET-CLEVIS,ANSI TYPE B | SET | 12 | 12
| 1030140007 | SOCKET-CLEVIS,ANSI TYPE K | SET | 6 | 0
| 1030140013 | SPACER,PLATE,FOR AL.400 SQ.MM. | EACH | 12 | 0
set51143 | SD-SA-4 SMALL ANGLE STRUCTURE
| 1010000103 | STEEL CHANNEL,100X50X5 MM.4,200 MM.LONG | PCS | 6 | 6
| 1010010005 | STEEL ANGLE,OVERHEAD GROUND WIRE CORNER BAYONET 65X65X6 MM. 2,500 MM.LONG | SET | 1 | 0
| 1010030002 | PLATE,STEEL 6X100X450 MM. | PCS. | 18 | 0
| 1010050000 | ST. PIPE,SIZE 20, 100 MM.LONG W/O T.E. | PCS. | 6 | 0
| 1010100003 | WIRE,STEEL STRANDED 35 SQ.MM.TIS.404 | M | 2.5 | 0
| 1010110200 | BOLT,MACHINE M.16x130 mm. | SET | 12 | 0
| 1010110201 | BOLT,MACHINE M.16x170 mm. | SET | 24 | 0
| 1010110204 | BOLT,MACHINE M.16x300 mm. | SET | 3 | 0
| 1010110205 | BOLT,MACHINE M.16x350 mm. | SET | 3 | 0
| 1010110300 | BOLT,MACHINE M.20X350 MM. | SET | 3 | 0
| 1010180100 | WASHER,PLAIN,SQUARE,LARGE 52x52x4.5 mm.HOLE DIA. 18 MM. TIS.258 | PCS. | 60 | 0
| 1010180101 | WASHER,PLAIN,SQUARE,LARGE 62X62X6 MM.HOLE DIA.22 MM. TIS.258 | PCS. | 6 | 0
| 1010180301 | WASHER,LOCK,SPRING,SIZE 16 mm.,GENERAL PURPOSE,TIS.259 | PCS. | 6 | 0
| 1010200007 | BRACE,ANGLE STEEL 50x50x6 mm. 1,800 mm.WIDE 450 mm.DROP | PCS. | 6 | 6
| 1010230003 | CLAMP,TRIPLE BOLTS FOR STEEL STRANDED WIRE 35 SQ.MM. | SET | 1 | 0
| 1010230203 | GROUND WIRE SUPPORT AND CLAMP,FOR BAYONET | SET | 1 | 0
| 1020230001 | ARMOR-GRIP,PREFORMED,AL 400 SQ.MM. | EA | 6 | 0
| 1030020001 | INSULATOR,SUSPENSION,TYPE C (CLASS 52-3) TIS.354 | PCS. | 21 | 21
| 1030140000 | CLEVIS-EYE | SET | 6 | 0
| 1030140006 | SOCKET-CLEVIS,ANSI TYPE B | SET | 3 | 0
| 1030140012 | BRACKET,CORNER SUSPENSION | SET | 3 | 0
| 1030140013 | SPACER,PLATE,FOR AL.400 SQ.MM. | EACH | 3 | 0
set51144 | SD-TG-5 TANGENT STRUCTURE
| 1010000103 | STEEL CHANNEL,100X50X5 MM.4,200 MM.LONG | PCS | 3 | 3
| 1010010004 | STEEL ANGLE,OVERHEAD GROUND WIRE BAYONET 65X65X6 MM. 2,500 MM.LONG | PCS. | 1 | 0
| 1010100003 | WIRE,STEEL STRANDED 35 SQ.MM.TIS.404 | M | 2.5 | 0
| 1010110200 | BOLT,MACHINE M.16x130 mm. | SET | 6 | 0
| 1010110204 | BOLT,MACHINE M.16x300 mm. | SET | 2 | 0
| 1010110205 | BOLT,MACHINE M.16x350 mm. | SET | 3 | 0
| 1010110300 | BOLT,MACHINE M.20X350 MM. | SET | 3 | 0
| 1010150000 | BOLT,OVAL EYE M.16X150 MM. | SET | 3 | 0
| 1010180100 | WASHER,PLAIN,SQUARE,LARGE 52x52x4.5 mm.HOLE DIA. 18 MM. TIS.258 | PCS. | 17 | 0
| 1010180101 | WASHER,PLAIN,SQUARE,LARGE 62X62X6 MM.HOLE DIA.22 MM. TIS.258 | PCS. | 6 | 0
| 1010180301 | WASHER,LOCK,SPRING,SIZE 16 mm.,GENERAL PURPOSE,TIS.259 | PCS. | 3 | 0
| 1010200007 | BRACE,ANGLE STEEL 50x50x6 mm. 1,800 mm.WIDE 450 mm.DROP | PCS. | 3 | 3
| 1010230003 | CLAMP,TRIPLE BOLTS FOR STEEL STRANDED WIRE 35 SQ.MM. | SET | 1 | 0
| 1010230203 | GROUND WIRE SUPPORT AND CLAMP,FOR BAYONET | SET | 1 | 0
| 1020230001 | ARMOR-GRIP,PREFORMED,AL 400 SQ.MM. | EA | 6 | 0
| 1030020001 | INSULATOR,SUSPENSION,TYPE C (CLASS 52-3) TIS.354 | PCS. | 21 | 21
| 1030140000 | CLEVIS-EYE | SET | 6 | 0
| 1030140004 | Y-CLEVIS-BALL | SET | 3 | 0
| 1030140006 | SOCKET-CLEVIS,ANSI TYPE B | SET | 3 | 0
| 1030140013 | SPACER,PLATE,FOR AL.400 SQ.MM. | EACH | 3 | 0
set51145 | SD-TG-6 TANGENT STRUCTURE, ADJCENT TO DEADEND POLE
| 1010000103 | STEEL CHANNEL,100X50X5 MM.4,200 MM.LONG | PCS | 6 | 6
| 1010010004 | STEEL ANGLE,OVERHEAD GROUND WIRE BAYONET 65X65X6 MM. 2,500 MM.LONG | PCS. | 1 | 0
| 1010030002 | PLATE,STEEL 6X100X450 MM. | PCS. | 12 | 0
| 1010050000 | ST. PIPE,SIZE 20, 100 MM.LONG W/O T.E. | PCS. | 3 | 0
| 1010100003 | WIRE,STEEL STRANDED 35 SQ.MM.TIS.404 | M | 2.5 | 0
| 1010110200 | BOLT,MACHINE M.16x130 mm. | SET | 12 | 0
| 1010110201 | BOLT,MACHINE M.16x170 mm. | SET | 12 | 0
| 1010110204 | BOLT,MACHINE M.16x300 mm. | SET | 2 | 0
| 1010110205 | BOLT,MACHINE M.16x350 mm. | SET | 3 | 0
| 1010110300 | BOLT,MACHINE M.20X350 MM. | SET | 3 | 0
| 1010150000 | BOLT,OVAL EYE M.16X150 MM. | SET | 3 | 0
| 1010180100 | WASHER,PLAIN,SQUARE,LARGE 52x52x4.5 mm.HOLE DIA. 18 MM. TIS.258 | PCS. | 47 | 0
| 1010180101 | WASHER,PLAIN,SQUARE,LARGE 62X62X6 MM.HOLE DIA.22 MM. TIS.258 | PCS. | 6 | 0
| 1010180301 | WASHER,LOCK,SPRING,SIZE 16 mm.,GENERAL PURPOSE,TIS.259 | PCS. | 3 | 0
| 1010200007 | BRACE,ANGLE STEEL 50x50x6 mm. 1,800 mm.WIDE 450 mm.DROP | PCS. | 6 | 6
| 1010230003 | CLAMP,TRIPLE BOLTS FOR STEEL STRANDED WIRE 35 SQ.MM. | SET | 1 | 0
| 1010230203 | GROUND WIRE SUPPORT AND CLAMP,FOR BAYONET | SET | 1 | 0
| 1020230001 | ARMOR-GRIP,PREFORMED,AL 400 SQ.MM. | EA | 6 | 0
| 1030020001 | INSULATOR,SUSPENSION,TYPE C (CLASS 52-3) TIS.354 | PCS. | 21 | 21
| 1030140000 | CLEVIS-EYE | SET | 6 | 0
| 1030140004 | Y-CLEVIS-BALL | SET | 3 | 0
| 1030140006 | SOCKET-CLEVIS,ANSI TYPE B | SET | 3 | 0
| 1030140013 | SPACER,PLATE,FOR AL.400 SQ.MM. | EACH | 3 | 0
set51146 | SD-TR-1 TRANSPOSE STRUCTURE
| 1010010005 | STEEL ANGLE,OVERHEAD GROUND WIRE CORNER BAYONET 65X65X6 MM. 2,500 MM.LONG | SET | 1 | 0
| 1010100003 | WIRE,STEEL STRANDED 35 SQ.MM.TIS.404 | M | 2.5 | 0
| 1010110205 | BOLT,MACHINE M.16x350 mm. | SET | 3 | 0
| 1010110301 | BOLT,MACHINE M.20x400 mm. | SET | 4 | 0
| 1010150100 | BOLT,OVAL M.20X350 MM. | SET | 3 | 0
| 1010180002 | NET,EYE M.20 | PCS. | 3 | 0
| 1010180101 | WASHER,PLAIN,SQUARE,LARGE 62X62X6 MM.HOLE DIA.22 MM. TIS.258 | PCS. | 12 | 0
| 1010230003 | CLAMP,TRIPLE BOLTS FOR STEEL STRANDED WIRE 35 SQ.MM. | SET | 1 | 0
| 1010230203 | GROUND WIRE SUPPORT AND CLAMP,FOR BAYONET | SET | 1 | 0
| 1020240000 | SPACER,HELICAL ROD,PREFORMED,FOR AL.400 SQ.MM. | SET | 7 | 0
| 1020300000 | CONNECTOR,PARALLEL GROOVE,SINGLE BOLT,CU 2.5-25 SQ.MM. | EACH | 4 | 0
| 1020420302 | TERMINAL,COMPRESSION,15 DEGREE PAD,NEMA,4-HOLE,FOR AL. 400 SQ.MM. | PCS. | 6 | 0
| 1020430001 | CLAMP DEAD END,COMPRESSION,SINGLE LUG,FOR AL.CONDUCTOR 400 SQ.MM. | SET | 6 | 0
| 1030010204 | INSULATOR, POST TYPE 115 KV. HORIZONTAL MOUNTING | PCS. | 4 | 4
| 1030020003 | INSULATOR,SUSPENSION,TYPE E (CLASS 52-8)TIS.354 | PCS. | 60 | 60
| 1030110103 | CLAMP,STRAIN,WITH CLAMPING KEEPER,FOR AL.CONDUCTOR 400 SQ.MM. | SET | 6 | 0
| 1030140001 | BALL-CLEVIS,ANSI TYPE K | SET | 6 | 0
| 1030140003 | SOCKET-EYE | SET | 6 | 0
| 1030140005 | BALL-CLEVIS,ANSI TYPE B | SET | 12 | 0
| 1030140006 | SOCKET-CLEVIS,ANSI TYPE B | SET | 6 | 0
| 1030140007 | SOCKET-CLEVIS,ANSI TYPE K | SET | 6 | 0
| 1030140013 | SPACER,PLATE,FOR AL.400 SQ.MM. | EACH | 6 | 0
set51147 | SD-TG-7 TANGENT STRUCTURE
| 1010000103 | STEEL CHANNEL,100X50X5 MM.4,200 MM.LONG | PCS | 6 | 6
| 1010010004 | STEEL ANGLE,OVERHEAD GROUND WIRE BAYONET 65X65X6 MM. 2,500 MM.LONG | PCS. | 1 | 0
| 1010030002 | PLATE,STEEL 6X100X450 MM. | PCS. | 12 | 0
| 1010030006 | PLATE,STEEL,FOR OVERHEAD GROUND WIRE BAYONET,ACCORDING TO DWG.NO.SA3-015/44004 | PCS. | 1 | 0
| 1010050000 | ST. PIPE,SIZE 20, 100 MM.LONG W/O T.E. | PCS. | 3 | 0
| 1010100003 | WIRE,STEEL STRANDED 35 SQ.MM.TIS.404 | M | 2.5 | 0
| 1010110101 | BOLE,MACHINE M. 12X50 MM. | SET | 1 | 0
| 1010110201 | BOLT,MACHINE M.16x170 mm. | SET | 18 | 0
| 1010110204 | BOLT,MACHINE M.16x300 mm. | SET | 3 | 0
| 1010110205 | BOLT,MACHINE M.16x350 mm. | SET | 2 | 0
| 1010110300 | BOLT,MACHINE M.20X350 MM. | SET | 3 | 0
| 1010150000 | BOLT,OVAL EYE M.16X150 MM. | SET | 3 | 0
| 1010180100 | WASHER,PLAIN,SQUARE,LARGE 52x52x4.5 mm.HOLE DIA. 18 MM. TIS.258 | PCS. | 44 | 0
| 1010180101 | WASHER,PLAIN,SQUARE,LARGE 62X62X6 MM.HOLE DIA.22 MM. TIS.258 | PCS. | 6 | 0
| 1010180301 | WASHER,LOCK,SPRING,SIZE 16 mm.,GENERAL PURPOSE,TIS.259 | PCS. | 3 | 0
| 1010200007 | BRACE,ANGLE STEEL 50x50x6 mm. 1,800 mm.WIDE 450 mm.DROP | PCS. | 6 | 6
| 1010230003 | CLAMP,TRIPLE BOLTS FOR STEEL STRANDED WIRE 35 SQ.MM. | SET | 1 | 0
| 1010230203 | GROUND WIRE SUPPORT AND CLAMP,FOR BAYONET | SET | 1 | 0
| 1020230001 | ARMOR-GRIP,PREFORMED,AL 400 SQ.MM. | EA | 6 | 0
| 1030020001 | INSULATOR,SUSPENSION,TYPE C (CLASS 52-3) TIS.354 | PCS. | 21 | 21
| 1030140000 | CLEVIS-EYE | SET | 6 | 0
| 1030140004 | Y-CLEVIS-BALL | SET | 3 | 0
| 1030140006 | SOCKET-CLEVIS,ANSI TYPE B | SET | 3 | 0
| 1030140013 | SPACER,PLATE,FOR AL.400 SQ.MM. | EACH | 3 | 0
| 9090011007 | WELDING POWDER, ST. WIRE 50 SQ.MM. TO GD | EA | 1 | 0
set51148 | SD-DD-3 DOUBLE DEAD END STRUCTURE
| 1010000100 | STEEL CHANNEL, 100x50x5 mm. 2,250 MM.LONG | PCS | 3 | 3
| 1010010005 | STEEL ANGLE,OVERHEAD GROUND WIRE CORNER BAYONET 65X65X6 MM. 2,500 MM.LONG | SET | 1 | 0
| 1010030006 | PLATE,STEEL,FOR OVERHEAD GROUND WIRE BAYONET,ACCORDING TO DWG.NO.SA3-015/44004 | PCS. | 1 | 0
| 1010100003 | WIRE,STEEL STRANDED 35 SQ.MM.TIS.404 | M | 2.5 | 0
| 1010110101 | BOLE,MACHINE M. 12X50 MM. | SET | 1 | 0
| 1010110204 | BOLT,MACHINE M.16x300 mm. | SET | 3 | 0
| 1010110205 | BOLT,MACHINE M.16x350 mm. | SET | 2 | 0
| 1010110300 | BOLT,MACHINE M.20X350 MM. | SET | 3 | 0
| 1010110400 | BOLT,MACHINE, HEXAGON, M.16X75 MM. | SET | 3 | 0
| 1010150000 | BOLT,OVAL EYE M.16X150 MM. | SET | 3 | 0
| 1010150100 | BOLT,OVAL M.20X350 MM. | SET | 3 | 0
| 1010180002 | NET,EYE M.20 | PCS. | 3 | 0
| 1010180100 | WASHER,PLAIN,SQUARE,LARGE 52x52x4.5 mm.HOLE DIA. 18 MM. TIS.258 | PCS. | 12 | 0
| 1010180101 | WASHER,PLAIN,SQUARE,LARGE 62X62X6 MM.HOLE DIA.22 MM. TIS.258 | PCS. | 9 | 0
| 1010180301 | WASHER,LOCK,SPRING,SIZE 16 mm.,GENERAL PURPOSE,TIS.259 | PCS. | 3 | 0
| 1010200002 | BRACE,FLAT,FOR CROSSARM 40x6x1,000 mm. | PCS. | 3 | 3
| 1010230003 | CLAMP,TRIPLE BOLTS FOR STEEL STRANDED WIRE 35 SQ.MM. | SET | 1 | 0
| 1010230203 | GROUND WIRE SUPPORT AND CLAMP,FOR BAYONET | SET | 1 | 0
| 1020230001 | ARMOR-GRIP,PREFORMED,AL 400 SQ.MM. | EA | 6 | 0
| 1020420302 | TERMINAL,COMPRESSION,15 DEGREE PAD,NEMA,4-HOLE,FOR AL. 400 SQ.MM. | PCS. | 6 | 0
| 1020430001 | CLAMP DEAD END,COMPRESSION,SINGLE LUG,FOR AL.CONDUCTOR 400 SQ.MM. | SET | 6 | 0
| 1030020001 | INSULATOR,SUSPENSION,TYPE C (CLASS 52-3) TIS.354 | PCS. | 21 | 21
| 1030020003 | INSULATOR,SUSPENSION,TYPE E (CLASS 52-8)TIS.354 | PCS. | 60 | 60
| 1030110103 | CLAMP,STRAIN,WITH CLAMPING KEEPER,FOR AL.CONDUCTOR 400 SQ.MM. | SET | 6 | 0
| 1030140000 | CLEVIS-EYE | SET | 6 | 0
| 1030140001 | BALL-CLEVIS,ANSI TYPE K | SET | 6 | 0
| 1030140003 | SOCKET-EYE | SET | 6 | 0
| 1030140004 | Y-CLEVIS-BALL | SET | 3 | 0
| 1030140005 | BALL-CLEVIS,ANSI TYPE B | SET | 12 | 0
| 1030140006 | SOCKET-CLEVIS,ANSI TYPE B | SET | 9 | 0
| 1030140007 | SOCKET-CLEVIS,ANSI TYPE K | SET | 6 | 0
| 1030140013 | SPACER,PLATE,FOR AL.400 SQ.MM. | EACH | 9 | 0
| 9090011007 | WELDING POWDER, ST. WIRE 50 SQ.MM. TO GD | EA | 1 | 0
set51149 | SD-TG-8 TANGENT STRUCTURE
| 1010000103 | STEEL CHANNEL,100X50X5 MM.4,200 MM.LONG | PCS | 2 | 0
| 1010010004 | STEEL ANGLE,OVERHEAD GROUND WIRE BAYONET 65X65X6 MM. 2,500 MM.LONG | PCS. | 1 | 0
| 1010030006 | PLATE,STEEL,FOR OVERHEAD GROUND WIRE BAYONET,ACCORDING TO DWG.NO.SA3-015/44004 | PCS. | 1 | 0
| 1010100003 | WIRE,STEEL STRANDED 35 SQ.MM.TIS.404 | M | 2.5 | 0
| 1010110101 | BOLE,MACHINE M. 12X50 MM. | SET | 1 | 0
| 1010110200 | BOLT,MACHINE M.16x130 mm. | SET | 4 | 0
| 1010110204 | BOLT,MACHINE M.16x300 mm. | SET | 3 | 0
| 1010110205 | BOLT,MACHINE M.16x350 mm. | SET | 5 | 0
| 1010110206 | BOLT,MACHINE M.16x400 mm. | SET | 2 | 0
| 1010150000 | BOLT,OVAL EYE M.16X150 MM. | SET | 3 | 0
| 1010180100 | WASHER,PLAIN,SQUARE,LARGE 52x52x4.5 mm.HOLE DIA. 18 MM. TIS.258 | PCS. | 20 | 0
| 1010180101 | WASHER,PLAIN,SQUARE,LARGE 62X62X6 MM.HOLE DIA.22 MM. TIS.258 | PCS. | 2 | 0
| 1010180301 | WASHER,LOCK,SPRING,SIZE 16 mm.,GENERAL PURPOSE,TIS.259 | PCS. | 3 | 0
| 1010200007 | BRACE,ANGLE STEEL 50x50x6 mm. 1,800 mm.WIDE 450 mm.DROP | PCS. | 2 | 0
| 1010230003 | CLAMP,TRIPLE BOLTS FOR STEEL STRANDED WIRE 35 SQ.MM. | SET | 1 | 0
| 1010230203 | GROUND WIRE SUPPORT AND CLAMP,FOR BAYONET | SET | 1 | 0
| 1020230001 | ARMOR-GRIP,PREFORMED,AL 400 SQ.MM. | EA | 6 | 0
| 1030020001 | INSULATOR,SUSPENSION,TYPE C (CLASS 52-3) TIS.354 | PCS. | 21 | 21
| 1030140000 | CLEVIS-EYE | SET | 6 | 0
| 1030140004 | Y-CLEVIS-BALL | SET | 3 | 0
| 1030140006 | SOCKET-CLEVIS,ANSI TYPE B | SET | 3 | 0
| 1030140013 | SPACER,PLATE,FOR AL.400 SQ.MM. | EACH | 3 | 0
| 9090011007 | WELDING POWDER, ST. WIRE 50 SQ.MM. TO GD | EA | 1 | 0
set51150 | SD-TL-5 DOUBLE POLE,TAP LINE STRUCTURE(TAP LINE ONLY)
| 1010000400 | STEEL CHANNEL,200X80X7.5 MM.1,000 MM.LONG | PCS. | 3 | 0
| 1010110201 | BOLT,MACHINE M.16x170 mm. | SET | 3 | 0
| 1010150100 | BOLT,OVAL M.20X350 MM. | SET | 3 | 0
| 1010180100 | WASHER,PLAIN,SQUARE,LARGE 52x52x4.5 mm.HOLE DIA. 18 MM. TIS.258 | PCS. | 3 | 0
| 1010180101 | WASHER,PLAIN,SQUARE,LARGE 62X62X6 MM.HOLE DIA.22 MM. TIS.258 | PCS. | 12 | 0
| 1010180302 | WASHER,LOCK,SPRING,SIZE 20 MM.,GENERAL PURPOSE,TIS.259 | PCS. | 3 | 0
| 1010210304 | THIMBLE,GUY,FOR STEEL WIRE 50-95 sq.mm. | PCS. | 1 | 0
| 1010230003 | CLAMP,TRIPLE BOLTS FOR STEEL STRANDED WIRE 35 SQ.MM. | SET | 2 | 0
| 1020420302 | TERMINAL,COMPRESSION,15 DEGREE PAD,NEMA,4-HOLE,FOR AL. 400 SQ.MM. | PCS. | 3 | 0
| 1020500100 | CONNECTOR,T-TYPE,COMPRESSION,FOR AL CONDUCTOR MAIN 400 SQ.MM. TO NEMA 4-HOLE PAD | SET | 3 | 0
| 1030020001 | INSULATOR,SUSPENSION,TYPE C (CLASS 52-3) TIS.354 | PCS. | 30 | 30
| 1030110103 | CLAMP,STRAIN,WITH CLAMPING KEEPER,FOR AL.CONDUCTOR 400 SQ.MM. | SET | 3 | 0
| 1030140003 | SOCKET-EYE | SET | 3 | 0
| 1030140005 | BALL-CLEVIS,ANSI TYPE B | SET | 3 | 0
set51151 | SD-LS-2 LARGE SPAN<=200 m.
| 1000120002 | CROSSARM,STEEL ANGLE 150X150X12 MM.4,500 MM.LONG | PCS. | 6 | 0
| 1010000303 | STEEL CHANNEL,150X75X6.5 MM.6,000 MM.LONG | PCS. | 1 | 0
| 1010000400 | STEEL CHANNEL,200X80X7.5 MM.1,000 MM.LONG | PCS. | 6 | 0
| 1010030004 | PLATE,STEEL 6X100X750 MM. | EACH | 2 | 0
| 1010030102 | PLATE,STEEL DOUBLE ARMING 12X100X760 MM. | PCS. | 6 | 0
| 1010110201 | BOLT,MACHINE M.16x170 mm. | SET | 12 | 0
| 1010110202 | BOLT,MACHINE M.16x200 mm. | SET | 4 | 0
| 1010110205 | BOLT,MACHINE M.16x350 mm. | SET | 9 | 0
| 1010110207 | BOLT,MACHINE M.16x450 mm. | SET | 6 | 0
| 1010110300 | BOLT,MACHINE M.20X350 MM. | SET | 3 | 0
| 1010110400 | BOLT,MACHINE, HEXAGON, M.16X75 MM. | SET | 12 | 0
| 1010120000 | BOLT,DOUBLE ARMING,M.16x400 mm. | SET | 12 | 0
| 1010150000 | BOLT,OVAL EYE M.16X150 MM. | SET | 3 | 0
| 1010150100 | BOLT,OVAL M.20X350 MM. | SET | 3 | 0
| 1010180100 | WASHER,PLAIN,SQUARE,LARGE 52x52x4.5 mm.HOLE DIA. 18 MM. TIS.258 | PCS. | 70 | 0
| 1010180101 | WASHER,PLAIN,SQUARE,LARGE 62X62X6 MM.HOLE DIA.22 MM. TIS.258 | PCS. | 12 | 0
| 1010180301 | WASHER,LOCK,SPRING,SIZE 16 mm.,GENERAL PURPOSE,TIS.259 | PCS. | 15 | 0
| 1010180302 | WASHER,LOCK,SPRING,SIZE 20 MM.,GENERAL PURPOSE,TIS.259 | PCS. | 6 | 0
| 1010200007 | BRACE,ANGLE STEEL 50x50x6 mm. 1,800 mm.WIDE 450 mm.DROP | PCS. | 6 | 0
| 1010230000 | CLAMP,SINGLE U-BOLT,M.8 (WIRE ROPE CLIP) | SET | 23 | 0
| 1020230001 | ARMOR-GRIP,PREFORMED,AL 400 SQ.MM. | EA | 6 | 0
| 1020240000 | SPACER,HELICAL ROD,PREFORMED,FOR AL.400 SQ.MM. | SET | 6 | 0
| 1020420302 | TERMINAL,COMPRESSION,15 DEGREE PAD,NEMA,4-HOLE,FOR AL. 400 SQ.MM. | PCS. | 6 | 0
| 1020430101 | CLAMP,DEAD END,COMPRESSION,DOUBLE LUG,FOR AL.CONDUCTOR 400 SQ.MM. | SET | 6 | 0
| 1030020001 | INSULATOR,SUSPENSION,TYPE C (CLASS 52-3) TIS.354 | PCS. | 21 | 21
| 1030020003 | INSULATOR,SUSPENSION,TYPE E (CLASS 52-8)TIS.354 | PCS. | 60 | 60
| 1030110103 | CLAMP,STRAIN,WITH CLAMPING KEEPER,FOR AL.CONDUCTOR 400 SQ.MM. | SET | 6 | 0
| 1030140000 | CLEVIS-EYE | SET | 6 | 0
| 1030140001 | BALL-CLEVIS,ANSI TYPE K | SET | 6 | 0
| 1030140003 | SOCKET-EYE | SET | 6 | 0
| 1030140004 | Y-CLEVIS-BALL | SET | 3 | 0
| 1030140005 | BALL-CLEVIS,ANSI TYPE B | SET | 12 | 0
| 1030140006 | SOCKET-CLEVIS,ANSI TYPE B | SET | 9 | 0
| 1030140007 | SOCKET-CLEVIS,ANSI TYPE K | SET | 6 | 0
| 1030140011 | CLEVIS,THIMBLE,FOR PREFORMED DEAD-END | EACH | 6 | 0
| 1030140013 | SPACER,PLATE,FOR AL.400 SQ.MM. | EACH | 9 | 0
| 9090010017 | VIBRATION DAMPER TYPE DUMBELL FOR BARE ALUMINUM CONDUCTOR 400 SQMM. | EACH | 6 | 0
| 9090010018 | VIBRATION DAMPER TYPE DUMBELL FOR STEEL STRAIN WIRE 35 SQMM. | EACH | 1 | 0
set51152 | SD-TL-4 SINGLE POLE,TAP LINE STRUCTURE(TAP LINE ONLY)
| 1010000100 | STEEL CHANNEL, 100x50x5 mm. 2,250 MM.LONG | PCS | 3 | 0
| 1010010004 | STEEL ANGLE,OVERHEAD GROUND WIRE BAYONET 65X65X6 MM. 2,500 MM.LONG | PCS. | 1 | 0
| 1010100003 | WIRE,STEEL STRANDED 35 SQ.MM.TIS.404 | M | 2.5 | 0
| 1010110204 | BOLT,MACHINE M.16x300 mm. | SET | 3 | 0
| 1010110205 | BOLT,MACHINE M.16x350 mm. | SET | 2 | 0
| 1010110300 | BOLT,MACHINE M.20X350 MM. | SET | 3 | 0
| 1010110400 | BOLT,MACHINE, HEXAGON, M.16X75 MM. | SET | 3 | 0
| 1010150000 | BOLT,OVAL EYE M.16X150 MM. | SET | 3 | 0
| 1010150100 | BOLT,OVAL M.20X350 MM. | SET | 3 | 0
| 1010180100 | WASHER,PLAIN,SQUARE,LARGE 52x52x4.5 mm.HOLE DIA. 18 MM. TIS.258 | PCS. | 9 | 0
| 1010180101 | WASHER,PLAIN,SQUARE,LARGE 62X62X6 MM.HOLE DIA.22 MM. TIS.258 | PCS. | 3 | 0
| 1010180301 | WASHER,LOCK,SPRING,SIZE 16 mm.,GENERAL PURPOSE,TIS.259 | PCS. | 3 | 0
| 1010180302 | WASHER,LOCK,SPRING,SIZE 20 MM.,GENERAL PURPOSE,TIS.259 | PCS. | 3 | 0
| 1010200002 | BRACE,FLAT,FOR CROSSARM 40x6x1,000 mm. | PCS. | 3 | 0
| 1010210304 | THIMBLE,GUY,FOR STEEL WIRE 50-95 sq.mm. | PCS. | 2 | 0
| 1010230003 | CLAMP,TRIPLE BOLTS FOR STEEL STRANDED WIRE 35 SQ.MM. | SET | 3 | 0
| 1010230203 | GROUND WIRE SUPPORT AND CLAMP,FOR BAYONET | SET | 1 | 0
| 1020230001 | ARMOR-GRIP,PREFORMED,AL 400 SQ.MM. | EA | 6 | 0
| 1020420302 | TERMINAL,COMPRESSION,15 DEGREE PAD,NEMA,4-HOLE,FOR AL. 400 SQ.MM. | PCS. | 3 | 0
| 1020500100 | CONNECTOR,T-TYPE,COMPRESSION,FOR AL CONDUCTOR MAIN 400 SQ.MM. TO NEMA 4-HOLE PAD | SET | 6 | 0
| 1020560200 | PAD COUPLER,AL-ALLOY, T-TYPE FOR ONE TO TWO TRMINAL PAD 4 HOLE NEMA | PCS. | 3 | 0
| 1030020001 | INSULATOR,SUSPENSION,TYPE C (CLASS 52-3) TIS.354 | PCS. | 21 | 21
| 1030020003 | INSULATOR,SUSPENSION,TYPE E (CLASS 52-8)TIS.354 | PCS. | 30 | 30
| 1030110103 | CLAMP,STRAIN,WITH CLAMPING KEEPER,FOR AL.CONDUCTOR 400 SQ.MM. | SET | 6 | 0
| 1030140000 | CLEVIS-EYE | SET | 6 | 0
| 1030140001 | BALL-CLEVIS,ANSI TYPE K | SET | 3 | 0
| 1030140003 | SOCKET-EYE | SET | 6 | 0
| 1030140004 | Y-CLEVIS-BALL | SET | 3 | 0
| 1030140005 | BALL-CLEVIS,ANSI TYPE B | SET | 6 | 0
| 1030140006 | SOCKET-CLEVIS,ANSI TYPE B | SET | 3 | 0
| 1030140007 | SOCKET-CLEVIS,ANSI TYPE K | SET | 3 | 0
| 1030140013 | SPACER,PLATE,FOR AL.400 SQ.MM. | EACH | 6 | 0
set51153 | SD-TL-4 TAP LINE STRUCTURE(NOT INCLUDED TAP LINE)
| 1010000100 | STEEL CHANNEL, 100x50x5 mm. 2,250 MM.LONG | PCS | 3 | 3
| 1010010004 | STEEL ANGLE,OVERHEAD GROUND WIRE BAYONET 65X65X6 MM. 2,500 MM.LONG | PCS. | 1 | 0
| 1010100003 | WIRE,STEEL STRANDED 35 SQ.MM.TIS.404 | M | 2.5 | 0
| 1010110204 | BOLT,MACHINE M.16x300 mm. | SET | 1 | 0
| 1010110205 | BOLT,MACHINE M.16x350 mm. | SET | 2 | 0
| 1010110300 | BOLT,MACHINE M.20X350 MM. | SET | 3 | 0
| 1010110400 | BOLT,MACHINE, HEXAGON, M.16X75 MM. | SET | 3 | 0
| 1010150000 | BOLT,OVAL EYE M.16X150 MM. | SET | 3 | 0
| 1010180100 | WASHER,PLAIN,SQUARE,LARGE 52x52x4.5 mm.HOLE DIA. 18 MM. TIS.258 | PCS. | 9 | 0
| 1010180101 | WASHER,PLAIN,SQUARE,LARGE 62X62X6 MM.HOLE DIA.22 MM. TIS.258 | PCS. | 3 | 0
| 1010180301 | WASHER,LOCK,SPRING,SIZE 16 mm.,GENERAL PURPOSE,TIS.259 | PCS. | 3 | 0
| 1010200002 | BRACE,FLAT,FOR CROSSARM 40x6x1,000 mm. | PCS. | 3 | 3
| 1010230203 | GROUND WIRE SUPPORT AND CLAMP,FOR BAYONET | SET | 1 | 0
| 1020230001 | ARMOR-GRIP,PREFORMED,AL 400 SQ.MM. | EA | 6 | 0
| 1030020001 | INSULATOR,SUSPENSION,TYPE C (CLASS 52-3) TIS.354 | PCS. | 21 | 21
| 1030140000 | CLEVIS-EYE | SET | 6 | 0
| 1030140004 | Y-CLEVIS-BALL | SET | 3 | 0
| 1030140006 | SOCKET-CLEVIS,ANSI TYPE B | SET | 3 | 0
| 1030140013 | SPACER,PLATE,FOR AL.400 SQ.MM. | EACH | 3 | 0
set51154 | SD-TL-4 TAP LINE ONLY (FOR TAP LINE TO SS )
| 1010000100 | STEEL CHANNEL, 100x50x5 mm. 2,250 MM.LONG | PCS | 3 | 3
| 1010110204 | BOLT,MACHINE M.16x300 mm. | SET | 3 | 0
| 1010110205 | BOLT,MACHINE M.16x350 mm. | SET | 2 | 0
| 1010110300 | BOLT,MACHINE M.20X350 MM. | SET | 3 | 0
| 1010110400 | BOLT,MACHINE, HEXAGON, M.16X75 MM. | SET | 3 | 0
| 1010150000 | BOLT,OVAL EYE M.16X150 MM. | SET | 3 | 0
| 1010150100 | BOLT,OVAL M.20X350 MM. | SET | 3 | 0
| 1010180003 | NUT,EYE,THIMBLE M.16 | EACH | 1 | 1
| 1010180100 | WASHER,PLAIN,SQUARE,LARGE 52x52x4.5 mm.HOLE DIA. 18 MM. TIS.258 | PCS. | 9 | 0
| 1010180101 | WASHER,PLAIN,SQUARE,LARGE 62X62X6 MM.HOLE DIA.22 MM. TIS.258 | PCS. | 3 | 0
| 1010180301 | WASHER,LOCK,SPRING,SIZE 16 mm.,GENERAL PURPOSE,TIS.259 | PCS. | 3 | 0
| 1010180302 | WASHER,LOCK,SPRING,SIZE 20 MM.,GENERAL PURPOSE,TIS.259 | PCS. | 3 | 0
| 1010200002 | BRACE,FLAT,FOR CROSSARM 40x6x1,000 mm. | PCS. | 3 | 3
| 1010210304 | THIMBLE,GUY,FOR STEEL WIRE 50-95 sq.mm. | PCS. | 2 | 0
| 1010230003 | CLAMP,TRIPLE BOLTS FOR STEEL STRANDED WIRE 35 SQ.MM. | SET | 3 | 0
| 1010230203 | GROUND WIRE SUPPORT AND CLAMP,FOR BAYONET | SET | 1 | 0
| 1020230001 | ARMOR-GRIP,PREFORMED,AL 400 SQ.MM. | EA | 3 | 0
| 1020420201 | CABLE LUG, NEMA HOLE, COMPRESSION TYPE, AL. 400 SQ.MM. | PCS. | 3 | 0
| 1020500100 | CONNECTOR,T-TYPE,COMPRESSION,FOR AL CONDUCTOR MAIN 400 SQ.MM. TO NEMA 4-HOLE PAD | SET | 6 | 0
| 1020560200 | PAD COUPLER,AL-ALLOY, T-TYPE FOR ONE TO TWO TRMINAL PAD 4 HOLE NEMA | PCS. | 3 | 0
| 1030020001 | INSULATOR,SUSPENSION,TYPE C (CLASS 52-3) TIS.354 | PCS. | 51 | 51
| 1030110103 | CLAMP,STRAIN,WITH CLAMPING KEEPER,FOR AL.CONDUCTOR 400 SQ.MM. | SET | 3 | 0
| 1030140003 | SOCKET-EYE | SET | 6 | 0
| 1030140004 | Y-CLEVIS-BALL | SET | 3 | 0
| 1030140005 | BALL-CLEVIS,ANSI TYPE B | SET | 3 | 0
set51155 | SD-TL-3 DOUBLE POLE,TAP LINE STRUCTURE (FOR TAP LINE TO SS)
| 1010000100 | STEEL CHANNEL, 100x50x5 mm. 2,250 MM.LONG | PCS | 3 | 3
| 1010000400 | STEEL CHANNEL,200X80X7.5 MM.1,000 MM.LONG | PCS. | 6 | 6
| 1010010000 | STEEL ANGLE,65X65X6 MM.1,000 MM.LONG | PCS. | 2 | 2
| 1010110204 | BOLT,MACHINE M.16x300 mm. | SET | 2 | 0
| 1010110205 | BOLT,MACHINE M.16x350 mm. | SET | 3 | 0
| 1010110301 | BOLT,MACHINE M.20x400 mm. | SET | 3 | 0
| 1010110302 | BOLT,MACHINE M.20X450 MM. | SET | 6 | 0
| 1010110400 | BOLT,MACHINE, HEXAGON, M.16X75 MM. | SET | 3 | 0
| 1010150000 | BOLT,OVAL EYE M.16X150 MM. | SET | 3 | 0
| 1010150100 | BOLT,OVAL M.20X350 MM. | SET | 6 | 0
| 1010150101 | BOLT,OVAL M.20X450 MM. | SET | 3 | 0
| 1010180100 | WASHER,PLAIN,SQUARE,LARGE 52x52x4.5 mm.HOLE DIA. 18 MM. TIS.258 | PCS. | 28 | 0
| 1010180101 | WASHER,PLAIN,SQUARE,LARGE 62X62X6 MM.HOLE DIA.22 MM. TIS.258 | PCS. | 30 | 0
| 1010180301 | WASHER,LOCK,SPRING,SIZE 16 mm.,GENERAL PURPOSE,TIS.259 | PCS. | 6 | 0
| 1010180302 | WASHER,LOCK,SPRING,SIZE 20 MM.,GENERAL PURPOSE,TIS.259 | PCS. | 9 | 0
| 1010200002 | BRACE,FLAT,FOR CROSSARM 40x6x1,000 mm. | PCS. | 3 | 3
| 1010210200 | BOLT,STRAND EYE,SINGLE M.16X350 MM. | SET | 3 | 0
| 1010230003 | CLAMP,TRIPLE BOLTS FOR STEEL STRANDED WIRE 35 SQ.MM. | SET | 7 | 0
| 1020230001 | ARMOR-GRIP,PREFORMED,AL 400 SQ.MM. | EA | 6 | 0
| 1020240000 | SPACER,HELICAL ROD,PREFORMED,FOR AL.400 SQ.MM. | SET | 9 | 0
| 1020420302 | TERMINAL,COMPRESSION,15 DEGREE PAD,NEMA,4-HOLE,FOR AL. 400 SQ.MM. | PCS. | 12 | 0
| 1020430101 | CLAMP,DEAD END,COMPRESSION,DOUBLE LUG,FOR AL.CONDUCTOR 400 SQ.MM. | SET | 6 | 0
| 1030020001 | INSULATOR,SUSPENSION,TYPE C (CLASS 52-3) TIS.354 | PCS. | 51 | 51
| 1030020003 | INSULATOR,SUSPENSION,TYPE E (CLASS 52-8)TIS.354 | PCS. | 60 | 60
| 1030110103 | CLAMP,STRAIN,WITH CLAMPING KEEPER,FOR AL.CONDUCTOR 400 SQ.MM. | SET | 9 | 0
| 1030140000 | CLEVIS-EYE | SET | 6 | 0
| 1030140001 | BALL-CLEVIS,ANSI TYPE K | SET | 6 | 0
| 1030140003 | SOCKET-EYE | SET | 9 | 0
| 1030140004 | Y-CLEVIS-BALL | SET | 3 | 0
| 1030140005 | BALL-CLEVIS,ANSI TYPE B | SET | 15 | 0
| 1030140006 | SOCKET-CLEVIS,ANSI TYPE B | SET | 9 | 0
| 1030140007 | SOCKET-CLEVIS,ANSI TYPE K | SET | 6 | 0
| 1030140013 | SPACER,PLATE,FOR AL.400 SQ.MM. | EACH | 9 | 0
set51156 | SD-TL-5 TAP LINE STRUCTURE
| 1010000100 | STEEL CHANNEL, 100x50x5 mm. 2,250 MM.LONG | PCS | 3 | 0
| 1010000400 | STEEL CHANNEL,200X80X7.5 MM.1,000 MM.LONG | PCS. | 9 | 0
| 1010010005 | STEEL ANGLE,OVERHEAD GROUND WIRE CORNER BAYONET 65X65X6 MM. 2,500 MM.LONG | SET | 1 | 0
| 1010100003 | WIRE,STEEL STRANDED 35 SQ.MM.TIS.404 | M | 2.5 | 0
| 1010110203 | BOLT,MACHINE M.16x250 mm. | SET | 3 | 0
| 1010110204 | BOLT,MACHINE M.16x300 mm. | SET | 5 | 0
| 1010110205 | BOLT,MACHINE M.16x350 mm. | SET | 4 | 0
| 1010110207 | BOLT,MACHINE M.16x450 mm. | SET | 6 | 0
| 1010110300 | BOLT,MACHINE M.20X350 MM. | SET | 3 | 0
| 1010110400 | BOLT,MACHINE, HEXAGON, M.16X75 MM. | SET | 3 | 0
| 1010150000 | BOLT,OVAL EYE M.16X150 MM. | SET | 3 | 0
| 1010150100 | BOLT,OVAL M.20X350 MM. | SET | 3 | 0
| 1010180100 | WASHER,PLAIN,SQUARE,LARGE 52x52x4.5 mm.HOLE DIA. 18 MM. TIS.258 | PCS. | 22 | 0
| 1010180101 | WASHER,PLAIN,SQUARE,LARGE 62X62X6 MM.HOLE DIA.22 MM. TIS.258 | PCS. | 12 | 0
| 1010180301 | WASHER,LOCK,SPRING,SIZE 16 mm.,GENERAL PURPOSE,TIS.259 | PCS. | 3 | 0
| 1010180302 | WASHER,LOCK,SPRING,SIZE 20 MM.,GENERAL PURPOSE,TIS.259 | PCS. | 3 | 0
| 1010200002 | BRACE,FLAT,FOR CROSSARM 40x6x1,000 mm. | PCS. | 3 | 0
| 1010210304 | THIMBLE,GUY,FOR STEEL WIRE 50-95 sq.mm. | PCS. | 2 | 0
| 1010230003 | CLAMP,TRIPLE BOLTS FOR STEEL STRANDED WIRE 35 SQ.MM. | SET | 3 | 0
| 1010230203 | GROUND WIRE SUPPORT AND CLAMP,FOR BAYONET | SET | 1 | 0
| 1020230001 | ARMOR-GRIP,PREFORMED,AL 400 SQ.MM. | EA | 6 | 0
| 1020420201 | CABLE LUG, NEMA HOLE, COMPRESSION TYPE, AL. 400 SQ.MM. | PCS. | 6 | 0
| 1020500100 | CONNECTOR,T-TYPE,COMPRESSION,FOR AL CONDUCTOR MAIN 400 SQ.MM. TO NEMA 4-HOLE PAD | SET | 6 | 0
| 1030020001 | INSULATOR,SUSPENSION,TYPE C (CLASS 52-3) TIS.354 | PCS. | 21 | 21
| 1030020003 | INSULATOR,SUSPENSION,TYPE E (CLASS 52-8)TIS.354 | PCS. | 30 | 30
| 1030110103 | CLAMP,STRAIN,WITH CLAMPING KEEPER,FOR AL.CONDUCTOR 400 SQ.MM. | SET | 6 | 0
| 1030140000 | CLEVIS-EYE | SET | 6 | 0
| 1030140001 | BALL-CLEVIS,ANSI TYPE K | SET | 3 | 0
| 1030140003 | SOCKET-EYE | SET | 6 | 0
| 1030140004 | Y-CLEVIS-BALL | SET | 3 | 0
| 1030140005 | BALL-CLEVIS,ANSI TYPE B | SET | 6 | 0
| 1030140006 | SOCKET-CLEVIS,ANSI TYPE B | SET | 3 | 0
| 1030140007 | SOCKET-CLEVIS,ANSI TYPE K | SET | 3 | 0
| 1030140013 | SPACER,PLATE,FOR AL.400 SQ.MM. | EACH | 6 | 0
set51157 | SD-DD-4 (WITH GROUND PLATE IN POLE) DOUBLE POLE, DOUBLE DEADEND STRUCTURE
| 1010000100 | STEEL CHANNEL, 100x50x5 mm. 2,250 MM.LONG | PCS | 3 | 3
| 1010000304 | STEEL CHANNEL150X75X6.5 MM.2,500MM. | PCS | 2 | 0
| 1010000400 | STEEL CHANNEL,200X80X7.5 MM.1,000 MM.LONG | PCS. | 6 | 6
| 1010010000 | STEEL ANGLE,65X65X6 MM.1,000 MM.LONG | PCS. | 2 | 2
| 1010030005 | PLATE,STEEL 6X100X900 MM. | EACH | 2 | 0
| 1010030006 | PLATE,STEEL,FOR OVERHEAD GROUND WIRE BAYONET,ACCORDING TO DWG.NO.SA3-015/44004 | PCS. | 2 | 0
| 1010100003 | WIRE,STEEL STRANDED 35 SQ.MM.TIS.404 | M | 2.5 | 0
| 1010110101 | BOLE,MACHINE M. 12X50 MM. | SET | 2 | 0
| 1010110200 | BOLT,MACHINE M.16x130 mm. | SET | 4 | 0
| 1010110204 | BOLT,MACHINE M.16x300 mm. | SET | 8 | 0
| 1010110205 | BOLT,MACHINE M.16x350 mm. | SET | 3 | 0
| 1010110301 | BOLT,MACHINE M.20x400 mm. | SET | 3 | 0
| 1010110302 | BOLT,MACHINE M.20X450 MM. | SET | 6 | 0
| 1010110400 | BOLT,MACHINE, HEXAGON, M.16X75 MM. | SET | 3 | 0
| 1010140001 | BOLT, ROUNG EYE M 16X200 MM. | SET | 2 | 0
| 1010150000 | BOLT,OVAL EYE M.16X150 MM. | SET | 3 | 0
| 1010150100 | BOLT,OVAL M.20X350 MM. | SET | 6 | 0
| 1010150101 | BOLT,OVAL M.20X450 MM. | SET | 3 | 0
| 1010180100 | WASHER,PLAIN,SQUARE,LARGE 52x52x4.5 mm.HOLE DIA. 18 MM. TIS.258 | PCS. | 28 | 0
| 1010180101 | WASHER,PLAIN,SQUARE,LARGE 62X62X6 MM.HOLE DIA.22 MM. TIS.258 | PCS. | 30 | 0
| 1010180301 | WASHER,LOCK,SPRING,SIZE 16 mm.,GENERAL PURPOSE,TIS.259 | PCS. | 6 | 0
| 1010180302 | WASHER,LOCK,SPRING,SIZE 20 MM.,GENERAL PURPOSE,TIS.259 | PCS. | 9 | 0
| 1010200009 | BRACE,ALLEY ARM 50x50x6 MM. 1,000 MM.LONG | PCS. | 3 | 3
| 1010210200 | BOLT,STRAND EYE,SINGLE M.16X350 MM. | SET | 3 | 0
| 1010210304 | THIMBLE,GUY,FOR STEEL WIRE 50-95 sq.mm. | PCS. | 2 | 0
| 1010230000 | CLAMP,SINGLE U-BOLT,M.8 (WIRE ROPE CLIP) | SET | 2 | 0
| 1010230003 | CLAMP,TRIPLE BOLTS FOR STEEL STRANDED WIRE 35 SQ.MM. | SET | 7 | 0
| 1020230001 | ARMOR-GRIP,PREFORMED,AL 400 SQ.MM. | EA | 6 | 0
| 1020240000 | SPACER,HELICAL ROD,PREFORMED,FOR AL.400 SQ.MM. | SET | 9 | 0
| 1020420302 | TERMINAL,COMPRESSION,15 DEGREE PAD,NEMA,4-HOLE,FOR AL. 400 SQ.MM. | PCS. | 12 | 0
| 1020430101 | CLAMP,DEAD END,COMPRESSION,DOUBLE LUG,FOR AL.CONDUCTOR 400 SQ.MM. | SET | 6 | 0
| 1030020001 | INSULATOR,SUSPENSION,TYPE C (CLASS 52-3) TIS.354 | PCS. | 21 | 21
| 1030020003 | INSULATOR,SUSPENSION,TYPE E (CLASS 52-8)TIS.354 | PCS. | 60 | 60
| 1030110103 | CLAMP,STRAIN,WITH CLAMPING KEEPER,FOR AL.CONDUCTOR 400 SQ.MM. | SET | 6 | 0
| 1030140000 | CLEVIS-EYE | SET | 6 | 0
| 1030140001 | BALL-CLEVIS,ANSI TYPE K | SET | 6 | 0
| 1030140003 | SOCKET-EYE | SET | 6 | 0
| 1030140004 | Y-CLEVIS-BALL | SET | 3 | 0
| 1030140005 | BALL-CLEVIS,ANSI TYPE B | SET | 12 | 0
| 1030140006 | SOCKET-CLEVIS,ANSI TYPE B | SET | 9 | 0
| 1030140007 | SOCKET-CLEVIS,ANSI TYPE K | SET | 6 | 0
| 1030140013 | SPACER,PLATE,FOR AL.400 SQ.MM. | EACH | 9 | 0
| 9090011007 | WELDING POWDER, ST. WIRE 50 SQ.MM. TO GD | EA | 2 | 0
set51158 | SD-SA-3 (WITH GROUND PLATE IN POLE) ANGLE STRUCTURE ADJACENT TO DOUBLE DEADEND POLE
| 1010000100 | STEEL CHANNEL, 100x50x5 mm. 2,250 MM.LONG | PCS | 3 | 3
| 1010010004 | STEEL ANGLE,OVERHEAD GROUND WIRE BAYONET 65X65X6 MM. 2,500 MM.LONG | PCS. | 1 | 0
| 1010010005 | STEEL ANGLE,OVERHEAD GROUND WIRE CORNER BAYONET 65X65X6 MM. 2,500 MM.LONG | SET | 0 | 0
| 1010030002 | PLATE,STEEL 6X100X450 MM. | PCS. | 12 | 0
| 1010030006 | PLATE,STEEL,FOR OVERHEAD GROUND WIRE BAYONET,ACCORDING TO DWG.NO.SA3-015/44004 | PCS. | 1 | 0
| 1010050000 | ST. PIPE,SIZE 20, 100 MM.LONG W/O T.E. | PCS. | 6 | 0
| 1010100003 | WIRE,STEEL STRANDED 35 SQ.MM.TIS.404 | M | 2.5 | 0
| 1010110101 | BOLE,MACHINE M. 12X50 MM. | SET | 1 | 0
| 1010110200 | BOLT,MACHINE M.16x130 mm. | SET | 3 | 0
| 1010110204 | BOLT,MACHINE M.16x300 mm. | SET | 4 | 0
| 1010110205 | BOLT,MACHINE M.16x350 mm. | SET | 2 | 0
| 1010110300 | BOLT,MACHINE M.20X350 MM. | SET | 3 | 0
| 1010150000 | BOLT,OVAL EYE M.16X150 MM. | SET | 3 | 0
| 1010180100 | WASHER,PLAIN,SQUARE,LARGE 52x52x4.5 mm.HOLE DIA. 18 MM. TIS.258 | PCS. | 18 | 0
| 1010180101 | WASHER,PLAIN,SQUARE,LARGE 62X62X6 MM.HOLE DIA.22 MM. TIS.258 | PCS. | 6 | 0
| 1010180301 | WASHER,LOCK,SPRING,SIZE 16 mm.,GENERAL PURPOSE,TIS.259 | PCS. | 3 | 0
| 1010200009 | BRACE,ALLEY ARM 50x50x6 MM. 1,000 MM.LONG | PCS. | 3 | 3
| 1010230003 | CLAMP,TRIPLE BOLTS FOR STEEL STRANDED WIRE 35 SQ.MM. | SET | 1 | 0
| 1010230203 | GROUND WIRE SUPPORT AND CLAMP,FOR BAYONET | SET | 1 | 0
| 1020230001 | ARMOR-GRIP,PREFORMED,AL 400 SQ.MM. | EA | 6 | 0
| 1030020001 | INSULATOR,SUSPENSION,TYPE C (CLASS 52-3) TIS.354 | PCS. | 21 | 21
| 1030140000 | CLEVIS-EYE | SET | 6 | 0
| 1030140004 | Y-CLEVIS-BALL | SET | 3 | 0
| 1030140006 | SOCKET-CLEVIS,ANSI TYPE B | SET | 3 | 0
| 1030140012 | BRACKET,CORNER SUSPENSION | SET | 3 | 0
| 1030140013 | SPACER,PLATE,FOR AL.400 SQ.MM. | EACH | 3 | 0
| 9090011007 | WELDING POWDER, ST. WIRE 50 SQ.MM. TO GD | EA | 1 | 0
set51166 | SD-SA-6 SMALL ANGLE STRUCTURE
| 1010000103 | STEEL CHANNEL,100X50X5 MM.4,200 MM.LONG | PCS | 4 | 0
| 1010010005 | STEEL ANGLE,OVERHEAD GROUND WIRE CORNER BAYONET 65X65X6 MM. 2,500 MM.LONG | SET | 1 | 0
| 1010030002 | PLATE,STEEL 6X100X450 MM. | PCS. | 8 | 0
| 1010030006 | PLATE,STEEL,FOR OVERHEAD GROUND WIRE BAYONET,ACCORDING TO DWG.NO.SA3-015/44004 | PCS. | 1 | 0
| 1010050000 | ST. PIPE,SIZE 20, 100 MM.LONG W/O T.E. | PCS. | 3 | 0
| 1010100003 | WIRE,STEEL STRANDED 35 SQ.MM.TIS.404 | M | 2.5 | 0
| 1010110101 | BOLE,MACHINE M. 12X50 MM. | SET | 1 | 0
| 1010110200 | BOLT,MACHINE M.16x130 mm. | SET | 16 | 0
| 1010110204 | BOLT,MACHINE M.16x300 mm. | SET | 3 | 0
| 1010110205 | BOLT,MACHINE M.16x350 mm. | SET | 5 | 0
| 1010110301 | BOLT,MACHINE M.20x400 mm. | SET | 2 | 0
| 1010150000 | BOLT,OVAL EYE M.16X150 MM. | SET | 3 | 0
| 1010180100 | WASHER,PLAIN,SQUARE,LARGE 52x52x4.5 mm.HOLE DIA. 18 MM. TIS.258 | PCS. | 33 | 0
| 1010180101 | WASHER,PLAIN,SQUARE,LARGE 62X62X6 MM.HOLE DIA.22 MM. TIS.258 | PCS. | 2 | 0
| 1010180301 | WASHER,LOCK,SPRING,SIZE 16 mm.,GENERAL PURPOSE,TIS.259 | PCS. | 3 | 0
| 1010200007 | BRACE,ANGLE STEEL 50x50x6 mm. 1,800 mm.WIDE 450 mm.DROP | PCS. | 4 | 0
| 1010230003 | CLAMP,TRIPLE BOLTS FOR STEEL STRANDED WIRE 35 SQ.MM. | SET | 1 | 0
| 1010230203 | GROUND WIRE SUPPORT AND CLAMP,FOR BAYONET | SET | 1 | 0
| 1020230001 | ARMOR-GRIP,PREFORMED,AL 400 SQ.MM. | EA | 6 | 0
| 1030020001 | INSULATOR,SUSPENSION,TYPE C (CLASS 52-3) TIS.354 | PCS. | 21 | 21
| 1030140000 | CLEVIS-EYE | SET | 6 | 0
| 1030140004 | Y-CLEVIS-BALL | SET | 3 | 0
| 1030140006 | SOCKET-CLEVIS,ANSI TYPE B | SET | 3 | 0
| 1030140013 | SPACER,PLATE,FOR AL.400 SQ.MM. | EACH | 3 | 0
| 9090011007 | WELDING POWDER, ST. WIRE 50 SQ.MM. TO GD | EA | 1 | 0
set51173 | SD-AS-3 ANGLE STRUCTURE
| 1000120004 | CROSSARM,CHANNEL STEEL,ALLEY ARM,150X75X9 MM.3,000 MM.LONG | PCS. | 6 | 0
| 1010030002 | PLATE,STEEL 6X100X450 MM. | PCS. | 6 | 0
| 1010030102 | PLATE,STEEL DOUBLE ARMING 12X100X760 MM. | PCS. | 6 | 0
| 1010050002 | ST. PIPE,SIZE 20, 150 MM.LONG W/O T.E. | PCS. | 3 | 0
| 1010110203 | BOLT,MACHINE M.16x250 mm. | SET | 12 | 0
| 1010110204 | BOLT,MACHINE M.16x300 mm. | SET | 1 | 0
| 1010110205 | BOLT,MACHINE M.16x350 mm. | SET | 2 | 0
| 1010110300 | BOLT,MACHINE M.20X350 MM. | SET | 2 | 0
| 1010110301 | BOLT,MACHINE M.20x400 mm. | SET | 1 | 0
| 1010120000 | BOLT,DOUBLE ARMING,M.16x400 mm. | SET | 3 | 0
| 1010150001 | BOLT,OVAL EYE M.16X200 MM. | SET | 3 | 0
| 1010150002 | Bolt, Oval eye m.16x350 mm. | SET | 1 | 0
| 1010180001 | NUT,EYE M.16 DIN 582 | PCS | 2 | 0
| 1010180100 | WASHER,PLAIN,SQUARE,LARGE 52x52x4.5 mm.HOLE DIA. 18 MM. TIS.258 | PCS. | 44 | 0
| 1010180101 | WASHER,PLAIN,SQUARE,LARGE 62X62X6 MM.HOLE DIA.22 MM. TIS.258 | PCS. | 6 | 0
| 1010180301 | WASHER,LOCK,SPRING,SIZE 16 mm.,GENERAL PURPOSE,TIS.259 | PCS. | 3 | 0
| 1010200003 | BRACE,FLAT,FOR CROSSARM 50X10X1,950 MM. | PCS. | 6 | 0
| 1010210304 | THIMBLE,GUY,FOR STEEL WIRE 50-95 sq.mm. | PCS. | 3 | 0
| 1010230000 | CLAMP,SINGLE U-BOLT,M.8 (WIRE ROPE CLIP) | SET | 12 | 0
| 1020230001 | ARMOR-GRIP,PREFORMED,AL 400 SQ.MM. | EA | 6 | 0
| 1020240000 | SPACER,HELICAL ROD,PREFORMED,FOR AL.400 SQ.MM. | SET | 6 | 0
| 1020420302 | TERMINAL,COMPRESSION,15 DEGREE PAD,NEMA,4-HOLE,FOR AL. 400 SQ.MM. | PCS. | 6 | 0
| 1020430001 | CLAMP DEAD END,COMPRESSION,SINGLE LUG,FOR AL.CONDUCTOR 400 SQ.MM. | SET | 6 | 0
| 1030020001 | INSULATOR,SUSPENSION,TYPE C (CLASS 52-3) TIS.354 | PCS. | 21 | 21
| 1030020003 | INSULATOR,SUSPENSION,TYPE E (CLASS 52-8)TIS.354 | PCS. | 60 | 60
| 1030110103 | CLAMP,STRAIN,WITH CLAMPING KEEPER,FOR AL.CONDUCTOR 400 SQ.MM. | SET | 6 | 0
| 1030140000 | CLEVIS-EYE | SET | 6 | 0
| 1030140001 | BALL-CLEVIS,ANSI TYPE K | SET | 6 | 0
| 1030140003 | SOCKET-EYE | SET | 6 | 0
| 1030140004 | Y-CLEVIS-BALL | SET | 3 | 0
| 1030140005 | BALL-CLEVIS,ANSI TYPE B | SET | 12 | 0
| 1030140006 | SOCKET-CLEVIS,ANSI TYPE B | SET | 9 | 0
| 1030140007 | SOCKET-CLEVIS,ANSI TYPE K | SET | 6 | 0
| 1030140011 | CLEVIS,THIMBLE,FOR PREFORMED DEAD-END | EACH | 3 | 0
| 1030140013 | SPACER,PLATE,FOR AL.400 SQ.MM. | EACH | 9 | 0
set51174 | SPECIAL (SD-TG-8, SD-AS-6, SD-UG-3)
| 1000120001 | CROSSARM,STEEL 100X50X3.2 MM.4,200 MM.LONG | PCS. | 4 | 0
| 1010000303 | STEEL CHANNEL,150X75X6.5 MM.6,000 MM.LONG | PCS. | 2 | 2
| 1010030102 | PLATE,STEEL DOUBLE ARMING 12X100X760 MM. | PCS. | 4 | 0
| 1010110205 | BOLT,MACHINE M.16x350 mm. | SET | 4 | 0
| 1010110208 | BOLT,MACHINE M.16x500 mm. | SET | 2 | 0
| 1010110400 | BOLT,MACHINE, HEXAGON, M.16X75 MM. | SET | 8 | 0
| 1010120000 | BOLT,DOUBLE ARMING,M.16x400 mm. | SET | 8 | 0
| 1010180100 | WASHER,PLAIN,SQUARE,LARGE 52x52x4.5 mm.HOLE DIA. 18 MM. TIS.258 | PCS. | 40 | 0
| 1010180301 | WASHER,LOCK,SPRING,SIZE 16 mm.,GENERAL PURPOSE,TIS.259 | PCS. | 12 | 0
| 1010200007 | BRACE,ANGLE STEEL 50x50x6 mm. 1,800 mm.WIDE 450 mm.DROP | PCS. | 4 | 0
| 1020240000 | SPACER,HELICAL ROD,PREFORMED,FOR AL.400 SQ.MM. | SET | 4 | 0
| 1020420302 | TERMINAL,COMPRESSION,15 DEGREE PAD,NEMA,4-HOLE,FOR AL. 400 SQ.MM. | PCS. | 6 | 0
| 1020430001 | CLAMP DEAD END,COMPRESSION,SINGLE LUG,FOR AL.CONDUCTOR 400 SQ.MM. | SET | 6 | 0
| 1030020001 | INSULATOR,SUSPENSION,TYPE C (CLASS 52-3) TIS.354 | PCS. | 21 | 21
| 1030020003 | INSULATOR,SUSPENSION,TYPE E (CLASS 52-8)TIS.354 | PCS. | 60 | 60
| 1030110103 | CLAMP,STRAIN,WITH CLAMPING KEEPER,FOR AL.CONDUCTOR 400 SQ.MM. | SET | 6 | 0
| 1030120002 | CLAMP,SUSPENSION,FOR AL 400 SQ.MM. | SET | 2 | 0
| 1030140000 | CLEVIS-EYE | SET | 2 | 0
| 1030140001 | BALL-CLEVIS,ANSI TYPE K | SET | 6 | 0
| 1030140002 | BALL-HOOK | SET | 1 | 0
| 1030140003 | SOCKET-EYE | SET | 6 | 0
| 1030140005 | BALL-CLEVIS,ANSI TYPE B | SET | 12 | 0
| 1030140006 | SOCKET-CLEVIS,ANSI TYPE B | SET | 7 | 0
| 1030140007 | SOCKET-CLEVIS,ANSI TYPE K | SET | 6 | 0
| 1030140013 | SPACER,PLATE,FOR AL.400 SQ.MM. | EACH | 7 | 0
set51176 | SD-AS-6 ANGLE STRUCTURE
| 1000120001 | CROSSARM,STEEL 100X50X3.2 MM.4,200 MM.LONG | PCS. | 2 | 0
| 1010000100 | STEEL CHANNEL, 100x50x5 mm. 2,250 MM.LONG | PCS | 1 | 0
| 1010000303 | STEEL CHANNEL,150X75X6.5 MM.6,000 MM.LONG | PCS. | 1 | 0
| 1010010000 | STEEL ANGLE,65X65X6 MM.1,000 MM.LONG | PCS. | 1 | 0
| 1010030002 | PLATE,STEEL 6X100X450 MM. | PCS. | 4 | 0
| 1010030102 | PLATE,STEEL DOUBLE ARMING 12X100X760 MM. | PCS. | 2 | 0
| 1010050002 | ST. PIPE,SIZE 20, 150 MM.LONG W/O T.E. | PCS. | 1 | 0
| 1010100003 | WIRE,STEEL STRANDED 35 SQ.MM.TIS.404 | M | 5 | 0
| 1010110201 | BOLT,MACHINE M.16x170 mm. | SET | 5 | 0
| 1010110202 | BOLT,MACHINE M.16x200 mm. | SET | 4 | 0
| 1010110204 | BOLT,MACHINE M.16x300 mm. | SET | 3 | 0
| 1010110205 | BOLT,MACHINE M.16x350 mm. | SET | 2 | 0
| 1010110300 | BOLT,MACHINE M.20X350 MM. | SET | 1 | 0
| 1010110400 | BOLT,MACHINE, HEXAGON, M.16X75 MM. | SET | 4 | 0
| 1010120000 | BOLT,DOUBLE ARMING,M.16x400 mm. | SET | 4 | 0
| 1010150000 | BOLT,OVAL EYE M.16X150 MM. | SET | 1 | 0
| 1010150100 | BOLT,OVAL M.20X350 MM. | SET | 1 | 0
| 1010180002 | NET,EYE M.20 | PCS. | 1 | 0
| 1010180003 | NUT,EYE,THIMBLE M.16 | EACH | 1 | 0
| 1010180100 | WASHER,PLAIN,SQUARE,LARGE 52x52x4.5 mm.HOLE DIA. 18 MM. TIS.258 | PCS. | 40 | 0
| 1010180101 | WASHER,PLAIN,SQUARE,LARGE 62X62X6 MM.HOLE DIA.22 MM. TIS.258 | PCS. | 2 | 0
| 1010180301 | WASHER,LOCK,SPRING,SIZE 16 mm.,GENERAL PURPOSE,TIS.259 | PCS. | 7 | 0
| 1010180302 | WASHER,LOCK,SPRING,SIZE 20 MM.,GENERAL PURPOSE,TIS.259 | PCS. | 2 | 0
| 1010200007 | BRACE,ANGLE STEEL 50x50x6 mm. 1,800 mm.WIDE 450 mm.DROP | PCS. | 2 | 0
| 1010210200 | BOLT,STRAND EYE,SINGLE M.16X350 MM. | SET | 1 | 0
| 1010230000 | CLAMP,SINGLE U-BOLT,M.8 (WIRE ROPE CLIP) | SET | 1 | 0
| 1010230003 | CLAMP,TRIPLE BOLTS FOR STEEL STRANDED WIRE 35 SQ.MM. | SET | 5 | 0
| 1020230001 | ARMOR-GRIP,PREFORMED,AL 400 SQ.MM. | EA | 2 | 0
| 1020240000 | SPACER,HELICAL ROD,PREFORMED,FOR AL.400 SQ.MM. | SET | 4 | 0
| 1020420302 | TERMINAL,COMPRESSION,15 DEGREE PAD,NEMA,4-HOLE,FOR AL. 400 SQ.MM. | PCS. | 6 | 0
| 1020430001 | CLAMP DEAD END,COMPRESSION,SINGLE LUG,FOR AL.CONDUCTOR 400 SQ.MM. | SET | 6 | 0
| 1030020001 | INSULATOR,SUSPENSION,TYPE C (CLASS 52-3) TIS.354 | PCS. | 7 | 7
| 1030020003 | INSULATOR,SUSPENSION,TYPE E (CLASS 52-8)TIS.354 | PCS. | 60 | 60
| 1030110103 | CLAMP,STRAIN,WITH CLAMPING KEEPER,FOR AL.CONDUCTOR 400 SQ.MM. | SET | 6 | 0
| 1030140000 | CLEVIS-EYE | SET | 2 | 0
| 1030140001 | BALL-CLEVIS,ANSI TYPE K | SET | 6 | 0
| 1030140003 | SOCKET-EYE | SET | 6 | 0
| 1030140004 | Y-CLEVIS-BALL | SET | 1 | 0
| 1030140005 | BALL-CLEVIS,ANSI TYPE B | SET | 12 | 0
| 1030140006 | SOCKET-CLEVIS,ANSI TYPE B | SET | 7 | 0
| 1030140007 | SOCKET-CLEVIS,ANSI TYPE K | SET | 6 | 0
| 1030140013 | SPACER,PLATE,FOR AL.400 SQ.MM. | EACH | 7 | 0
set51185 | SD-DE-2 DEAD END STRUCTURE
| 1000120001 | CROSSARM,STEEL 100X50X3.2 MM.4,200 MM.LONG | PCS. | 2 | 0
| 1010000303 | STEEL CHANNEL,150X75X6.5 MM.6,000 MM.LONG | PCS. | 1 | 0
| 1010030102 | PLATE,STEEL DOUBLE ARMING 12X100X760 MM. | PCS. | 2 | 0
| 1010110201 | BOLT,MACHINE M.16x170 mm. | SET | 4 | 0
| 1010110205 | BOLT,MACHINE M.16x350 mm. | SET | 4 | 0
| 1010110300 | BOLT,MACHINE M.20X350 MM. | SET | 1 | 0
| 1010110400 | BOLT,MACHINE, HEXAGON, M.16X75 MM. | SET | 4 | 0
| 1010120000 | BOLT,DOUBLE ARMING,M.16x400 mm. | SET | 4 | 0
| 1010150001 | BOLT,OVAL EYE M.16X200 MM. | SET | 1 | 0
| 1010150100 | BOLT,OVAL M.20X350 MM. | SET | 1 | 0
| 1010180100 | WASHER,PLAIN,SQUARE,LARGE 52x52x4.5 mm.HOLE DIA. 18 MM. TIS.258 | PCS. | 27 | 0
| 1010180101 | WASHER,PLAIN,SQUARE,LARGE 62X62X6 MM.HOLE DIA.22 MM. TIS.258 | PCS. | 2 | 0
| 1010180301 | WASHER,LOCK,SPRING,SIZE 16 mm.,GENERAL PURPOSE,TIS.259 | PCS. | 4 | 0
| 1010180302 | WASHER,LOCK,SPRING,SIZE 20 MM.,GENERAL PURPOSE,TIS.259 | PCS. | 2 | 0
| 1010200007 | BRACE,ANGLE STEEL 50x50x6 mm. 1,800 mm.WIDE 450 mm.DROP | PCS. | 2 | 0
| 1010210304 | THIMBLE,GUY,FOR STEEL WIRE 50-95 sq.mm. | PCS. | 1 | 0
| 1010230003 | CLAMP,TRIPLE BOLTS FOR STEEL STRANDED WIRE 35 SQ.MM. | SET | 2 | 0
| 1030020003 | INSULATOR,SUSPENSION,TYPE E (CLASS 52-8)TIS.354 | PCS. | 30 | 30
| 1030110103 | CLAMP,STRAIN,WITH CLAMPING KEEPER,FOR AL.CONDUCTOR 400 SQ.MM. | SET | 6 | 0
| 1030140000 | CLEVIS-EYE | SET | 3 | 0
| 1030140003 | SOCKET-EYE | SET | 6 | 0
| 1030140005 | BALL-CLEVIS,ANSI TYPE B | SET | 6 | 0
| 1030140007 | SOCKET-CLEVIS,ANSI TYPE K | SET | 3 | 0
| 1030140013 | SPACER,PLATE,FOR AL.400 SQ.MM. | EACH | 3 | 0
set51186 | SD-DE-2* DEADEND STRUCTURE(DOUBLE POLE)
| 1000120002 | CROSSARM,STEEL ANGLE 150X150X12 MM.4,500 MM.LONG | PCS. | 6 | 0
| 1010000400 | STEEL CHANNEL,200X80X7.5 MM.1,000 MM.LONG | PCS. | 6 | 0
| 1010010000 | STEEL ANGLE,65X65X6 MM.1,000 MM.LONG | PCS. | 3 | 0
| 1010030102 | PLATE,STEEL DOUBLE ARMING 12X100X760 MM. | PCS. | 6 | 0
| 1010050200 | TUBE, RECTANGULAR STEEL 100X50X3.2 MM., 100 MM.LONG | PCS. | 12 | 0
| 1010110201 | BOLT,MACHINE M.16x170 mm. | SET | 12 | 0
| 1010110204 | BOLT,MACHINE M.16x300 mm. | SET | 2 | 0
| 1010110205 | BOLT,MACHINE M.16x350 mm. | SET | 3 | 0
| 1010110302 | BOLT,MACHINE M.20X450 MM. | SET | 6 | 0
| 1010110400 | BOLT,MACHINE, HEXAGON, M.16X75 MM. | SET | 12 | 0
| 1010120000 | BOLT,DOUBLE ARMING,M.16x400 mm. | SET | 12 | 0
| 1010150000 | BOLT,OVAL EYE M.16X150 MM. | SET | 3 | 0
| 1010150100 | BOLT,OVAL M.20X350 MM. | SET | 7 | 0
| 1010150101 | BOLT,OVAL M.20X450 MM. | SET | 2 | 0
| 1010180100 | WASHER,PLAIN,SQUARE,LARGE 52x52x4.5 mm.HOLE DIA. 18 MM. TIS.258 | PCS. | 78 | 0
| 1010180101 | WASHER,PLAIN,SQUARE,LARGE 62X62X6 MM.HOLE DIA.22 MM. TIS.258 | PCS. | 15 | 0
| 1010180301 | WASHER,LOCK,SPRING,SIZE 16 mm.,GENERAL PURPOSE,TIS.259 | PCS. | 18 | 0
| 1010180302 | WASHER,LOCK,SPRING,SIZE 20 MM.,GENERAL PURPOSE,TIS.259 | PCS. | 9 | 0
| 1010200007 | BRACE,ANGLE STEEL 50x50x6 mm. 1,800 mm.WIDE 450 mm.DROP | PCS. | 6 | 0
| 1010210200 | BOLT,STRAND EYE,SINGLE M.16X350 MM. | SET | 3 | 0
| 1010230000 | CLAMP,SINGLE U-BOLT,M.8 (WIRE ROPE CLIP) | SET | 14 | 0
| 1020230001 | ARMOR-GRIP,PREFORMED,AL 400 SQ.MM. | EA | 6 | 0
| 1020240000 | SPACER,HELICAL ROD,PREFORMED,FOR AL.400 SQ.MM. | SET | 6 | 0
| 1020420302 | TERMINAL,COMPRESSION,15 DEGREE PAD,NEMA,4-HOLE,FOR AL. 400 SQ.MM. | PCS. | 6 | 0
| 1020430001 | CLAMP DEAD END,COMPRESSION,SINGLE LUG,FOR AL.CONDUCTOR 400 SQ.MM. | SET | 6 | 0
| 1030020001 | INSULATOR,SUSPENSION,TYPE C (CLASS 52-3) TIS.354 | PCS. | 21 | 21
| 1030020003 | INSULATOR,SUSPENSION,TYPE E (CLASS 52-8)TIS.354 | PCS. | 60 | 60
| 1030110103 | CLAMP,STRAIN,WITH CLAMPING KEEPER,FOR AL.CONDUCTOR 400 SQ.MM. | SET | 6 | 0
| 1030140000 | CLEVIS-EYE | SET | 6 | 0
| 1030140001 | BALL-CLEVIS,ANSI TYPE K | SET | 6 | 0
| 1030140003 | SOCKET-EYE | SET | 6 | 0
| 1030140004 | Y-CLEVIS-BALL | SET | 3 | 0
| 1030140005 | BALL-CLEVIS,ANSI TYPE B | SET | 12 | 0
| 1030140006 | SOCKET-CLEVIS,ANSI TYPE B | SET | 9 | 0
| 1030140007 | SOCKET-CLEVIS,ANSI TYPE K | SET | 6 | 0
| 1030140011 | CLEVIS,THIMBLE,FOR PREFORMED DEAD-END | EACH | 3 | 0
| 1030140013 | SPACER,PLATE,FOR AL.400 SQ.MM. | EACH | 9 | 0
set51188 | SD-IH-2 INCREASING HEIGHT OF CONDUCTOR STRINGING STRUCTURE
| 1000120002 | CROSSARM,STEEL ANGLE 150X150X12 MM.4,500 MM.LONG | PCS. | 4 | 0
| 1010010005 | STEEL ANGLE,OVERHEAD GROUND WIRE CORNER BAYONET 65X65X6 MM. 2,500 MM.LONG | SET | 1 | 0
| 1010030102 | PLATE,STEEL DOUBLE ARMING 12X100X760 MM. | PCS. | 4 | 0
| 1010100003 | WIRE,STEEL STRANDED 35 SQ.MM.TIS.404 | M | 2.5 | 0
| 1010110201 | BOLT,MACHINE M.16x170 mm. | SET | 8 | 0
| 1010110204 | BOLT,MACHINE M.16x300 mm. | SET | 4 | 0
| 1010110205 | BOLT,MACHINE M.16x350 mm. | SET | 1 | 0
| 1010110301 | BOLT,MACHINE M.20x400 mm. | SET | 2 | 0
| 1010110400 | BOLT,MACHINE, HEXAGON, M.16X75 MM. | SET | 8 | 0
| 1010120000 | BOLT,DOUBLE ARMING,M.16x400 mm. | SET | 8 | 0
| 1010180100 | WASHER,PLAIN,SQUARE,LARGE 52x52x4.5 mm.HOLE DIA. 18 MM. TIS.258 | PCS. | 28 | 0
| 1010180101 | WASHER,PLAIN,SQUARE,LARGE 62X62X6 MM.HOLE DIA.22 MM. TIS.258 | PCS. | 4 | 0
| 1010180301 | WASHER,LOCK,SPRING,SIZE 16 mm.,GENERAL PURPOSE,TIS.259 | PCS. | 8 | 0
| 1010200007 | BRACE,ANGLE STEEL 50x50x6 mm. 1,800 mm.WIDE 450 mm.DROP | PCS. | 4 | 0
| 1010230000 | CLAMP,SINGLE U-BOLT,M.8 (WIRE ROPE CLIP) | SET | 3 | 0
| 1010230203 | GROUND WIRE SUPPORT AND CLAMP,FOR BAYONET | SET | 1 | 0
| 1020240000 | SPACER,HELICAL ROD,PREFORMED,FOR AL.400 SQ.MM. | SET | 3 | 0
| 1020420302 | TERMINAL,COMPRESSION,15 DEGREE PAD,NEMA,4-HOLE,FOR AL. 400 SQ.MM. | PCS. | 6 | 0
| 1020430001 | CLAMP DEAD END,COMPRESSION,SINGLE LUG,FOR AL.CONDUCTOR 400 SQ.MM. | SET | 6 | 0
| 1030020003 | INSULATOR,SUSPENSION,TYPE E (CLASS 52-8)TIS.354 | PCS. | 60 | 60
| 1030110103 | CLAMP,STRAIN,WITH CLAMPING KEEPER,FOR AL.CONDUCTOR 400 SQ.MM. | SET | 6 | 0
| 1030140001 | BALL-CLEVIS,ANSI TYPE K | SET | 6 | 0
| 1030140003 | SOCKET-EYE | SET | 6 | 0
| 1030140005 | BALL-CLEVIS,ANSI TYPE B | SET | 12 | 0
| 1030140006 | SOCKET-CLEVIS,ANSI TYPE B | SET | 6 | 0
| 1030140007 | SOCKET-CLEVIS,ANSI TYPE K | SET | 6 | 0
| 1030140011 | CLEVIS,THIMBLE,FOR PREFORMED DEAD-END | EACH | 1 | 0
| 1030140013 | SPACER,PLATE,FOR AL.400 SQ.MM. | EACH | 6 | 0
set51191 | SD-SW-2 TRIPLE POLE AIR BREAK SWITCH
| 1010010004 | STEEL ANGLE,OVERHEAD GROUND WIRE BAYONET 65X65X6 MM. 2,500 MM.LONG | PCS. | 1 | 0
| 1010100003 | WIRE,STEEL STRANDED 35 SQ.MM.TIS.404 | M | 2.5 | 0
| 1010110207 | BOLT,MACHINE M.16x450 mm. | SET | 7 | 0
| 1010110208 | BOLT,MACHINE M.16x500 mm. | SET | 2 | 0
| 1010120001 | BOLT,DOUBLE ARMING,M.16x450 mm. | SET | 2 | 0
| 1010180100 | WASHER,PLAIN,SQUARE,LARGE 52x52x4.5 mm.HOLE DIA. 18 MM. TIS.258 | PCS. | 11 | 0
| 1010220007 | ROD,GROUND,COPPER COVERED STEEL,16 MM.DIA., 3 M. LONG | SET | 1 | 0
| 1010230000 | CLAMP,SINGLE U-BOLT,M.8 (WIRE ROPE CLIP) | SET | 3 | 0
| 1010230203 | GROUND WIRE SUPPORT AND CLAMP,FOR BAYONET | SET | 1 | 0
| 1020000005 | COND.,CU,BARE 50 SQ.MM.TIS.64 | M | 10 | 0
| 1030020003 | INSULATOR,SUSPENSION,TYPE E (CLASS 52-8)TIS.354 | PCS. | 60 | 60
| 1030110103 | CLAMP,STRAIN,WITH CLAMPING KEEPER,FOR AL.CONDUCTOR 400 SQ.MM. | SET | 12 | 0
| 1030140001 | BALL-CLEVIS,ANSI TYPE K | SET | 6 | 0
| 1030140003 | SOCKET-EYE | SET | 0 | 0
| 1030140005 | BALL-CLEVIS,ANSI TYPE B | SET | 0 | 0
| 1030140007 | SOCKET-CLEVIS,ANSI TYPE K | SET | 6 | 0
| 1030140013 | SPACER,PLATE,FOR AL.400 SQ.MM. | EACH | 6 | 0
| 1040060200 | SWITCH,AIR BREAK,TRIPLE POLE,115 KV.1,200 A.61 KA.HORIZONTAL OPENING | SET | 1 | 0
| 1080040001 | CONDUIT,PVC,RIGID,DIA. 20x2500 mm.TIS.216 | EACH | 1 | 0
set51192 | SD-SW-3 TRIPLE POLE AIR BREAK SWITCH
| 1010000100 | STEEL CHANNEL, 100x50x5 mm. 2,250 MM.LONG | PCS | 3 | 0
| 1010010004 | STEEL ANGLE,OVERHEAD GROUND WIRE BAYONET 65X65X6 MM. 2,500 MM.LONG | PCS. | 1 | 0
| 1010100003 | WIRE,STEEL STRANDED 35 SQ.MM.TIS.404 | M | 2.5 | 0
| 1010110204 | BOLT,MACHINE M.16x300 mm. | SET | 3 | 0
| 1010110205 | BOLT,MACHINE M.16x350 mm. | SET | 2 | 0
| 1010110301 | BOLT,MACHINE M.20x400 mm. | SET | 3 | 0
| 1010110400 | BOLT,MACHINE, HEXAGON, M.16X75 MM. | SET | 3 | 0
| 1010120001 | BOLT,DOUBLE ARMING,M.16x450 mm. | SET | 7 | 0
| 1010120002 | BOLT,DOUBLE ARMING,M.16x500 mm. | SET | 2 | 0
| 1010180100 | WASHER,PLAIN,SQUARE,LARGE 52x52x4.5 mm.HOLE DIA. 18 MM. TIS.258 | PCS. | 14 | 0
| 1010180101 | WASHER,PLAIN,SQUARE,LARGE 62X62X6 MM.HOLE DIA.22 MM. TIS.258 | PCS. | 3 | 0
| 1010200002 | BRACE,FLAT,FOR CROSSARM 40x6x1,000 mm. | PCS. | 3 | 0
| 1010220007 | ROD,GROUND,COPPER COVERED STEEL,16 MM.DIA., 3 M. LONG | SET | 1 | 0
| 1010230000 | CLAMP,SINGLE U-BOLT,M.8 (WIRE ROPE CLIP) | SET | 3 | 0
| 1010230203 | GROUND WIRE SUPPORT AND CLAMP,FOR BAYONET | SET | 1 | 0
| 1020000005 | COND.,CU,BARE 50 SQ.MM.TIS.64 | M | 11 | 0
| 1020230001 | ARMOR-GRIP,PREFORMED,AL 400 SQ.MM. | EA | 6 | 0
| 1030020001 | INSULATOR,SUSPENSION,TYPE C (CLASS 52-3) TIS.354 | PCS. | 21 | 21
| 1030020003 | INSULATOR,SUSPENSION,TYPE E (CLASS 52-8)TIS.354 | PCS. | 60 | 60
| 1030110103 | CLAMP,STRAIN,WITH CLAMPING KEEPER,FOR AL.CONDUCTOR 400 SQ.MM. | SET | 12 | 0
| 1030140001 | BALL-CLEVIS,ANSI TYPE K | SET | 6 | 0
| 1030140003 | SOCKET-EYE | SET | 12 | 0
| 1030140004 | Y-CLEVIS-BALL | SET | 3 | 0
| 1030140005 | BALL-CLEVIS,ANSI TYPE B | SET | 12 | 0
| 1030140006 | SOCKET-CLEVIS,ANSI TYPE B | SET | 3 | 0
| 1030140007 | SOCKET-CLEVIS,ANSI TYPE K | SET | 6 | 0
| 1030140013 | SPACER,PLATE,FOR AL.400 SQ.MM. | EACH | 9 | 0
| 1040060200 | SWITCH,AIR BREAK,TRIPLE POLE,115 KV.1,200 A.61 KA.HORIZONTAL OPENING | SET | 1 | 0
| 1080040001 | CONDUIT,PVC,RIGID,DIA. 20x2500 mm.TIS.216 | EACH | 1 | 0
set51195 | SD-UG-2 RISER POLE STRUCTURE
| 1010000303 | STEEL CHANNEL,150X75X6.5 MM.6,000 MM.LONG | PCS. | 6 | 6
| 1010050009 | ST. PIPE,SIZE 20, 75 MM.LONG W/O T.E. | EACH | 5 | 0
| 1010060021 | SUPPORTING STRUCTURE FOR MOUNTING UNDERGROUND CABLE TERMINATOR,LIGHTNING ARRESTER COMPLETE WITH BOLD | SET | 1 | 0
| 1010100006 | WIRE,STEEL STRANDED 95 sq.mm.TIS.404 | M. | 22 | 0
| 1010110208 | BOLT,MACHINE M.16x500 mm. | SET | 6 | 0
| 1010110209 | BOLT MACHINE M.16X600 MM. | SET | 2 | 0
| 1010150002 | Bolt, Oval eye m.16x350 mm. | SET | 1 | 0
| 1010150100 | BOLT,OVAL M.20X350 MM. | SET | 6 | 0
| 1010180001 | NUT,EYE M.16 DIN 582 | PCS | 1 | 0
| 1010180003 | NUT,EYE,THIMBLE M.16 | EACH | 2 | 0
| 1010180100 | WASHER,PLAIN,SQUARE,LARGE 52x52x4.5 mm.HOLE DIA. 18 MM. TIS.258 | PCS. | 20 | 0
| 1010180101 | WASHER,PLAIN,SQUARE,LARGE 62X62X6 MM.HOLE DIA.22 MM. TIS.258 | PCS. | 12 | 0
| 1010180301 | WASHER,LOCK,SPRING,SIZE 16 mm.,GENERAL PURPOSE,TIS.259 | PCS. | 6 | 0
| 1010180302 | WASHER,LOCK,SPRING,SIZE 20 MM.,GENERAL PURPOSE,TIS.259 | PCS. | 6 | 0
| 1010210200 | BOLT,STRAND EYE,SINGLE M.16X350 MM. | SET | 1 | 0
| 1010210202 | BOLT,STRAND EYE,SINGLE 45 DEGREE M.16X350 MM. | SET | 1 | 0
| 1010210304 | THIMBLE,GUY,FOR STEEL WIRE 50-95 sq.mm. | PCS. | 4 | 0
| 1010220007 | ROD,GROUND,COPPER COVERED STEEL,16 MM.DIA., 3 M. LONG | SET | 2 | 0
| 1010230003 | CLAMP,TRIPLE BOLTS FOR STEEL STRANDED WIRE 35 SQ.MM. | SET | 6 | 0
| 1010230016 | CLAMP,CABLE STRAP FOR UG 1X800 SQ.MM. | SET | 6 | 0
| 1020000007 | COND.,CU,BARE 95 SQ.MM.TIS 64 | M | 62 | 0
| 1020010007 | CONDUCTOR,AL,BARE 185 sq.mm.TIS.85 | M. | 9 | 0
| 1020010009 | CONDUCTOR,AL,BARE,400 SQ.MM.TIS.85 | M | 65 | 0
| 1020150201 | CABLE TERMINATION KITS, FOR OUTDOOR, 115 KV. 1X800 SQ.MM. | SET | 6 | 0
| 1020240000 | SPACER,HELICAL ROD,PREFORMED,FOR AL.400 SQ.MM. | SET | 5 | 0
| 1020300103 | CONNECTOR,PARALLEL GROOVE,TRIPLE BOLT,AL,AL-ALLOY AND ACSR 70-185 SQ.MM. | PCS. | 6 | 0
| 1020420106 | CABLE LUG,NEMA HOLE,COMPRESSION TYPE,AL 185 SQ.MM. | PCS. | 3 | 0
| 1020420302 | TERMINAL,COMPRESSION,15 DEGREE PAD,NEMA,4-HOLE,FOR AL. 400 SQ.MM. | PCS. | 6 | 0
| 1020430001 | CLAMP DEAD END,COMPRESSION,SINGLE LUG,FOR AL.CONDUCTOR 400 SQ.MM. | SET | 6 | 0
| 1020500005 | CONNECTOR,T-TYPE,FOR CONDUCTOR MAIN 400 SQ.MM. TO CONDUCTOR TAP 185-240 SQ.MM. | SET | 6 | 0
| 1020570106 | CLIMP,TOP TYPE DOUBLE CONDUCTOR, AL 400 SQ.MM.FOR HORIZONTAL MOUNTING POST TYPE INSULATOR 115 KV. | SET | 8 | 0
| 1030010204 | INSULATOR, POST TYPE 115 KV. HORIZONTAL MOUNTING | PCS. | 8 | 0
| 1030020003 | INSULATOR,SUSPENSION,TYPE E (CLASS 52-8)TIS.354 | PCS. | 30 | 30
| 1030140001 | BALL-CLEVIS,ANSI TYPE K | SET | 3 | 0
| 1030140005 | BALL-CLEVIS,ANSI TYPE B | SET | 6 | 0
| 1030140006 | SOCKET-CLEVIS,ANSI TYPE B | SET | 6 | 0
| 1030140007 | SOCKET-CLEVIS,ANSI TYPE K | SET | 3 | 0
| 1030140013 | SPACER,PLATE,FOR AL.400 SQ.MM. | EACH | 6 | 0
| 1040000201 | LIGHTNING ARRESTER 96 KV. 10 KA. | EACH | 3 | 0
| 1080040001 | CONDUIT,PVC,RIGID,DIA. 20x2500 mm.TIS.216 | EACH | 4 | 0
set51196 | SD-UG-3 RISER POLE STRUCTURE
| 1010000303 | STEEL CHANNEL,150X75X6.5 MM.6,000 MM.LONG | PCS. | 4 | 4
| 1010050009 | ST. PIPE,SIZE 20, 75 MM.LONG W/O T.E. | EACH | 6 | 0
| 1010060021 | SUPPORTING STRUCTURE FOR MOUNTING UNDERGROUND CABLE TERMINATOR,LIGHTNING ARRESTER COMPLETE WITH BOLD | SET | 1 | 0
| 1010110208 | BOLT,MACHINE M.16x500 mm. | SET | 6 | 0
| 1010110209 | BOLT MACHINE M.16X600 MM. | SET | 2 | 0
| 1010150002 | Bolt, Oval eye m.16x350 mm. | SET | 3 | 0
| 1010180001 | NUT,EYE M.16 DIN 582 | PCS | 2 | 0
| 1010180003 | NUT,EYE,THIMBLE M.16 | EACH | 2 | 0
| 1010180100 | WASHER,PLAIN,SQUARE,LARGE 52x52x4.5 mm.HOLE DIA. 18 MM. TIS.258 | PCS. | 14 | 0
| 1010180101 | WASHER,PLAIN,SQUARE,LARGE 62X62X6 MM.HOLE DIA.22 MM. TIS.258 | PCS. | 6 | 0
| 1010180301 | WASHER,LOCK,SPRING,SIZE 16 mm.,GENERAL PURPOSE,TIS.259 | PCS. | 6 | 0
| 1010180302 | WASHER,LOCK,SPRING,SIZE 20 MM.,GENERAL PURPOSE,TIS.259 | PCS. | 3 | 0
| 1010210202 | BOLT,STRAND EYE,SINGLE 45 DEGREE M.16X350 MM. | SET | 2 | 0
| 1010220007 | ROD,GROUND,COPPER COVERED STEEL,16 MM.DIA., 3 M. LONG | SET | 2 | 0
| 1010230003 | CLAMP,TRIPLE BOLTS FOR STEEL STRANDED WIRE 35 SQ.MM. | SET | 4 | 0
| 1010230016 | CLAMP,CABLE STRAP FOR UG 1X800 SQ.MM. | SET | 6 | 0
| 1020000007 | COND.,CU,BARE 95 SQ.MM.TIS 64 | M | 62 | 0
| 1020010007 | CONDUCTOR,AL,BARE 185 sq.mm.TIS.85 | M. | 10 | 0
| 1020010009 | CONDUCTOR,AL,BARE,400 SQ.MM.TIS.85 | M | 72 | 0
| 1020150201 | CABLE TERMINATION KITS, FOR OUTDOOR, 115 KV. 1X800 SQ.MM. | SET | 6 | 0
| 1020240000 | SPACER,HELICAL ROD,PREFORMED,FOR AL.400 SQ.MM. | SET | 3 | 0
| 1020300103 | CONNECTOR,PARALLEL GROOVE,TRIPLE BOLT,AL,AL-ALLOY AND ACSR 70-185 SQ.MM. | PCS. | 6 | 0
| 1020420106 | CABLE LUG,NEMA HOLE,COMPRESSION TYPE,AL 185 SQ.MM. | PCS. | 3 | 0
| 1020420302 | TERMINAL,COMPRESSION,15 DEGREE PAD,NEMA,4-HOLE,FOR AL. 400 SQ.MM. | PCS. | 6 | 0
| 1020430001 | CLAMP DEAD END,COMPRESSION,SINGLE LUG,FOR AL.CONDUCTOR 400 SQ.MM. | SET | 6 | 0
| 1020500005 | CONNECTOR,T-TYPE,FOR CONDUCTOR MAIN 400 SQ.MM. TO CONDUCTOR TAP 185-240 SQ.MM. | SET | 6 | 0
| 1020570106 | CLIMP,TOP TYPE DOUBLE CONDUCTOR, AL 400 SQ.MM.FOR HORIZONTAL MOUNTING POST TYPE INSULATOR 115 KV. | SET | 6 | 0
| 1030010204 | INSULATOR, POST TYPE 115 KV. HORIZONTAL MOUNTING | PCS. | 6 | 0
| 1030020003 | INSULATOR,SUSPENSION,TYPE E (CLASS 52-8)TIS.354 | PCS. | 30 | 30
| 1030140001 | BALL-CLEVIS,ANSI TYPE K | SET | 3 | 0
| 1030140005 | BALL-CLEVIS,ANSI TYPE B | SET | 6 | 0
| 1030140006 | SOCKET-CLEVIS,ANSI TYPE B | SET | 6 | 0
| 1030140007 | SOCKET-CLEVIS,ANSI TYPE K | SET | 3 | 0
| 1030140013 | SPACER,PLATE,FOR AL.400 SQ.MM. | EACH | 3 | 0
| 1040000201 | LIGHTNING ARRESTER 96 KV. 10 KA. | EACH | 3 | 0
| 1080040001 | CONDUIT,PVC,RIGID,DIA. 20x2500 mm.TIS.216 | EACH | 2 | 0
set51198 | SD-UG-5 RISER POLE STRUCTURE
| 1010000103 | STEEL CHANNEL,100X50X5 MM.4,200 MM.LONG | PCS | 6 | 0
| 1010010004 | STEEL ANGLE,OVERHEAD GROUND WIRE BAYONET 65X65X6 MM. 2,500 MM.LONG | PCS. | 2 | 0
| 1010100003 | WIRE,STEEL STRANDED 35 SQ.MM.TIS.404 | M | 2.5 | 0
| 1010110200 | BOLT,MACHINE M.16x130 mm. | SET | 12 | 0
| 1010110204 | BOLT,MACHINE M.16x300 mm. | SET | 4 | 0
| 1010110205 | BOLT,MACHINE M.16x350 mm. | SET | 6 | 0
| 1010110209 | BOLT MACHINE M.16X600 MM. | SET | 2 | 0
| 1010110300 | BOLT,MACHINE M.20X350 MM. | SET | 6 | 0
| 1010110404 | BOLT,MACHINE,HEXAGON, M.16X50 MM. | SET | 24 | 0
| 1010150000 | BOLT,OVAL EYE M.16X150 MM. | SET | 12 | 0
| 1010180100 | WASHER,PLAIN,SQUARE,LARGE 52x52x4.5 mm.HOLE DIA. 18 MM. TIS.258 | PCS. | 48 | 0
| 1010180101 | WASHER,PLAIN,SQUARE,LARGE 62X62X6 MM.HOLE DIA.22 MM. TIS.258 | PCS. | 6 | 0
| 1010180301 | WASHER,LOCK,SPRING,SIZE 16 mm.,GENERAL PURPOSE,TIS.259 | PCS. | 12 | 0
| 1010200007 | BRACE,ANGLE STEEL 50x50x6 mm. 1,800 mm.WIDE 450 mm.DROP | PCS. | 6 | 0
| 1010220007 | ROD,GROUND,COPPER COVERED STEEL,16 MM.DIA., 3 M. LONG | SET | 2 | 0
| 1010230003 | CLAMP,TRIPLE BOLTS FOR STEEL STRANDED WIRE 35 SQ.MM. | SET | 1 | 0
| 1010230016 | CLAMP,CABLE STRAP FOR UG 1X800 SQ.MM. | SET | 6 | 0
| 1010230203 | GROUND WIRE SUPPORT AND CLAMP,FOR BAYONET | SET | 1 | 0
| 1020000007 | COND.,CU,BARE 95 SQ.MM.TIS 64 | M | 62 | 0
| 1020010007 | CONDUCTOR,AL,BARE 185 sq.mm.TIS.85 | M. | 9 | 0
| 1020010009 | CONDUCTOR,AL,BARE,400 SQ.MM.TIS.85 | M | 52 | 0
| 1020220109 | ARMOR ROD,PREFORMED,FOR AL.OR AL-ALLOY CONDUCTOR 400 SQ.MM. | SET | 12 | 0
| 1020300103 | CONNECTOR,PARALLEL GROOVE,TRIPLE BOLT,AL,AL-ALLOY AND ACSR 70-185 SQ.MM. | PCS. | 6 | 0
| 1020420106 | CABLE LUG,NEMA HOLE,COMPRESSION TYPE,AL 185 SQ.MM. | PCS. | 9 | 0
| 1020500005 | CONNECTOR,T-TYPE,FOR CONDUCTOR MAIN 400 SQ.MM. TO CONDUCTOR TAP 185-240 SQ.MM. | SET | 6 | 0
| 1020500100 | CONNECTOR,T-TYPE,COMPRESSION,FOR AL CONDUCTOR MAIN 400 SQ.MM. TO NEMA 4-HOLE PAD | SET | 6 | 0
| 1030010204 | INSULATOR, POST TYPE 115 KV. HORIZONTAL MOUNTING | PCS. | 3 | 3
| 1030020001 | INSULATOR,SUSPENSION,TYPE C (CLASS 52-3) TIS.354 | PCS. | 42 | 42
| 1030120002 | CLAMP,SUSPENSION,FOR AL 400 SQ.MM. | SET | 12 | 0
| 1030140000 | CLEVIS-EYE | SET | 12 | 0
| 1030140002 | BALL-HOOK | SET | 6 | 0
| 1030140006 | SOCKET-CLEVIS,ANSI TYPE B | SET | 6 | 0
| 1030140013 | SPACER,PLATE,FOR AL.400 SQ.MM. | EACH | 6 | 0
| 1080040002 | CONDUIT,PVC,RIGID,DIA. 20x4000 mm.TIS.216 | EACH | 2 | 0
| 9090010015 | TERMINATOR FOR 115 KV XLPE CU CABLE | SET | 0 | 6
| 9090010021 | LIGHTNING ARRESTER 96 KV 5 KA | SET | 0 | 3
set51199 | SS-SW-2 TRIPLE POLE AIR BREAK SWITCH INSTALLATION (HORIZONTAL)
| 1010110204 | BOLT,MACHINE M.16x300 mm. | SET | 2 | 0
| 1010110207 | BOLT,MACHINE M.16x450 mm. | SET | 7 | 0
| 1010110208 | BOLT,MACHINE M.16x500 mm. | SET | 2 | 0
| 1010180100 | WASHER,PLAIN,SQUARE,LARGE 52x52x4.5 mm.HOLE DIA. 18 MM. TIS.258 | PCS. | 11 | 0
| 1010220007 | ROD,GROUND,COPPER COVERED STEEL,16 MM.DIA., 3 M. LONG | SET | 1 | 0
| 1010230003 | CLAMP,TRIPLE BOLTS FOR STEEL STRANDED WIRE 35 SQ.MM. | SET | 1 | 0
| 1010230203 | GROUND WIRE SUPPORT AND CLAMP,FOR BAYONET | SET | 1 | 0
| 1020000005 | COND.,CU,BARE 50 SQ.MM.TIS.64 | M | 10 | 0
| 1030020001 | INSULATOR,SUSPENSION,TYPE C (CLASS 52-3) TIS.354 | PCS. | 60 | 60
| 1030110103 | CLAMP,STRAIN,WITH CLAMPING KEEPER,FOR AL.CONDUCTOR 400 SQ.MM. | SET | 6 | 0
| 1030140001 | BALL-CLEVIS,ANSI TYPE K | SET | 0 | 0
| 1030140003 | SOCKET-EYE | SET | 6 | 0
| 1030140005 | BALL-CLEVIS,ANSI TYPE B | SET | 6 | 0
| 1030140007 | SOCKET-CLEVIS,ANSI TYPE K | SET | 0 | 0
| 1030140013 | SPACER,PLATE,FOR AL.400 SQ.MM. | EACH | 0 | 0
| 1040060200 | SWITCH,AIR BREAK,TRIPLE POLE,115 KV.1,200 A.61 KA.HORIZONTAL OPENING | SET | 1 | 0
| 1080040001 | CONDUIT,PVC,RIGID,DIA. 20x2500 mm.TIS.216 | EACH | 1 | 0
set51200 | SD-SW-2 TRIPLE POLE AIR BREAK SWITCH INSTALLATION (HORIZONTAL)
| 1010110204 | BOLT,MACHINE M.16x300 mm. | SET | 2 | 0
| 1010110207 | BOLT,MACHINE M.16x450 mm. | SET | 7 | 0
| 1010110208 | BOLT,MACHINE M.16x500 mm. | SET | 2 | 0
| 1010180100 | WASHER,PLAIN,SQUARE,LARGE 52x52x4.5 mm.HOLE DIA. 18 MM. TIS.258 | PCS. | 11 | 0
| 1010220007 | ROD,GROUND,COPPER COVERED STEEL,16 MM.DIA., 3 M. LONG | SET | 1 | 0
| 1010230003 | CLAMP,TRIPLE BOLTS FOR STEEL STRANDED WIRE 35 SQ.MM. | SET | 1 | 0
| 1010230203 | GROUND WIRE SUPPORT AND CLAMP,FOR BAYONET | SET | 1 | 0
| 1020000005 | COND.,CU,BARE 50 SQ.MM.TIS.64 | M | 10 | 0
| 1030020003 | INSULATOR,SUSPENSION,TYPE E (CLASS 52-8)TIS.354 | PCS. | 60 | 60
| 1030110103 | CLAMP,STRAIN,WITH CLAMPING KEEPER,FOR AL.CONDUCTOR 400 SQ.MM. | SET | 12 | 0
| 1030140001 | BALL-CLEVIS,ANSI TYPE K | SET | 6 | 0
| 1030140003 | SOCKET-EYE | SET | 12 | 0
| 1030140005 | BALL-CLEVIS,ANSI TYPE B | SET | 12 | 0
| 1030140007 | SOCKET-CLEVIS,ANSI TYPE K | SET | 6 | 0
| 1030140013 | SPACER,PLATE,FOR AL.400 SQ.MM. | EACH | 6 | 0
| 1040060200 | SWITCH,AIR BREAK,TRIPLE POLE,115 KV.1,200 A.61 KA.HORIZONTAL OPENING | SET | 1 | 0
| 1080040001 | CONDUIT,PVC,RIGID,DIA. 20x2500 mm.TIS.216 | EACH | 1 | 0
set51237 | SD-IH-1* DOUBLE POLE,INCREASING HEIGH OF CONDUCTOR STRINGING STRUCTURE
| 1000120002 | CROSSARM,STEEL ANGLE 150X150X12 MM.4,500 MM.LONG | PCS. | 2 | 0
| 1010000103 | STEEL CHANNEL,100X50X5 MM.4,200 MM.LONG | PCS | 1 | 0
| 1010000303 | STEEL CHANNEL,150X75X6.5 MM.6,000 MM.LONG | PCS. | 1 | 0
| 1010000400 | STEEL CHANNEL,200X80X7.5 MM.1,000 MM.LONG | PCS. | 6 | 0
| 1010030005 | PLATE,STEEL 6X100X900 MM. | EACH | 4 | 0
| 1010030102 | PLATE,STEEL DOUBLE ARMING 12X100X760 MM. | PCS. | 2 | 0
| 1010110200 | BOLT,MACHINE M.16x130 mm. | SET | 2 | 0
| 1010110201 | BOLT,MACHINE M.16x170 mm. | SET | 4 | 0
| 1010110202 | BOLT,MACHINE M.16x200 mm. | SET | 4 | 0
| 1010110204 | BOLT,MACHINE M.16x300 mm. | SET | 3 | 0
| 1010110205 | BOLT,MACHINE M.16x350 mm. | SET | 3 | 0
| 1010110206 | BOLT,MACHINE M.16x400 mm. | SET | 4 | 0
| 1010110207 | BOLT,MACHINE M.16x450 mm. | SET | 6 | 0
| 1010110300 | BOLT,MACHINE M.20X350 MM. | SET | 1 | 0
| 1010110400 | BOLT,MACHINE, HEXAGON, M.16X75 MM. | SET | 4 | 0
| 1010120000 | BOLT,DOUBLE ARMING,M.16x400 mm. | SET | 4 | 0
| 1010150000 | BOLT,OVAL EYE M.16X150 MM. | SET | 3 | 0
| 1010150100 | BOLT,OVAL M.20X350 MM. | SET | 2 | 0
| 1010180100 | WASHER,PLAIN,SQUARE,LARGE 52x52x4.5 mm.HOLE DIA. 18 MM. TIS.258 | PCS. | 55 | 0
| 1010180101 | WASHER,PLAIN,SQUARE,LARGE 62X62X6 MM.HOLE DIA.22 MM. TIS.258 | PCS. | 6 | 0
| 1010180301 | WASHER,LOCK,SPRING,SIZE 16 mm.,GENERAL PURPOSE,TIS.259 | PCS. | 6 | 0
| 1010180302 | WASHER,LOCK,SPRING,SIZE 20 MM.,GENERAL PURPOSE,TIS.259 | PCS. | 2 | 0
| 1010200007 | BRACE,ANGLE STEEL 50x50x6 mm. 1,800 mm.WIDE 450 mm.DROP | PCS. | 3 | 0
| 1010230000 | CLAMP,SINGLE U-BOLT,M.8 (WIRE ROPE CLIP) | SET | 23 | 0
| 1020230001 | ARMOR-GRIP,PREFORMED,AL 400 SQ.MM. | EA | 2 | 0
| 1020240000 | SPACER,HELICAL ROD,PREFORMED,FOR AL.400 SQ.MM. | SET | 5 | 0
| 1020420302 | TERMINAL,COMPRESSION,15 DEGREE PAD,NEMA,4-HOLE,FOR AL. 400 SQ.MM. | PCS. | 6 | 0
| 1020430001 | CLAMP DEAD END,COMPRESSION,SINGLE LUG,FOR AL.CONDUCTOR 400 SQ.MM. | SET | 6 | 0
| 1030020001 | INSULATOR,SUSPENSION,TYPE C (CLASS 52-3) TIS.354 | PCS. | 14 | 14
| 1030020003 | INSULATOR,SUSPENSION,TYPE E (CLASS 52-8)TIS.354 | PCS. | 60 | 60
| 1030110103 | CLAMP,STRAIN,WITH CLAMPING KEEPER,FOR AL.CONDUCTOR 400 SQ.MM. | SET | 6 | 0
| 1030140000 | CLEVIS-EYE | SET | 2 | 0
| 1030140001 | BALL-CLEVIS,ANSI TYPE K | SET | 6 | 0
| 1030140003 | SOCKET-EYE | SET | 6 | 0
| 1030140004 | Y-CLEVIS-BALL | SET | 2 | 0
| 1030140005 | BALL-CLEVIS,ANSI TYPE B | SET | 12 | 0
| 1030140006 | SOCKET-CLEVIS,ANSI TYPE B | SET | 8 | 0
| 1030140007 | SOCKET-CLEVIS,ANSI TYPE K | SET | 6 | 0
| 1030140011 | CLEVIS,THIMBLE,FOR PREFORMED DEAD-END | EACH | 2 | 0
| 1030140013 | SPACER,PLATE,FOR AL.400 SQ.MM. | EACH | 8 | 0
set5124 | #N/A
| 1010000304 | STEEL CHANNEL150X75X6.5 MM.2,500MM. | PCS | 1 | 1
| 1010030006 | PLATE,STEEL,FOR OVERHEAD GROUND WIRE BAYONET,ACCORDING TO DWG.NO.SA3-015/44004 | PCS. | 1 | 0
| 1010100003 | WIRE,STEEL STRANDED 35 SQ.MM.TIS.404 | M | 2.5 | 0
| 1010110101 | BOLE,MACHINE M. 12X50 MM. | SET | 1 | 0
| 1010110204 | BOLT,MACHINE M.16x300 mm. | SET | 3 | 0
| 1010140001 | BOLT, ROUNG EYE M 16X200 MM. | SET | 1 | 0
| 1010150100 | BOLT,OVAL M.20X350 MM. | SET | 3 | 0
| 1010180100 | WASHER,PLAIN,SQUARE,LARGE 52x52x4.5 mm.HOLE DIA. 18 MM. TIS.258 | PCS. | 10 | 0
| 1010180101 | WASHER,PLAIN,SQUARE,LARGE 62X62X6 MM.HOLE DIA.22 MM. TIS.258 | PCS. | 6 | 0
| 1010180301 | WASHER,LOCK,SPRING,SIZE 16 mm.,GENERAL PURPOSE,TIS.259 | PCS. | 1 | 0
| 1010180302 | WASHER,LOCK,SPRING,SIZE 20 MM.,GENERAL PURPOSE,TIS.259 | PCS. | 3 | 0
| 1010210202 | BOLT,STRAND EYE,SINGLE 45 DEGREE M.16X350 MM. | SET | 1 | 0
| 1010210304 | THIMBLE,GUY,FOR STEEL WIRE 50-95 sq.mm. | PCS. | 1 | 0
| 1010230000 | CLAMP,SINGLE U-BOLT,M.8 (WIRE ROPE CLIP) | SET | 1 | 0
| 1010230003 | CLAMP,TRIPLE BOLTS FOR STEEL STRANDED WIRE 35 SQ.MM. | SET | 2 | 0
| 1030020003 | INSULATOR,SUSPENSION,TYPE E (CLASS 52-8)TIS.354 | PCS. | 30 | 30
| 1030110103 | CLAMP,STRAIN,WITH CLAMPING KEEPER,FOR AL.CONDUCTOR 400 SQ.MM. | SET | 6 | 0
| 1030140001 | BALL-CLEVIS,ANSI TYPE K | SET | 3 | 0
| 1030140003 | SOCKET-EYE | SET | 6 | 0
| 1030140005 | BALL-CLEVIS,ANSI TYPE B | SET | 6 | 0
| 1030140007 | SOCKET-CLEVIS,ANSI TYPE K | SET | 3 | 0
| 1030140013 | SPACER,PLATE,FOR AL.400 SQ.MM. | EACH | 3 | 0
| 9090011007 | WELDING POWDER, ST. WIRE 50 SQ.MM. TO GD | EA | 1 | 0
set51241 | SD-HFTG-1 H-FRAME TANGENT STRUCTURE, 14 M POLE
| 1010010004 | STEEL ANGLE,OVERHEAD GROUND WIRE BAYONET 65X65X6 MM. 2,500 MM.LONG | PCS. | 2 | 0
| 1010050005 | PIPE,STEEL,SIZE 20, 230 MM.LONG TIS.277 BUT WITHOUT THREADED END | EACH | 1 | 0
| 1010100003 | WIRE,STEEL STRANDED 35 SQ.MM.TIS.404 | M | 2.5 | 0
| 1010100004 | WIRE,STEEL STRANDED 50/7 sq.mm.TIS.404 | M. | 0 | 0
| 1010110203 | BOLT,MACHINE M.16x250 mm. | SET | 6 | 0
| 1010110204 | BOLT,MACHINE M.16x300 mm. | SET | 2 | 0
| 1010110300 | BOLT,MACHINE M.20X350 MM. | SET | 2 | 0
| 1010120000 | BOLT,DOUBLE ARMING,M.16x400 mm. | SET | 1 | 0
| 1010150001 | BOLT,OVAL EYE M.16X200 MM. | SET | 3 | 0
| 1010180100 | WASHER,PLAIN,SQUARE,LARGE 52x52x4.5 mm.HOLE DIA. 18 MM. TIS.258 | PCS. | 22 | 0
| 1010180101 | WASHER,PLAIN,SQUARE,LARGE 62X62X6 MM.HOLE DIA.22 MM. TIS.258 | PCS. | 4 | 0
| 1010180301 | WASHER,LOCK,SPRING,SIZE 16 mm.,GENERAL PURPOSE,TIS.259 | PCS. | 3 | 0
| 1010180302 | WASHER,LOCK,SPRING,SIZE 20 MM.,GENERAL PURPOSE,TIS.259 | PCS. | 2 | 0
| 1010230000 | CLAMP,SINGLE U-BOLT,M.8 (WIRE ROPE CLIP) | SET | 12 | 0
| 1010230003 | CLAMP,TRIPLE BOLTS FOR STEEL STRANDED WIRE 35 SQ.MM. | SET | 2 | 0
| 1010230203 | GROUND WIRE SUPPORT AND CLAMP,FOR BAYONET | SET | 2 | 0
| 1020230001 | ARMOR-GRIP,PREFORMED,AL 400 SQ.MM. | EA | 6 | 0
| 1030020001 | INSULATOR,SUSPENSION,TYPE C (CLASS 52-3) TIS.354 | PCS. | 21 | 21
| 1030140000 | CLEVIS-EYE | SET | 6 | 0
| 1030140004 | Y-CLEVIS-BALL | SET | 3 | 0
| 1030140006 | SOCKET-CLEVIS,ANSI TYPE B | SET | 3 | 0
| 1030140013 | SPACER,PLATE,FOR AL.400 SQ.MM. | EACH | 3 | 0
| 9090010006 | STEEL CHANNEL 150X75X6.5 MM, 7.40 M LONG | EACH | 1 | 0
| 9090010020 | STEEL ANGLE 75X75X6 MM, 4.83 M LONG | EACH | 2 | 0
set51242 | SD-LA-1 (WITH GROUND PLATE IN POLE) SINGLE POLE 90 DEG . ANGEL STRUCTURE, HAVING GUY
| 1010000304 | STEEL CHANNEL150X75X6.5 MM.2,500MM. | PCS | 2 | 2
| 1010030002 | PLATE,STEEL 6X100X450 MM. | PCS. | 4 | 0
| 1010030006 | PLATE,STEEL,FOR OVERHEAD GROUND WIRE BAYONET,ACCORDING TO DWG.NO.SA3-015/44004 | PCS. | 1 | 0
| 1010050002 | ST. PIPE,SIZE 20, 150 MM.LONG W/O T.E. | PCS. | 1 | 0
| 1010050010 | PIPE,STEEL,SIZE 20,TYPE 2, 250 mm LONG TIS.277 BUT WITHOUT THREADED END | EACH | 1 | 0
| 1010100003 | WIRE,STEEL STRANDED 35 SQ.MM.TIS.404 | M | 2.5 | 0
| 1010110101 | BOLE,MACHINE M. 12X50 MM. | SET | 1 | 0
| 1010110202 | BOLT,MACHINE M.16x200 mm. | SET | 4 | 0
| 1010110204 | BOLT,MACHINE M.16x300 mm. | SET | 3 | 0
| 1010140001 | BOLT, ROUNG EYE M 16X200 MM. | SET | 1 | 0
| 1010150100 | BOLT,OVAL M.20X350 MM. | SET | 6 | 0
| 1010180100 | WASHER,PLAIN,SQUARE,LARGE 52x52x4.5 mm.HOLE DIA. 18 MM. TIS.258 | PCS. | 20 | 0
| 1010180101 | WASHER,PLAIN,SQUARE,LARGE 62X62X6 MM.HOLE DIA.22 MM. TIS.258 | PCS. | 12 | 0
| 1010180301 | WASHER,LOCK,SPRING,SIZE 16 mm.,GENERAL PURPOSE,TIS.259 | PCS. | 2 | 0
| 1010180302 | WASHER,LOCK,SPRING,SIZE 20 MM.,GENERAL PURPOSE,TIS.259 | PCS. | 6 | 0
| 1010210200 | BOLT,STRAND EYE,SINGLE M.16X350 MM. | SET | 1 | 0
| 1010210202 | BOLT,STRAND EYE,SINGLE 45 DEGREE M.16X350 MM. | SET | 1 | 0
| 1010210304 | THIMBLE,GUY,FOR STEEL WIRE 50-95 sq.mm. | PCS. | 1 | 0
| 1010230000 | CLAMP,SINGLE U-BOLT,M.8 (WIRE ROPE CLIP) | SET | 1 | 0
| 1010230003 | CLAMP,TRIPLE BOLTS FOR STEEL STRANDED WIRE 35 SQ.MM. | SET | 4 | 0
| 1020420302 | TERMINAL,COMPRESSION,15 DEGREE PAD,NEMA,4-HOLE,FOR AL. 400 SQ.MM. | PCS. | 3 | 0
| 1020430001 | CLAMP DEAD END,COMPRESSION,SINGLE LUG,FOR AL.CONDUCTOR 400 SQ.MM. | SET | 3 | 0
| 1020500006 | CONNECTOR,T-TYPE FOR AL,MAIN 400 sq.mm.,TAP OFF 400 | SET | 3 | 0
| 1030020001 | INSULATOR,SUSPENSION,TYPE C (CLASS 52-3) TIS.354 | PCS. | 30 | 30
| 1030020003 | INSULATOR,SUSPENSION,TYPE E (CLASS 52-8)TIS.354 | PCS. | 30 | 30
| 1030110103 | CLAMP,STRAIN,WITH CLAMPING KEEPER,FOR AL.CONDUCTOR 400 SQ.MM. | SET | 6 | 0
| 1030140001 | BALL-CLEVIS,ANSI TYPE K | SET | 3 | 0
| 1030140003 | SOCKET-EYE | SET | 6 | 0
| 1030140005 | BALL-CLEVIS,ANSI TYPE B | SET | 9 | 0
| 1030140006 | SOCKET-CLEVIS,ANSI TYPE B | SET | 3 | 0
| 1030140007 | SOCKET-CLEVIS,ANSI TYPE K | SET | 3 | 0
| 1030140013 | SPACER,PLATE,FOR AL.400 SQ.MM. | EACH | 3 | 0
| 9090011007 | WELDING POWDER, ST. WIRE 50 SQ.MM. TO GD | EA | 1 | 0
set51243 | SD-LA-1 (WITH GROUND PLATE IN POLE) SINGLE POLE 90 DEG . ANGEL STRUCTURE, NO GUY
| 1010000304 | STEEL CHANNEL150X75X6.5 MM.2,500MM. | PCS | 2 | 2
| 1010030002 | PLATE,STEEL 6X100X450 MM. | PCS. | 4 | 0
| 1010030006 | PLATE,STEEL,FOR OVERHEAD GROUND WIRE BAYONET,ACCORDING TO DWG.NO.SA3-015/44004 | PCS. | 1 | 0
| 1010050002 | ST. PIPE,SIZE 20, 150 MM.LONG W/O T.E. | PCS. | 1 | 0
| 1010050010 | PIPE,STEEL,SIZE 20,TYPE 2, 250 mm LONG TIS.277 BUT WITHOUT THREADED END | EACH | 1 | 0
| 1010100003 | WIRE,STEEL STRANDED 35 SQ.MM.TIS.404 | M | 2.5 | 0
| 1010110101 | BOLE,MACHINE M. 12X50 MM. | SET | 1 | 0
| 1010110202 | BOLT,MACHINE M.16x200 mm. | SET | 4 | 0
| 1010110204 | BOLT,MACHINE M.16x300 mm. | SET | 3 | 0
| 1010140001 | BOLT, ROUNG EYE M 16X200 MM. | SET | 1 | 0
| 1010150100 | BOLT,OVAL M.20X350 MM. | SET | 6 | 0
| 1010180100 | WASHER,PLAIN,SQUARE,LARGE 52x52x4.5 mm.HOLE DIA. 18 MM. TIS.258 | PCS. | 18 | 0
| 1010180101 | WASHER,PLAIN,SQUARE,LARGE 62X62X6 MM.HOLE DIA.22 MM. TIS.258 | PCS. | 12 | 0
| 1010180301 | WASHER,LOCK,SPRING,SIZE 16 mm.,GENERAL PURPOSE,TIS.259 | PCS. | 2 | 0
| 1010180302 | WASHER,LOCK,SPRING,SIZE 20 MM.,GENERAL PURPOSE,TIS.259 | PCS. | 6 | 0
| 1010210200 | BOLT,STRAND EYE,SINGLE M.16X350 MM. | SET | 1 | 0
| 1010210304 | THIMBLE,GUY,FOR STEEL WIRE 50-95 sq.mm. | PCS. | 1 | 0
| 1010230000 | CLAMP,SINGLE U-BOLT,M.8 (WIRE ROPE CLIP) | SET | 1 | 0
| 1010230003 | CLAMP,TRIPLE BOLTS FOR STEEL STRANDED WIRE 35 SQ.MM. | SET | 4 | 0
| 1020420302 | TERMINAL,COMPRESSION,15 DEGREE PAD,NEMA,4-HOLE,FOR AL. 400 SQ.MM. | PCS. | 3 | 0
| 1020430001 | CLAMP DEAD END,COMPRESSION,SINGLE LUG,FOR AL.CONDUCTOR 400 SQ.MM. | SET | 3 | 0
| 1020500006 | CONNECTOR,T-TYPE FOR AL,MAIN 400 sq.mm.,TAP OFF 400 | SET | 3 | 0
| 1030020001 | INSULATOR,SUSPENSION,TYPE C (CLASS 52-3) TIS.354 | PCS. | 30 | 30
| 1030020003 | INSULATOR,SUSPENSION,TYPE E (CLASS 52-8)TIS.354 | PCS. | 30 | 30
| 1030110103 | CLAMP,STRAIN,WITH CLAMPING KEEPER,FOR AL.CONDUCTOR 400 SQ.MM. | SET | 6 | 0
| 1030140001 | BALL-CLEVIS,ANSI TYPE K | SET | 3 | 0
| 1030140003 | SOCKET-EYE | SET | 6 | 0
| 1030140005 | BALL-CLEVIS,ANSI TYPE B | SET | 9 | 0
| 1030140006 | SOCKET-CLEVIS,ANSI TYPE B | SET | 3 | 0
| 1030140007 | SOCKET-CLEVIS,ANSI TYPE K | SET | 3 | 0
| 1030140013 | SPACER,PLATE,FOR AL.400 SQ.MM. | EACH | 3 | 0
| 9090011007 | WELDING POWDER, ST. WIRE 50 SQ.MM. TO GD | EA | 1 | 0
set51244 | SD-LA-2 (WITH GROUND PLATE IN POLE) DOUBLE POLE 90 DEG . ANGEL STRUCTURE, HAVING GUY
| 1010000304 | STEEL CHANNEL150X75X6.5 MM.2,500MM. | PCS | 2 | 2
| 1010000400 | STEEL CHANNEL,200X80X7.5 MM.1,000 MM.LONG | PCS. | 6 | 6
| 1010010000 | STEEL ANGLE,65X65X6 MM.1,000 MM.LONG | PCS. | 2 | 2
| 1010030005 | PLATE,STEEL 6X100X900 MM. | EACH | 2 | 2
| 1010030006 | PLATE,STEEL,FOR OVERHEAD GROUND WIRE BAYONET,ACCORDING TO DWG.NO.SA3-015/44004 | PCS. | 2 | 0
| 1010050009 | ST. PIPE,SIZE 20, 75 MM.LONG W/O T.E. | EACH | 1 | 0
| 1010100003 | WIRE,STEEL STRANDED 35 SQ.MM.TIS.404 | M | 5.5 | 0
| 1010110101 | BOLE,MACHINE M. 12X50 MM. | SET | 2 | 0
| 1010110200 | BOLT,MACHINE M.16x130 mm. | SET | 4 | 0
| 1010110204 | BOLT,MACHINE M.16x300 mm. | SET | 6 | 0
| 1010110302 | BOLT,MACHINE M.20X450 MM. | SET | 6 | 0
| 1010140001 | BOLT, ROUNG EYE M 16X200 MM. | SET | 2 | 0
| 1010150100 | BOLT,OVAL M.20X350 MM. | SET | 3 | 0
| 1010150101 | BOLT,OVAL M.20X450 MM. | SET | 3 | 0
| 1010180100 | WASHER,PLAIN,SQUARE,LARGE 52x52x4.5 mm.HOLE DIA. 18 MM. TIS.258 | PCS. | 26 | 0
| 1010180101 | WASHER,PLAIN,SQUARE,LARGE 62X62X6 MM.HOLE DIA.22 MM. TIS.258 | PCS. | 24 | 0
| 1010180301 | WASHER,LOCK,SPRING,SIZE 16 mm.,GENERAL PURPOSE,TIS.259 | PCS. | 6 | 0
| 1010180302 | WASHER,LOCK,SPRING,SIZE 20 MM.,GENERAL PURPOSE,TIS.259 | PCS. | 6 | 0
| 1010210202 | BOLT,STRAND EYE,SINGLE 45 DEGREE M.16X350 MM. | SET | 1 | 0
| 1010210304 | THIMBLE,GUY,FOR STEEL WIRE 50-95 sq.mm. | PCS. | 2 | 0
| 1010230000 | CLAMP,SINGLE U-BOLT,M.8 (WIRE ROPE CLIP) | SET | 2 | 0
| 1010230003 | CLAMP,TRIPLE BOLTS FOR STEEL STRANDED WIRE 35 SQ.MM. | SET | 5 | 0
| 1020240000 | SPACER,HELICAL ROD,PREFORMED,FOR AL.400 SQ.MM. | SET | 3 | 0
| 1020420302 | TERMINAL,COMPRESSION,15 DEGREE PAD,NEMA,4-HOLE,FOR AL. 400 SQ.MM. | PCS. | 6 | 0
| 1020430101 | CLAMP,DEAD END,COMPRESSION,DOUBLE LUG,FOR AL.CONDUCTOR 400 SQ.MM. | SET | 6 | 0
| 1030020003 | INSULATOR,SUSPENSION,TYPE E (CLASS 52-8)TIS.354 | PCS. | 60 | 60
| 1030110103 | CLAMP,STRAIN,WITH CLAMPING KEEPER,FOR AL.CONDUCTOR 400 SQ.MM. | SET | 6 | 0
| 1030140001 | BALL-CLEVIS,ANSI TYPE K | SET | 6 | 0
| 1030140003 | SOCKET-EYE | SET | 6 | 0
| 1030140005 | BALL-CLEVIS,ANSI TYPE B | SET | 12 | 0
| 1030140006 | SOCKET-CLEVIS,ANSI TYPE B | SET | 6 | 0
| 1030140007 | SOCKET-CLEVIS,ANSI TYPE K | SET | 6 | 0
| 1030140013 | SPACER,PLATE,FOR AL.400 SQ.MM. | EACH | 6 | 0
| 9090011007 | WELDING POWDER, ST. WIRE 50 SQ.MM. TO GD | EA | 2 | 0
set51245 | SD-LA-2 (WITH GROUND PLATE IN POLE) DOUBLE POLE 90 DEG . ANGEL STRUCTURE, NO GUY
| 1010000304 | STEEL CHANNEL150X75X6.5 MM.2,500MM. | PCS | 2 | 2
| 1010000400 | STEEL CHANNEL,200X80X7.5 MM.1,000 MM.LONG | PCS. | 6 | 6
| 1010010000 | STEEL ANGLE,65X65X6 MM.1,000 MM.LONG | PCS. | 2 | 2
| 1010030005 | PLATE,STEEL 6X100X900 MM. | EACH | 2 | 2
| 1010030006 | PLATE,STEEL,FOR OVERHEAD GROUND WIRE BAYONET,ACCORDING TO DWG.NO.SA3-015/44004 | PCS. | 2 | 0
| 1010050009 | ST. PIPE,SIZE 20, 75 MM.LONG W/O T.E. | EACH | 1 | 0
| 1010100003 | WIRE,STEEL STRANDED 35 SQ.MM.TIS.404 | M | 5.5 | 0
| 1010110101 | BOLE,MACHINE M. 12X50 MM. | SET | 2 | 0
| 1010110200 | BOLT,MACHINE M.16x130 mm. | SET | 4 | 0
| 1010110204 | BOLT,MACHINE M.16x300 mm. | SET | 6 | 0
| 1010110302 | BOLT,MACHINE M.20X450 MM. | SET | 6 | 0
| 1010140001 | BOLT, ROUNG EYE M 16X200 MM. | SET | 2 | 0
| 1010150100 | BOLT,OVAL M.20X350 MM. | SET | 3 | 0
| 1010150101 | BOLT,OVAL M.20X450 MM. | SET | 3 | 0
| 1010180100 | WASHER,PLAIN,SQUARE,LARGE 52x52x4.5 mm.HOLE DIA. 18 MM. TIS.258 | PCS. | 24 | 0
| 1010180101 | WASHER,PLAIN,SQUARE,LARGE 62X62X6 MM.HOLE DIA.22 MM. TIS.258 | PCS. | 24 | 0
| 1010180301 | WASHER,LOCK,SPRING,SIZE 16 mm.,GENERAL PURPOSE,TIS.259 | PCS. | 6 | 0
| 1010180302 | WASHER,LOCK,SPRING,SIZE 20 MM.,GENERAL PURPOSE,TIS.259 | PCS. | 6 | 0
| 1010210304 | THIMBLE,GUY,FOR STEEL WIRE 50-95 sq.mm. | PCS. | 2 | 0
| 1010230000 | CLAMP,SINGLE U-BOLT,M.8 (WIRE ROPE CLIP) | SET | 2 | 0
| 1010230003 | CLAMP,TRIPLE BOLTS FOR STEEL STRANDED WIRE 35 SQ.MM. | SET | 5 | 0
| 1020240000 | SPACER,HELICAL ROD,PREFORMED,FOR AL.400 SQ.MM. | SET | 3 | 0
| 1020420302 | TERMINAL,COMPRESSION,15 DEGREE PAD,NEMA,4-HOLE,FOR AL. 400 SQ.MM. | PCS. | 6 | 0
| 1020430101 | CLAMP,DEAD END,COMPRESSION,DOUBLE LUG,FOR AL.CONDUCTOR 400 SQ.MM. | SET | 6 | 0
| 1030020003 | INSULATOR,SUSPENSION,TYPE E (CLASS 52-8)TIS.354 | PCS. | 60 | 60
| 1030110103 | CLAMP,STRAIN,WITH CLAMPING KEEPER,FOR AL.CONDUCTOR 400 SQ.MM. | SET | 6 | 0
| 1030140001 | BALL-CLEVIS,ANSI TYPE K | SET | 6 | 0
| 1030140003 | SOCKET-EYE | SET | 6 | 0
| 1030140005 | BALL-CLEVIS,ANSI TYPE B | SET | 12 | 0
| 1030140006 | SOCKET-CLEVIS,ANSI TYPE B | SET | 6 | 0
| 1030140007 | SOCKET-CLEVIS,ANSI TYPE K | SET | 6 | 0
| 1030140013 | SPACER,PLATE,FOR AL.400 SQ.MM. | EACH | 6 | 0
| 9090011007 | WELDING POWDER, ST. WIRE 50 SQ.MM. TO GD | EA | 2 | 0
set51247 | SD-TL-1 (WITH GROUND PLATE IN POLE) SINGLE POLE, TAP LINE STRUCTURE
| 1010000304 | STEEL CHANNEL150X75X6.5 MM.2,500MM. | PCS | 2 | 2
| 1010030002 | PLATE,STEEL 6X100X450 MM. | PCS. | 4 | 0
| 1010030006 | PLATE,STEEL,FOR OVERHEAD GROUND WIRE BAYONET,ACCORDING TO DWG.NO.SA3-015/44004 | PCS. | 1 | 0
| 1010050002 | ST. PIPE,SIZE 20, 150 MM.LONG W/O T.E. | PCS. | 1 | 0
| 1010050010 | PIPE,STEEL,SIZE 20,TYPE 2, 250 mm LONG TIS.277 BUT WITHOUT THREADED END | EACH | 1 | 0
| 1010100003 | WIRE,STEEL STRANDED 35 SQ.MM.TIS.404 | M | 2.5 | 0
| 1010110101 | BOLE,MACHINE M. 12X50 MM. | SET | 1 | 0
| 1010110202 | BOLT,MACHINE M.16x200 mm. | SET | 4 | 0
| 1010110204 | BOLT,MACHINE M.16x300 mm. | SET | 3 | 0
| 1010140001 | BOLT, ROUNG EYE M 16X200 MM. | SET | 1 | 0
| 1010150100 | BOLT,OVAL M.20X350 MM. | SET | 6 | 0
| 1010180001 | NUT,EYE M.16 DIN 582 | PCS | 1 | 0
| 1010180002 | NET,EYE M.20 | PCS. | 3 | 0
| 1010180100 | WASHER,PLAIN,SQUARE,LARGE 52x52x4.5 mm.HOLE DIA. 18 MM. TIS.258 | PCS. | 18 | 0
| 1010180101 | WASHER,PLAIN,SQUARE,LARGE 62X62X6 MM.HOLE DIA.22 MM. TIS.258 | PCS. | 12 | 0
| 1010180301 | WASHER,LOCK,SPRING,SIZE 16 mm.,GENERAL PURPOSE,TIS.259 | PCS. | 1 | 0
| 1010180302 | WASHER,LOCK,SPRING,SIZE 20 MM.,GENERAL PURPOSE,TIS.259 | PCS. | 3 | 0
| 1010210200 | BOLT,STRAND EYE,SINGLE M.16X350 MM. | SET | 1 | 0
| 1010210304 | THIMBLE,GUY,FOR STEEL WIRE 50-95 sq.mm. | PCS. | 2 | 0
| 1010230000 | CLAMP,SINGLE U-BOLT,M.8 (WIRE ROPE CLIP) | SET | 1 | 0
| 1010230003 | CLAMP,TRIPLE BOLTS FOR STEEL STRANDED WIRE 35 SQ.MM. | SET | 6 | 0
| 1020240000 | SPACER,HELICAL ROD,PREFORMED,FOR AL.400 SQ.MM. | SET | 6 | 0
| 1020420302 | TERMINAL,COMPRESSION,15 DEGREE PAD,NEMA,4-HOLE,FOR AL. 400 SQ.MM. | PCS. | 18 | 0
| 1020430001 | CLAMP DEAD END,COMPRESSION,SINGLE LUG,FOR AL.CONDUCTOR 400 SQ.MM. | SET | 6 | 0
| 1020430101 | CLAMP,DEAD END,COMPRESSION,DOUBLE LUG,FOR AL.CONDUCTOR 400 SQ.MM. | SET | 3 | 0
| 1020560201 | PAD COUPLER,AL-ALLOY,STRAIGHT-TYPE,FOR ONE TO TWO TERMINAL PAD, 4 HOLE NEMA | EACH | 6 | 0
| 1030020001 | INSULATOR,SUSPENSION,TYPE C (CLASS 52-3) TIS.354 | PCS. | 30 | 30
| 1030020003 | INSULATOR,SUSPENSION,TYPE E (CLASS 52-8)TIS.354 | PCS. | 60 | 60
| 1030110103 | CLAMP,STRAIN,WITH CLAMPING KEEPER,FOR AL.CONDUCTOR 400 SQ.MM. | SET | 6 | 0
| 1030140001 | BALL-CLEVIS,ANSI TYPE K | SET | 6 | 0
| 1030140003 | SOCKET-EYE | SET | 6 | 0
| 1030140005 | BALL-CLEVIS,ANSI TYPE B | SET | 15 | 0
| 1030140006 | SOCKET-CLEVIS,ANSI TYPE B | SET | 9 | 0
| 1030140007 | SOCKET-CLEVIS,ANSI TYPE K | SET | 6 | 0
| 1030140013 | SPACER,PLATE,FOR AL.400 SQ.MM. | EACH | 6 | 0
| 9090011007 | WELDING POWDER, ST. WIRE 50 SQ.MM. TO GD | EA | 1 | 0
set51248 | SD-TL-2 (WITH GROUND PLATE IN POLE) DOUBLE POLE, TAP LINE STRUCTURE (FOR SINGLE CONDUCTOR TAP LINE)
| 1010000304 | STEEL CHANNEL150X75X6.5 MM.2,500MM. | PCS | 2 | 2
| 1010000400 | STEEL CHANNEL,200X80X7.5 MM.1,000 MM.LONG | PCS. | 6 | 6
| 1010010000 | STEEL ANGLE,65X65X6 MM.1,000 MM.LONG | PCS. | 2 | 2
| 1010030005 | PLATE,STEEL 6X100X900 MM. | EACH | 2 | 2
| 1010030006 | PLATE,STEEL,FOR OVERHEAD GROUND WIRE BAYONET,ACCORDING TO DWG.NO.SA3-015/44004 | PCS. | 2 | 0
| 1010050009 | ST. PIPE,SIZE 20, 75 MM.LONG W/O T.E. | EACH | 1 | 0
| 1010100003 | WIRE,STEEL STRANDED 35 SQ.MM.TIS.404 | M | 5 | 0
| 1010110101 | BOLE,MACHINE M. 12X50 MM. | SET | 2 | 0
| 1010110200 | BOLT,MACHINE M.16x130 mm. | SET | 4 | 0
| 1010110204 | BOLT,MACHINE M.16x300 mm. | SET | 6 | 0
| 1010110302 | BOLT,MACHINE M.20X450 MM. | SET | 6 | 0
| 1010140001 | BOLT, ROUNG EYE M 16X200 MM. | SET | 3 | 0
| 1010150100 | BOLT,OVAL M.20X350 MM. | SET | 6 | 0
| 1010150101 | BOLT,OVAL M.20X450 MM. | SET | 3 | 0
| 1010180100 | WASHER,PLAIN,SQUARE,LARGE 52x52x4.5 mm.HOLE DIA. 18 MM. TIS.258 | PCS. | 26 | 0
| 1010180101 | WASHER,PLAIN,SQUARE,LARGE 62X62X6 MM.HOLE DIA.22 MM. TIS.258 | PCS. | 30 | 0
| 1010180301 | WASHER,LOCK,SPRING,SIZE 16 mm.,GENERAL PURPOSE,TIS.259 | PCS. | 7 | 0
| 1010180302 | WASHER,LOCK,SPRING,SIZE 20 MM.,GENERAL PURPOSE,TIS.259 | PCS. | 9 | 0
| 1010210304 | THIMBLE,GUY,FOR STEEL WIRE 50-95 sq.mm. | PCS. | 3 | 0
| 1010230000 | CLAMP,SINGLE U-BOLT,M.8 (WIRE ROPE CLIP) | SET | 2 | 0
| 1010230003 | CLAMP,TRIPLE BOLTS FOR STEEL STRANDED WIRE 35 SQ.MM. | SET | 7 | 0
| 1020240000 | SPACER,HELICAL ROD,PREFORMED,FOR AL.400 SQ.MM. | SET | 6 | 0
| 1020420302 | TERMINAL,COMPRESSION,15 DEGREE PAD,NEMA,4-HOLE,FOR AL. 400 SQ.MM. | PCS. | 18 | 0
| 1020430001 | CLAMP DEAD END,COMPRESSION,SINGLE LUG,FOR AL.CONDUCTOR 400 SQ.MM. | SET | 6 | 0
| 1020430101 | CLAMP,DEAD END,COMPRESSION,DOUBLE LUG,FOR AL.CONDUCTOR 400 SQ.MM. | SET | 3 | 0
| 1020560201 | PAD COUPLER,AL-ALLOY,STRAIGHT-TYPE,FOR ONE TO TWO TERMINAL PAD, 4 HOLE NEMA | EACH | 6 | 0
| 1030020001 | INSULATOR,SUSPENSION,TYPE C (CLASS 52-3) TIS.354 | PCS. | 30 | 30
| 1030020003 | INSULATOR,SUSPENSION,TYPE E (CLASS 52-8)TIS.354 | PCS. | 60 | 60
| 1030110103 | CLAMP,STRAIN,WITH CLAMPING KEEPER,FOR AL.CONDUCTOR 400 SQ.MM. | SET | 6 | 0
| 1030140001 | BALL-CLEVIS,ANSI TYPE K | SET | 6 | 0
| 1030140003 | SOCKET-EYE | SET | 6 | 0
| 1030140005 | BALL-CLEVIS,ANSI TYPE B | SET | 15 | 0
| 1030140006 | SOCKET-CLEVIS,ANSI TYPE B | SET | 9 | 0
| 1030140007 | SOCKET-CLEVIS,ANSI TYPE K | SET | 6 | 0
| 1030140013 | SPACER,PLATE,FOR AL.400 SQ.MM. | EACH | 6 | 0
| 9090011007 | WELDING POWDER, ST. WIRE 50 SQ.MM. TO GD | EA | 2 | 0
set51249 | SD-TL-2 (WITH GROUND PLATE IN POLE) DOUBLE POLE, TAP LINE STRUCTURE (FOR DOUBLE CONDUCTOR TAP LINE)
| 1010000304 | STEEL CHANNEL150X75X6.5 MM.2,500MM. | PCS | 2 | 2
| 1010000400 | STEEL CHANNEL,200X80X7.5 MM.1,000 MM.LONG | PCS. | 6 | 6
| 1010010000 | STEEL ANGLE,65X65X6 MM.1,000 MM.LONG | PCS. | 2 | 2
| 1010030005 | PLATE,STEEL 6X100X900 MM. | EACH | 2 | 2
| 1010030006 | PLATE,STEEL,FOR OVERHEAD GROUND WIRE BAYONET,ACCORDING TO DWG.NO.SA3-015/44004 | PCS. | 2 | 0
| 1010050009 | ST. PIPE,SIZE 20, 75 MM.LONG W/O T.E. | EACH | 1 | 0
| 1010100003 | WIRE,STEEL STRANDED 35 SQ.MM.TIS.404 | M | 5 | 0
| 1010110101 | BOLE,MACHINE M. 12X50 MM. | SET | 2 | 0
| 1010110200 | BOLT,MACHINE M.16x130 mm. | SET | 4 | 0
| 1010110204 | BOLT,MACHINE M.16x300 mm. | SET | 6 | 0
| 1010110302 | BOLT,MACHINE M.20X450 MM. | SET | 6 | 0
| 1010140001 | BOLT, ROUNG EYE M 16X200 MM. | SET | 3 | 0
| 1010150100 | BOLT,OVAL M.20X350 MM. | SET | 6 | 0
| 1010150101 | BOLT,OVAL M.20X450 MM. | SET | 3 | 0
| 1010180100 | WASHER,PLAIN,SQUARE,LARGE 52x52x4.5 mm.HOLE DIA. 18 MM. TIS.258 | PCS. | 26 | 0
| 1010180101 | WASHER,PLAIN,SQUARE,LARGE 62X62X6 MM.HOLE DIA.22 MM. TIS.258 | PCS. | 30 | 0
| 1010180301 | WASHER,LOCK,SPRING,SIZE 16 mm.,GENERAL PURPOSE,TIS.259 | PCS. | 7 | 0
| 1010180302 | WASHER,LOCK,SPRING,SIZE 20 MM.,GENERAL PURPOSE,TIS.259 | PCS. | 9 | 0
| 1010210304 | THIMBLE,GUY,FOR STEEL WIRE 50-95 sq.mm. | PCS. | 3 | 0
| 1010230000 | CLAMP,SINGLE U-BOLT,M.8 (WIRE ROPE CLIP) | SET | 2 | 0
| 1010230003 | CLAMP,TRIPLE BOLTS FOR STEEL STRANDED WIRE 35 SQ.MM. | SET | 7 | 0
| 1020240000 | SPACER,HELICAL ROD,PREFORMED,FOR AL.400 SQ.MM. | SET | 6 | 0
| 1020420302 | TERMINAL,COMPRESSION,15 DEGREE PAD,NEMA,4-HOLE,FOR AL. 400 SQ.MM. | PCS. | 18 | 0
| 1020430001 | CLAMP DEAD END,COMPRESSION,SINGLE LUG,FOR AL.CONDUCTOR 400 SQ.MM. | SET | 6 | 0
| 1020430101 | CLAMP,DEAD END,COMPRESSION,DOUBLE LUG,FOR AL.CONDUCTOR 400 SQ.MM. | SET | 6 | 0
| 1030020003 | INSULATOR,SUSPENSION,TYPE E (CLASS 52-8)TIS.354 | PCS. | 90 | 90
| 1030110103 | CLAMP,STRAIN,WITH CLAMPING KEEPER,FOR AL.CONDUCTOR 400 SQ.MM. | SET | 6 | 0
| 1030140001 | BALL-CLEVIS,ANSI TYPE K | SET | 9 | 0
| 1030140003 | SOCKET-EYE | SET | 6 | 0
| 1030140005 | BALL-CLEVIS,ANSI TYPE B | SET | 18 | 0
| 1030140006 | SOCKET-CLEVIS,ANSI TYPE B | SET | 12 | 0
| 1030140007 | SOCKET-CLEVIS,ANSI TYPE K | SET | 9 | 0
| 1030140013 | SPACER,PLATE,FOR AL.400 SQ.MM. | EACH | 9 | 0
| 9090011007 | WELDING POWDER, ST. WIRE 50 SQ.MM. TO GD | EA | 2 | 0
set51250 | SS-TG-2(WITH GROUND PLATE IN POLE) TANGENT STRUCTURE
| 1010000100 | STEEL CHANNEL, 100x50x5 mm. 2,250 MM.LONG | PCS | 3 | 3
| 1010010004 | STEEL ANGLE,OVERHEAD GROUND WIRE BAYONET 65X65X6 MM. 2,500 MM.LONG | PCS. | 1 | 1
| 1010030006 | PLATE,STEEL,FOR OVERHEAD GROUND WIRE BAYONET,ACCORDING TO DWG.NO.SA3-015/44004 | PCS. | 1 | 0
| 1010100003 | WIRE,STEEL STRANDED 35 SQ.MM.TIS.404 | M | 2.5 | 0
| 1010110101 | BOLE,MACHINE M. 12X50 MM. | SET | 1 | 0
| 1010110200 | BOLT,MACHINE M.16x130 mm. | SET | 3 | 0
| 1010110204 | BOLT,MACHINE M.16x300 mm. | SET | 4 | 0
| 1010110205 | BOLT,MACHINE M.16x350 mm. | SET | 2 | 0
| 1010110300 | BOLT,MACHINE M.20X350 MM. | SET | 3 | 0
| 1010150000 | BOLT,OVAL EYE M.16X150 MM. | SET | 3 | 0
| 1010180100 | WASHER,PLAIN,SQUARE,LARGE 52x52x4.5 mm.HOLE DIA. 18 MM. TIS.258 | PCS. | 18 | 0
| 1010180101 | WASHER,PLAIN,SQUARE,LARGE 62X62X6 MM.HOLE DIA.22 MM. TIS.258 | PCS. | 6 | 0
| 1010180301 | WASHER,LOCK,SPRING,SIZE 16 mm.,GENERAL PURPOSE,TIS.259 | PCS. | 3 | 0
| 1010200009 | BRACE,ALLEY ARM 50x50x6 MM. 1,000 MM.LONG | PCS. | 3 | 0
| 1010230003 | CLAMP,TRIPLE BOLTS FOR STEEL STRANDED WIRE 35 SQ.MM. | SET | 1 | 0
| 1010230203 | GROUND WIRE SUPPORT AND CLAMP,FOR BAYONET | SET | 1 | 0
| 1020230001 | ARMOR-GRIP,PREFORMED,AL 400 SQ.MM. | EA | 3 | 0
| 1030020001 | INSULATOR,SUSPENSION,TYPE C (CLASS 52-3) TIS.354 | PCS. | 21 | 21
| 1030140003 | SOCKET-EYE | SET | 3 | 0
| 1030140004 | Y-CLEVIS-BALL | SET | 3 | 0
| 9090011007 | WELDING POWDER, ST. WIRE 50 SQ.MM. TO GD | EA | 1 | 0
set51251 | SS-SA-2 (WITH GROUND PLATE IN POLE) ANGLE STRUCTURE
| 1010000100 | STEEL CHANNEL, 100x50x5 mm. 2,250 MM.LONG | PCS | 6 | 6
| 1010010005 | STEEL ANGLE,OVERHEAD GROUND WIRE CORNER BAYONET 65X65X6 MM. 2,500 MM.LONG | SET | 1 | 1
| 1010030002 | PLATE,STEEL 6X100X450 MM. | PCS. | 12 | 12
| 1010030006 | PLATE,STEEL,FOR OVERHEAD GROUND WIRE BAYONET,ACCORDING TO DWG.NO.SA3-015/44004 | PCS. | 1 | 0
| 1010050000 | ST. PIPE,SIZE 20, 100 MM.LONG W/O T.E. | PCS. | 6 | 0
| 1010100003 | WIRE,STEEL STRANDED 35 SQ.MM.TIS.404 | M | 2.5 | 0
| 1010110101 | BOLE,MACHINE M. 12X50 MM. | SET | 1 | 0
| 1010110200 | BOLT,MACHINE M.16x130 mm. | SET | 6 | 0
| 1010110201 | BOLT,MACHINE M.16x170 mm. | SET | 18 | 0
| 1010110204 | BOLT,MACHINE M.16x300 mm. | SET | 4 | 0
| 1010110205 | BOLT,MACHINE M.16x350 mm. | SET | 2 | 0
| 1010110300 | BOLT,MACHINE M.20X350 MM. | SET | 3 | 0
| 1010180100 | WASHER,PLAIN,SQUARE,LARGE 52x52x4.5 mm.HOLE DIA. 18 MM. TIS.258 | PCS. | 48 | 0
| 1010180101 | WASHER,PLAIN,SQUARE,LARGE 62X62X6 MM.HOLE DIA.22 MM. TIS.258 | PCS. | 6 | 0
| 1010180301 | WASHER,LOCK,SPRING,SIZE 16 mm.,GENERAL PURPOSE,TIS.259 | PCS. | 6 | 0
| 1010200009 | BRACE,ALLEY ARM 50x50x6 MM. 1,000 MM.LONG | PCS. | 6 | 0
| 1010230003 | CLAMP,TRIPLE BOLTS FOR STEEL STRANDED WIRE 35 SQ.MM. | SET | 1 | 0
| 1010230203 | GROUND WIRE SUPPORT AND CLAMP,FOR BAYONET | SET | 1 | 0
| 1020230001 | ARMOR-GRIP,PREFORMED,AL 400 SQ.MM. | EA | 3 | 0
| 1030020001 | INSULATOR,SUSPENSION,TYPE C (CLASS 52-3) TIS.354 | PCS. | 21 | 21
| 1030140003 | SOCKET-EYE | SET | 3 | 0
| 1030140004 | Y-CLEVIS-BALL | SET | 3 | 0
| 1030140012 | BRACKET,CORNER SUSPENSION | SET | 3 | 3
| 9090011007 | WELDING POWDER, ST. WIRE 50 SQ.MM. TO GD | EA | 1 | 0
set51252 | SS-TG-5 (WITH GROUND PLATE IN POLE) TANGENT STRUCTURE,ADJACENT TO DEADEND POLE
| 1010000100 | STEEL CHANNEL, 100x50x5 mm. 2,250 MM.LONG | PCS | 6 | 6
| 1010010004 | STEEL ANGLE,OVERHEAD GROUND WIRE BAYONET 65X65X6 MM. 2,500 MM.LONG | PCS. | 1 | 1
| 1010030002 | PLATE,STEEL 6X100X450 MM. | PCS. | 6 | 6
| 1010030006 | PLATE,STEEL,FOR OVERHEAD GROUND WIRE BAYONET,ACCORDING TO DWG.NO.SA3-015/44004 | PCS. | 1 | 0
| 1010050000 | ST. PIPE,SIZE 20, 100 MM.LONG W/O T.E. | PCS. | 3 | 0
| 1010100003 | WIRE,STEEL STRANDED 35 SQ.MM.TIS.404 | M | 2.5 | 0
| 1010110101 | BOLE,MACHINE M. 12X50 MM. | SET | 1 | 0
| 1010110200 | BOLT,MACHINE M.16x130 mm. | SET | 6 | 0
| 1010110201 | BOLT,MACHINE M.16x170 mm. | SET | 6 | 0
| 1010110204 | BOLT,MACHINE M.16x300 mm. | SET | 4 | 0
| 1010110205 | BOLT,MACHINE M.16x350 mm. | SET | 2 | 0
| 1010110300 | BOLT,MACHINE M.20X350 MM. | SET | 3 | 0
| 1010150000 | BOLT,OVAL EYE M.16X150 MM. | SET | 3 | 0
| 1010180100 | WASHER,PLAIN,SQUARE,LARGE 52x52x4.5 mm.HOLE DIA. 18 MM. TIS.258 | PCS. | 30 | 0
| 1010180101 | WASHER,PLAIN,SQUARE,LARGE 62X62X6 MM.HOLE DIA.22 MM. TIS.258 | PCS. | 6 | 0
| 1010180301 | WASHER,LOCK,SPRING,SIZE 16 mm.,GENERAL PURPOSE,TIS.259 | PCS. | 3 | 0
| 1010200009 | BRACE,ALLEY ARM 50x50x6 MM. 1,000 MM.LONG | PCS. | 6 | 0
| 1010230003 | CLAMP,TRIPLE BOLTS FOR STEEL STRANDED WIRE 35 SQ.MM. | SET | 1 | 0
| 1010230203 | GROUND WIRE SUPPORT AND CLAMP,FOR BAYONET | SET | 1 | 0
| 1020230001 | ARMOR-GRIP,PREFORMED,AL 400 SQ.MM. | EA | 3 | 0
| 1030020001 | INSULATOR,SUSPENSION,TYPE C (CLASS 52-3) TIS.354 | PCS. | 21 | 21
| 1030140003 | SOCKET-EYE | SET | 3 | 0
| 1030140004 | Y-CLEVIS-BALL | SET | 3 | 0
| 9090011007 | WELDING POWDER, ST. WIRE 50 SQ.MM. TO GD | EA | 1 | 0
set51253 | SD-TG-3 (WITH GROUND PLATE IN POLE) TANGENT STRUCTURE
| 1010000100 | STEEL CHANNEL, 100x50x5 mm. 2,250 MM.LONG | PCS | 3 | 3
| 1010010004 | STEEL ANGLE,OVERHEAD GROUND WIRE BAYONET 65X65X6 MM. 2,500 MM.LONG | PCS. | 1 | 1
| 1010030006 | PLATE,STEEL,FOR OVERHEAD GROUND WIRE BAYONET,ACCORDING TO DWG.NO.SA3-015/44004 | PCS. | 1 | 0
| 1010100003 | WIRE,STEEL STRANDED 35 SQ.MM.TIS.404 | M | 2.5 | 0
| 1010110101 | BOLE,MACHINE M. 12X50 MM. | SET | 1 | 0
| 1010110200 | BOLT,MACHINE M.16x130 mm. | SET | 3 | 0
| 1010110204 | BOLT,MACHINE M.16x300 mm. | SET | 4 | 0
| 1010110205 | BOLT,MACHINE M.16x350 mm. | SET | 2 | 0
| 1010110300 | BOLT,MACHINE M.20X350 MM. | SET | 3 | 0
| 1010150000 | BOLT,OVAL EYE M.16X150 MM. | SET | 3 | 0
| 1010180100 | WASHER,PLAIN,SQUARE,LARGE 52x52x4.5 mm.HOLE DIA. 18 MM. TIS.258 | PCS. | 18 | 0
| 1010180101 | WASHER,PLAIN,SQUARE,LARGE 62X62X6 MM.HOLE DIA.22 MM. TIS.258 | PCS. | 6 | 0
| 1010180301 | WASHER,LOCK,SPRING,SIZE 16 mm.,GENERAL PURPOSE,TIS.259 | PCS. | 3 | 0
| 1010200009 | BRACE,ALLEY ARM 50x50x6 MM. 1,000 MM.LONG | PCS. | 3 | 0
| 1010230003 | CLAMP,TRIPLE BOLTS FOR STEEL STRANDED WIRE 35 SQ.MM. | SET | 1 | 0
| 1010230203 | GROUND WIRE SUPPORT AND CLAMP,FOR BAYONET | SET | 1 | 0
| 1020230001 | ARMOR-GRIP,PREFORMED,AL 400 SQ.MM. | EA | 6 | 0
| 1030020001 | INSULATOR,SUSPENSION,TYPE C (CLASS 52-3) TIS.354 | PCS. | 21 | 21
| 1030140000 | CLEVIS-EYE | SET | 6 | 0
| 1030140004 | Y-CLEVIS-BALL | SET | 3 | 0
| 1030140006 | SOCKET-CLEVIS,ANSI TYPE B | SET | 3 | 0
| 1030140013 | SPACER,PLATE,FOR AL.400 SQ.MM. | EACH | 3 | 0
| 9090011007 | WELDING POWDER, ST. WIRE 50 SQ.MM. TO GD | EA | 1 | 0
set51254 | SD-SA-2 (WITH GROUND PLATE IN POLE) ANGLE STRUCTURE
| 1010000100 | STEEL CHANNEL, 100x50x5 mm. 2,250 MM.LONG | PCS | 6 | 6
| 1010010005 | STEEL ANGLE,OVERHEAD GROUND WIRE CORNER BAYONET 65X65X6 MM. 2,500 MM.LONG | SET | 1 | 1
| 1010030002 | PLATE,STEEL 6X100X450 MM. | PCS. | 12 | 12
| 1010030006 | PLATE,STEEL,FOR OVERHEAD GROUND WIRE BAYONET,ACCORDING TO DWG.NO.SA3-015/44004 | PCS. | 1 | 0
| 1010050000 | ST. PIPE,SIZE 20, 100 MM.LONG W/O T.E. | PCS. | 6 | 0
| 1010100003 | WIRE,STEEL STRANDED 35 SQ.MM.TIS.404 | M | 2.5 | 0
| 1010110101 | BOLE,MACHINE M. 12X50 MM. | SET | 1 | 0
| 1010110200 | BOLT,MACHINE M.16x130 mm. | SET | 6 | 0
| 1010110201 | BOLT,MACHINE M.16x170 mm. | SET | 18 | 0
| 1010110204 | BOLT,MACHINE M.16x300 mm. | SET | 4 | 0
| 1010110300 | BOLT,MACHINE M.20X350 MM. | SET | 3 | 0
| 1010180100 | WASHER,PLAIN,SQUARE,LARGE 52x52x4.5 mm.HOLE DIA. 18 MM. TIS.258 | PCS. | 48 | 0
| 1010180101 | WASHER,PLAIN,SQUARE,LARGE 62X62X6 MM.HOLE DIA.22 MM. TIS.258 | PCS. | 6 | 0
| 1010180301 | WASHER,LOCK,SPRING,SIZE 16 mm.,GENERAL PURPOSE,TIS.259 | PCS. | 6 | 0
| 1010230003 | CLAMP,TRIPLE BOLTS FOR STEEL STRANDED WIRE 35 SQ.MM. | SET | 1 | 0
| 1010230203 | GROUND WIRE SUPPORT AND CLAMP,FOR BAYONET | SET | 1 | 0
| 1020230001 | ARMOR-GRIP,PREFORMED,AL 400 SQ.MM. | EA | 6 | 0
| 1030020001 | INSULATOR,SUSPENSION,TYPE C (CLASS 52-3) TIS.354 | PCS. | 21 | 21
| 1030140000 | CLEVIS-EYE | SET | 6 | 0
| 1030140004 | Y-CLEVIS-BALL | SET | 3 | 0
| 1030140006 | SOCKET-CLEVIS,ANSI TYPE B | SET | 3 | 0
| 1030140012 | BRACKET,CORNER SUSPENSION | SET | 3 | 3
| 1030140013 | SPACER,PLATE,FOR AL.400 SQ.MM. | EACH | 3 | 0
| 9090011007 | WELDING POWDER, ST. WIRE 50 SQ.MM. TO GD | EA | 1 | 0
set51255 | SD-TG-4(WITH GROUND PLATE IN POLE)TANGENT STRUCTURE,ADJACENT TO DEADEND POLE
| 1010000100 | STEEL CHANNEL, 100x50x5 mm. 2,250 MM.LONG | PCS | 6 | 6
| 1010010004 | STEEL ANGLE,OVERHEAD GROUND WIRE BAYONET 65X65X6 MM. 2,500 MM.LONG | PCS. | 1 | 1
| 1010030002 | PLATE,STEEL 6X100X450 MM. | PCS. | 6 | 6
| 1010030006 | PLATE,STEEL,FOR OVERHEAD GROUND WIRE BAYONET,ACCORDING TO DWG.NO.SA3-015/44004 | PCS. | 1 | 0
| 1010050000 | ST. PIPE,SIZE 20, 100 MM.LONG W/O T.E. | PCS. | 3 | 0
| 1010100003 | WIRE,STEEL STRANDED 35 SQ.MM.TIS.404 | M | 2.5 | 0
| 1010110101 | BOLE,MACHINE M. 12X50 MM. | SET | 1 | 0
| 1010110200 | BOLT,MACHINE M.16x130 mm. | SET | 6 | 0
| 1010110201 | BOLT,MACHINE M.16x170 mm. | SET | 6 | 0
| 1010110204 | BOLT,MACHINE M.16x300 mm. | SET | 4 | 0
| 1010110205 | BOLT,MACHINE M.16x350 mm. | SET | 2 | 0
| 1010110300 | BOLT,MACHINE M.20X350 MM. | SET | 3 | 0
| 1010150000 | BOLT,OVAL EYE M.16X150 MM. | SET | 3 | 0
| 1010180100 | WASHER,PLAIN,SQUARE,LARGE 52x52x4.5 mm.HOLE DIA. 18 MM. TIS.258 | PCS. | 30 | 0
| 1010180101 | WASHER,PLAIN,SQUARE,LARGE 62X62X6 MM.HOLE DIA.22 MM. TIS.258 | PCS. | 6 | 0
| 1010180301 | WASHER,LOCK,SPRING,SIZE 16 mm.,GENERAL PURPOSE,TIS.259 | PCS. | 3 | 0
| 1010200009 | BRACE,ALLEY ARM 50x50x6 MM. 1,000 MM.LONG | PCS. | 6 | 0
| 1010230003 | CLAMP,TRIPLE BOLTS FOR STEEL STRANDED WIRE 35 SQ.MM. | SET | 1 | 0
| 1010230203 | GROUND WIRE SUPPORT AND CLAMP,FOR BAYONET | SET | 1 | 0
| 1020230001 | ARMOR-GRIP,PREFORMED,AL 400 SQ.MM. | EA | 6 | 0
| 1030020001 | INSULATOR,SUSPENSION,TYPE C (CLASS 52-3) TIS.354 | PCS. | 21 | 21
| 1030140000 | CLEVIS-EYE | SET | 6 | 0
| 1030140004 | Y-CLEVIS-BALL | SET | 3 | 0
| 1030140006 | SOCKET-CLEVIS,ANSI TYPE B | SET | 3 | 0
| 1030140013 | SPACER,PLATE,FOR AL.400 SQ.MM. | EACH | 3 | 0
| 9090011007 | WELDING POWDER, ST. WIRE 50 SQ.MM. TO GD | EA | 1 | 0
set51256 | SS-AS-4 (WITH GROUND PLATE IN POLE) DOUBLE DEADEND STRUCTURE,ADJACENT POLE TO ANGLE
| 1000120004 | CROSSARM,CHANNEL STEEL,ALLEY ARM,150X75X9 MM.3,000 MM.LONG | PCS. | 6 | 6
| 1010000304 | STEEL CHANNEL150X75X6.5 MM.2,500MM. | PCS | 1 | 1
| 1010030002 | PLATE,STEEL 6X100X450 MM. | PCS. | 6 | 6
| 1010030006 | PLATE,STEEL,FOR OVERHEAD GROUND WIRE BAYONET,ACCORDING TO DWG.NO.SA3-015/44004 | PCS. | 1 | 0
| 1010030102 | PLATE,STEEL DOUBLE ARMING 12X100X760 MM. | PCS. | 6 | 6
| 1010050002 | ST. PIPE,SIZE 20, 150 MM.LONG W/O T.E. | PCS. | 2 | 0
| 1010100003 | WIRE,STEEL STRANDED 35 SQ.MM.TIS.404 | M | 2.5 | 0
| 1010110101 | BOLE,MACHINE M. 12X50 MM. | SET | 1 | 0
| 1010110203 | BOLT,MACHINE M.16x250 mm. | SET | 12 | 0
| 1010110204 | BOLT,MACHINE M.16x300 mm. | SET | 4 | 0
| 1010110205 | BOLT,MACHINE M.16x350 mm. | SET | 2 | 0
| 1010110300 | BOLT,MACHINE M.20X350 MM. | SET | 2 | 0
| 1010110301 | BOLT,MACHINE M.20x400 mm. | SET | 1 | 0
| 1010120000 | BOLT,DOUBLE ARMING,M.16x400 mm. | SET | 3 | 0
| 1010140001 | BOLT, ROUNG EYE M 16X200 MM. | SET | 1 | 0
| 1010150001 | BOLT,OVAL EYE M.16X200 MM. | SET | 2 | 0
| 1010180001 | NUT,EYE M.16 DIN 582 | PCS | 1 | 0
| 1010180100 | WASHER,PLAIN,SQUARE,LARGE 52x52x4.5 mm.HOLE DIA. 18 MM. TIS.258 | PCS. | 46 | 0
| 1010180101 | WASHER,PLAIN,SQUARE,LARGE 62X62X6 MM.HOLE DIA.22 MM. TIS.258 | PCS. | 6 | 0
| 1010180301 | WASHER,LOCK,SPRING,SIZE 16 mm.,GENERAL PURPOSE,TIS.259 | PCS. | 2 | 0
| 1010200003 | BRACE,FLAT,FOR CROSSARM 50X10X1,950 MM. | PCS. | 6 | 6
| 1010210202 | BOLT,STRAND EYE,SINGLE 45 DEGREE M.16X350 MM. | SET | 1 | 0
| 1010210304 | THIMBLE,GUY,FOR STEEL WIRE 50-95 sq.mm. | PCS. | 2 | 0
| 1010230000 | CLAMP,SINGLE U-BOLT,M.8 (WIRE ROPE CLIP) | SET | 1 | 0
| 1010230003 | CLAMP,TRIPLE BOLTS FOR STEEL STRANDED WIRE 35 SQ.MM. | SET | 4 | 0
| 1020210109 | LINE GUARD,PREFORMED,AL 400MM. | SET | 1 | 0
| 1020230001 | ARMOR-GRIP,PREFORMED,AL 400 SQ.MM. | EA | 2 | 0
| 1020420302 | TERMINAL,COMPRESSION,15 DEGREE PAD,NEMA,4-HOLE,FOR AL. 400 SQ.MM. | PCS. | 3 | 0
| 1020430001 | CLAMP DEAD END,COMPRESSION,SINGLE LUG,FOR AL.CONDUCTOR 400 SQ.MM. | SET | 3 | 0
| 1020570106 | CLIMP,TOP TYPE DOUBLE CONDUCTOR, AL 400 SQ.MM.FOR HORIZONTAL MOUNTING POST TYPE INSULATOR 115 KV. | SET | 1 | 0
| 1030010204 | INSULATOR, POST TYPE 115 KV. HORIZONTAL MOUNTING | PCS. | 1 | 1
| 1030020001 | INSULATOR,SUSPENSION,TYPE C (CLASS 52-3) TIS.354 | PCS. | 74 | 74
| 1030110103 | CLAMP,STRAIN,WITH CLAMPING KEEPER,FOR AL.CONDUCTOR 400 SQ.MM. | SET | 3 | 0
| 1030140003 | SOCKET-EYE | SET | 5 | 0
| 1030140004 | Y-CLEVIS-BALL | SET | 2 | 0
| 1030140005 | BALL-CLEVIS,ANSI TYPE B | SET | 6 | 0
| 1030140006 | SOCKET-CLEVIS,ANSI TYPE B | SET | 3 | 0
| 1030140011 | CLEVIS,THIMBLE,FOR PREFORMED DEAD-END | EACH | 3 | 0
| 9090011007 | WELDING POWDER, ST. WIRE 50 SQ.MM. TO GD | EA | 1 | 0
set51257 | SD-AS-3 (WITH GROUND PLATE IN POLE) DOUBLE DEADEND STRUCTURE,ADJACENT POLE TO ANGLE
| 1000120004 | CROSSARM,CHANNEL STEEL,ALLEY ARM,150X75X9 MM.3,000 MM.LONG | PCS. | 6 | 6
| 1010000304 | STEEL CHANNEL150X75X6.5 MM.2,500MM. | PCS | 1 | 1
| 1010030002 | PLATE,STEEL 6X100X450 MM. | PCS. | 6 | 6
| 1010030006 | PLATE,STEEL,FOR OVERHEAD GROUND WIRE BAYONET,ACCORDING TO DWG.NO.SA3-015/44004 | PCS. | 1 | 0
| 1010030102 | PLATE,STEEL DOUBLE ARMING 12X100X760 MM. | PCS. | 6 | 6
| 1010050002 | ST. PIPE,SIZE 20, 150 MM.LONG W/O T.E. | PCS. | 2 | 0
| 1010100003 | WIRE,STEEL STRANDED 35 SQ.MM.TIS.404 | M | 2.5 | 0
| 1010110101 | BOLE,MACHINE M. 12X50 MM. | SET | 1 | 0
| 1010110203 | BOLT,MACHINE M.16x250 mm. | SET | 12 | 0
| 1010110204 | BOLT,MACHINE M.16x300 mm. | SET | 3 | 0
| 1010110205 | BOLT,MACHINE M.16x350 mm. | SET | 2 | 0
| 1010110300 | BOLT,MACHINE M.20X350 MM. | SET | 2 | 0
| 1010110301 | BOLT,MACHINE M.20x400 mm. | SET | 1 | 0
| 1010120000 | BOLT,DOUBLE ARMING,M.16x400 mm. | SET | 3 | 0
| 1010140001 | BOLT, ROUNG EYE M 16X200 MM. | SET | 1 | 0
| 1010150001 | BOLT,OVAL EYE M.16X200 MM. | SET | 2 | 0
| 1010180001 | NUT,EYE M.16 DIN 582 | PCS | 1 | 0
| 1010180100 | WASHER,PLAIN,SQUARE,LARGE 52x52x4.5 mm.HOLE DIA. 18 MM. TIS.258 | PCS. | 44 | 0
| 1010180101 | WASHER,PLAIN,SQUARE,LARGE 62X62X6 MM.HOLE DIA.22 MM. TIS.258 | PCS. | 6 | 0
| 1010180301 | WASHER,LOCK,SPRING,SIZE 16 mm.,GENERAL PURPOSE,TIS.259 | PCS. | 2 | 0
| 1010200003 | BRACE,FLAT,FOR CROSSARM 50X10X1,950 MM. | PCS. | 6 | 6
| 1010210202 | BOLT,STRAND EYE,SINGLE 45 DEGREE M.16X350 MM. | SET | 1 | 0
| 1010210304 | THIMBLE,GUY,FOR STEEL WIRE 50-95 sq.mm. | PCS. | 2 | 0
| 1010230000 | CLAMP,SINGLE U-BOLT,M.8 (WIRE ROPE CLIP) | SET | 1 | 0
| 1010230003 | CLAMP,TRIPLE BOLTS FOR STEEL STRANDED WIRE 35 SQ.MM. | SET | 4 | 0
| 1020210109 | LINE GUARD,PREFORMED,AL 400MM. | SET | 2 | 0
| 1020230001 | ARMOR-GRIP,PREFORMED,AL 400 SQ.MM. | EA | 4 | 0
| 1020240000 | SPACER,HELICAL ROD,PREFORMED,FOR AL.400 SQ.MM. | SET | 6 | 0
| 1020420302 | TERMINAL,COMPRESSION,15 DEGREE PAD,NEMA,4-HOLE,FOR AL. 400 SQ.MM. | PCS. | 6 | 0
| 1020430001 | CLAMP DEAD END,COMPRESSION,SINGLE LUG,FOR AL.CONDUCTOR 400 SQ.MM. | SET | 6 | 0
| 1020570106 | CLIMP,TOP TYPE DOUBLE CONDUCTOR, AL 400 SQ.MM.FOR HORIZONTAL MOUNTING POST TYPE INSULATOR 115 KV. | SET | 1 | 0
| 1030010204 | INSULATOR, POST TYPE 115 KV. HORIZONTAL MOUNTING | PCS. | 1 | 1
| 1030020001 | INSULATOR,SUSPENSION,TYPE C (CLASS 52-3) TIS.354 | PCS. | 14 | 14
| 1030020003 | INSULATOR,SUSPENSION,TYPE E (CLASS 52-8)TIS.354 | PCS. | 60 | 0
| 1030110103 | CLAMP,STRAIN,WITH CLAMPING KEEPER,FOR AL.CONDUCTOR 400 SQ.MM. | SET | 6 | 0
| 1030140001 | BALL-CLEVIS,ANSI TYPE K | SET | 6 | 0
| 1030140003 | SOCKET-EYE | SET | 6 | 0
| 1030140004 | Y-CLEVIS-BALL | SET | 2 | 0
| 1030140005 | BALL-CLEVIS,ANSI TYPE B | SET | 12 | 0
| 1030140006 | SOCKET-CLEVIS,ANSI TYPE B | SET | 8 | 0
| 1030140007 | SOCKET-CLEVIS,ANSI TYPE K | SET | 6 | 0
| 1030140011 | CLEVIS,THIMBLE,FOR PREFORMED DEAD-END | EACH | 3 | 0
| 1030140013 | SPACER,PLATE,FOR AL.400 SQ.MM. | EACH | 8 | 0
| 9090011007 | WELDING POWDER, ST. WIRE 50 SQ.MM. TO GD | EA | 1 | 0
set51258 | SD-TG-5 ASSEMBLY
| 1010000103 | STEEL CHANNEL,100X50X5 MM.4,200 MM.LONG | PCS | 3 | 0
| 1010110200 | BOLT,MACHINE M.16x130 mm. | SET | 6 | 0
| 1010110204 | BOLT,MACHINE M.16x300 mm. | SET | 3 | 0
| 1010110205 | BOLT,MACHINE M.16x350 mm. | SET | 2 | 0
| 1010110300 | BOLT,MACHINE M.20X350 MM. | SET | 3 | 0
| 1010150000 | BOLT,OVAL EYE M.16X150 MM. | SET | 3 | 0
| 1010180100 | WASHER,PLAIN,SQUARE,LARGE 52x52x4.5 mm.HOLE DIA. 18 MM. TIS.258 | PCS. | 17 | 0
| 1010180101 | WASHER,PLAIN,SQUARE,LARGE 62X62X6 MM.HOLE DIA.22 MM. TIS.258 | PCS. | 6 | 0
| 1010180301 | WASHER,LOCK,SPRING,SIZE 16 mm.,GENERAL PURPOSE,TIS.259 | PCS. | 3 | 0
| 1010200007 | BRACE,ANGLE STEEL 50x50x6 mm. 1,800 mm.WIDE 450 mm.DROP | PCS. | 3 | 0
set51259 | SD-TG-6 ASSEMBLY
| 1010000103 | STEEL CHANNEL,100X50X5 MM.4,200 MM.LONG | PCS | 6 | 0
| 1010030002 | PLATE,STEEL 6X100X450 MM. | PCS. | 12 | 0
| 1010050000 | ST. PIPE,SIZE 20, 100 MM.LONG W/O T.E. | PCS. | 3 | 0
| 1010110200 | BOLT,MACHINE M.16x130 mm. | SET | 12 | 0
| 1010110201 | BOLT,MACHINE M.16x170 mm. | SET | 12 | 0
| 1010110204 | BOLT,MACHINE M.16x300 mm. | SET | 2 | 0
| 1010110205 | BOLT,MACHINE M.16x350 mm. | SET | 3 | 0
| 1010110300 | BOLT,MACHINE M.20X350 MM. | SET | 3 | 0
| 1010150000 | BOLT,OVAL EYE M.16X150 MM. | SET | 3 | 0
| 1010180100 | WASHER,PLAIN,SQUARE,LARGE 52x52x4.5 mm.HOLE DIA. 18 MM. TIS.258 | PCS. | 47 | 0
| 1010180101 | WASHER,PLAIN,SQUARE,LARGE 62X62X6 MM.HOLE DIA.22 MM. TIS.258 | PCS. | 6 | 0
| 1010180301 | WASHER,LOCK,SPRING,SIZE 16 mm.,GENERAL PURPOSE,TIS.259 | PCS. | 3 | 0
| 1010200007 | BRACE,ANGLE STEEL 50x50x6 mm. 1,800 mm.WIDE 450 mm.DROP | PCS. | 6 | 0
set51260 | SD-TG-7 ASSEMBLY
| 1010000103 | STEEL CHANNEL,100X50X5 MM.4,200 MM.LONG | PCS | 6 | 0
| 1010030002 | PLATE,STEEL 6X100X450 MM. | PCS. | 12 | 0
| 1010050000 | ST. PIPE,SIZE 20, 100 MM.LONG W/O T.E. | PCS. | 1 | 0
| 1010110201 | BOLT,MACHINE M.16x170 mm. | SET | 18 | 0
| 1010110204 | BOLT,MACHINE M.16x300 mm. | SET | 3 | 0
| 1010110205 | BOLT,MACHINE M.16x350 mm. | SET | 2 | 0
| 1010110300 | BOLT,MACHINE M.20X350 MM. | SET | 3 | 0
| 1010150000 | BOLT,OVAL EYE M.16X150 MM. | SET | 3 | 0
| 1010180100 | WASHER,PLAIN,SQUARE,LARGE 52x52x4.5 mm.HOLE DIA. 18 MM. TIS.258 | PCS. | 44 | 0
| 1010180101 | WASHER,PLAIN,SQUARE,LARGE 62X62X6 MM.HOLE DIA.22 MM. TIS.258 | PCS. | 6 | 0
| 1010180301 | WASHER,LOCK,SPRING,SIZE 16 mm.,GENERAL PURPOSE,TIS.259 | PCS. | 3 | 0
| 1010200007 | BRACE,ANGLE STEEL 50x50x6 mm. 1,800 mm.WIDE 450 mm.DROP | PCS. | 6 | 0
set51261 | SD-SA-6 ASSEMBLY
| 1010000103 | STEEL CHANNEL,100X50X5 MM.4,200 MM.LONG | PCS | 4 | 0
| 1010030002 | PLATE,STEEL 6X100X450 MM. | PCS. | 8 | 0
| 1010050000 | ST. PIPE,SIZE 20, 100 MM.LONG W/O T.E. | PCS. | 3 | 0
| 1010110200 | BOLT,MACHINE M.16x130 mm. | SET | 16 | 0
| 1010110205 | BOLT,MACHINE M.16x350 mm. | SET | 5 | 0
| 1010110301 | BOLT,MACHINE M.20x400 mm. | SET | 2 | 0
| 1010150000 | BOLT,OVAL EYE M.16X150 MM. | SET | 3 | 0
| 1010180100 | WASHER,PLAIN,SQUARE,LARGE 52x52x4.5 mm.HOLE DIA. 18 MM. TIS.258 | PCS. | 33 | 0
| 1010180101 | WASHER,PLAIN,SQUARE,LARGE 62X62X6 MM.HOLE DIA.22 MM. TIS.258 | PCS. | 2 | 0
| 1010180301 | WASHER,LOCK,SPRING,SIZE 16 mm.,GENERAL PURPOSE,TIS.259 | PCS. | 3 | 0
| 1010200007 | BRACE,ANGLE STEEL 50x50x6 mm. 1,800 mm.WIDE 450 mm.DROP | PCS. | 4 | 0
set51262 | SD-AS-1 ASSEMBLY NO.5256
| 1000120001 | CROSSARM,STEEL 100X50X3.2 MM.4,200 MM.LONG | PCS. | 6 | 0
| 1010030002 | PLATE,STEEL 6X100X450 MM. | PCS. | 6 | 0
| 1010030100 | PLATE,STEEL DOUBLE ARMING 12X100X650 MM. | PCS. | 6 | 0
| 1010050000 | ST. PIPE,SIZE 20, 100 MM.LONG W/O T.E. | PCS. | 3 | 0
| 1010110201 | BOLT,MACHINE M.16x170 mm. | SET | 24 | 0
| 1010110205 | BOLT,MACHINE M.16x350 mm. | SET | 6 | 0
| 1010150000 | BOLT,OVAL EYE M.16X150 MM. | SET | 3 | 0
| 1010150101 | BOLT,OVAL M.20X450 MM. | SET | 3 | 0
| 1010180100 | WASHER,PLAIN,SQUARE,LARGE 52x52x4.5 mm.HOLE DIA. 18 MM. TIS.258 | PCS. | 42 | 0
| 1010180101 | WASHER,PLAIN,SQUARE,LARGE 62X62X6 MM.HOLE DIA.22 MM. TIS.258 | PCS. | 6 | 0
| 1010180301 | WASHER,LOCK,SPRING,SIZE 16 mm.,GENERAL PURPOSE,TIS.259 | PCS. | 3 | 0
| 1010180302 | WASHER,LOCK,SPRING,SIZE 20 MM.,GENERAL PURPOSE,TIS.259 | PCS. | 3 | 0
| 1010200007 | BRACE,ANGLE STEEL 50x50x6 mm. 1,800 mm.WIDE 450 mm.DROP | PCS. | 6 | 0
| 1020240000 | SPACER,HELICAL ROD,PREFORMED,FOR AL.400 SQ.MM. | SET | 6 | 0
set51263 | SD-AS-2 ASSEMBLY NO.5261
| 1000120002 | CROSSARM,STEEL ANGLE 150X150X12 MM.4,500 MM.LONG | PCS. | 6 | 0
| 1010030102 | PLATE,STEEL DOUBLE ARMING 12X100X760 MM. | PCS. | 6 | 0
| 1010050200 | TUBE, RECTANGULAR STEEL 100X50X3.2 MM., 100 MM.LONG | PCS. | 12 | 0
| 1010110201 | BOLT,MACHINE M.16x170 mm. | SET | 12 | 0
| 1010110205 | BOLT,MACHINE M.16x350 mm. | SET | 3 | 0
| 1010110400 | BOLT,MACHINE, HEXAGON, M.16X75 MM. | SET | 12 | 0
| 1010120000 | BOLT,DOUBLE ARMING,M.16x400 mm. | SET | 12 | 0
| 1010150000 | BOLT,OVAL EYE M.16X150 MM. | SET | 3 | 0
| 1010150100 | BOLT,OVAL M.20X350 MM. | SET | 2 | 0
| 1010150101 | BOLT,OVAL M.20X450 MM. | SET | 1 | 0
| 1010180100 | WASHER,PLAIN,SQUARE,LARGE 52x52x4.5 mm.HOLE DIA. 18 MM. TIS.258 | PCS. | 66 | 0
| 1010180101 | WASHER,PLAIN,SQUARE,LARGE 62X62X6 MM.HOLE DIA.22 MM. TIS.258 | PCS. | 6 | 0
| 1010180301 | WASHER,LOCK,SPRING,SIZE 16 mm.,GENERAL PURPOSE,TIS.259 | PCS. | 15 | 0
| 1010180302 | WASHER,LOCK,SPRING,SIZE 20 MM.,GENERAL PURPOSE,TIS.259 | PCS. | 3 | 0
| 1010200007 | BRACE,ANGLE STEEL 50x50x6 mm. 1,800 mm.WIDE 450 mm.DROP | PCS. | 6 | 0
| 1020240000 | SPACER,HELICAL ROD,PREFORMED,FOR AL.400 SQ.MM. | SET | 6 | 0
| 1030140011 | CLEVIS,THIMBLE,FOR PREFORMED DEAD-END | EACH | 3 | 0
set51264 | SD-AS-3 ASSEMBLY NO.5266
| 1000120004 | CROSSARM,CHANNEL STEEL,ALLEY ARM,150X75X9 MM.3,000 MM.LONG | PCS. | 6 | 0
| 1010030002 | PLATE,STEEL 6X100X450 MM. | PCS. | 6 | 0
| 1010030102 | PLATE,STEEL DOUBLE ARMING 12X100X760 MM. | PCS. | 6 | 0
| 1010050002 | ST. PIPE,SIZE 20, 150 MM.LONG W/O T.E. | PCS. | 3 | 0
| 1010110203 | BOLT,MACHINE M.16x250 mm. | SET | 12 | 0
| 1010110204 | BOLT,MACHINE M.16x300 mm. | SET | 4 | 0
| 1010110205 | BOLT,MACHINE M.16x350 mm. | SET | 2 | 0
| 1010110300 | BOLT,MACHINE M.20X350 MM. | SET | 2 | 0
| 1010110301 | BOLT,MACHINE M.20x400 mm. | SET | 1 | 0
| 1010120000 | BOLT,DOUBLE ARMING,M.16x400 mm. | SET | 3 | 0
| 1010150001 | BOLT,OVAL EYE M.16X200 MM. | SET | 3 | 0
| 1010180001 | NUT,EYE M.16 DIN 582 | PCS | 1 | 0
| 1010180100 | WASHER,PLAIN,SQUARE,LARGE 52x52x4.5 mm.HOLE DIA. 18 MM. TIS.258 | PCS. | 42 | 0
| 1010180101 | WASHER,PLAIN,SQUARE,LARGE 62X62X6 MM.HOLE DIA.22 MM. TIS.258 | PCS. | 6 | 0
| 1010180301 | WASHER,LOCK,SPRING,SIZE 16 mm.,GENERAL PURPOSE,TIS.259 | PCS. | 3 | 0
| 1010200003 | BRACE,FLAT,FOR CROSSARM 50X10X1,950 MM. | PCS. | 6 | 0
| 1020240000 | SPACER,HELICAL ROD,PREFORMED,FOR AL.400 SQ.MM. | SET | 6 | 0
| 1030140011 | CLEVIS,THIMBLE,FOR PREFORMED DEAD-END | EACH | 3 | 0
set51265 | SD-LS-2 ASSEMBLY NO.5288
| 1000120002 | CROSSARM,STEEL ANGLE 150X150X12 MM.4,500 MM.LONG | PCS. | 6 | 0
| 1010000400 | STEEL CHANNEL,200X80X7.5 MM.1,000 MM.LONG | PCS. | 6 | 0
| 1010030005 | PLATE,STEEL 6X100X900 MM. | EACH | 2 | 0
| 1010030102 | PLATE,STEEL DOUBLE ARMING 12X100X760 MM. | PCS. | 6 | 0
| 1010110201 | BOLT,MACHINE M.16x170 mm. | SET | 12 | 0
| 1010110202 | BOLT,MACHINE M.16x200 mm. | SET | 4 | 0
| 1010110205 | BOLT,MACHINE M.16x350 mm. | SET | 9 | 0
| 1010110207 | BOLT,MACHINE M.16x450 mm. | SET | 6 | 0
| 1010110300 | BOLT,MACHINE M.20X350 MM. | SET | 3 | 0
| 1010110400 | BOLT,MACHINE, HEXAGON, M.16X75 MM. | SET | 12 | 0
| 1010120000 | BOLT,DOUBLE ARMING,M.16x400 mm. | SET | 12 | 0
| 1010150000 | BOLT,OVAL EYE M.16X150 MM. | SET | 3 | 0
| 1010150100 | BOLT,OVAL M.20X350 MM. | SET | 3 | 0
| 1010180100 | WASHER,PLAIN,SQUARE,LARGE 52x52x4.5 mm.HOLE DIA. 18 MM. TIS.258 | PCS. | 70 | 0
| 1010180101 | WASHER,PLAIN,SQUARE,LARGE 62X62X6 MM.HOLE DIA.22 MM. TIS.258 | PCS. | 12 | 0
| 1010180301 | WASHER,LOCK,SPRING,SIZE 16 mm.,GENERAL PURPOSE,TIS.259 | PCS. | 15 | 0
| 1010180302 | WASHER,LOCK,SPRING,SIZE 20 MM.,GENERAL PURPOSE,TIS.259 | PCS. | 6 | 0
| 1010200007 | BRACE,ANGLE STEEL 50x50x6 mm. 1,800 mm.WIDE 450 mm.DROP | PCS. | 6 | 0
| 1010230000 | CLAMP,SINGLE U-BOLT,M.8 (WIRE ROPE CLIP) | SET | 23 | 0
| 1020240000 | SPACER,HELICAL ROD,PREFORMED,FOR AL.400 SQ.MM. | SET | 6 | 0
| 1030140011 | CLEVIS,THIMBLE,FOR PREFORMED DEAD-END | EACH | 6 | 0
| 9090010017 | VIBRATION DAMPER TYPE DUMBELL FOR BARE ALUMINUM CONDUCTOR 400 SQMM. | EACH | 6 | 0
| 9090010018 | VIBRATION DAMPER TYPE DUMBELL FOR STEEL STRAIN WIRE 35 SQMM. | EACH | 1 | 0
set51266 | SD-LA-1 ASSEMBLY NO.5254A
| 1010150100 | BOLT,OVAL M.20X350 MM. | SET | 6 | 0
| 1010180101 | WASHER,PLAIN,SQUARE,LARGE 62X62X6 MM.HOLE DIA.22 MM. TIS.258 | PCS. | 12 | 0
| 1010180302 | WASHER,LOCK,SPRING,SIZE 20 MM.,GENERAL PURPOSE,TIS.259 | PCS. | 6 | 0
| 1020500006 | CONNECTOR,T-TYPE FOR AL,MAIN 400 sq.mm.,TAP OFF 400 | SET | 3 | 0
set51267 | SD-LA-3 ASSEMBLY NO.5289
| 1000120004 | CROSSARM,CHANNEL STEEL,ALLEY ARM,150X75X9 MM.3,000 MM.LONG | PCS. | 12 | 0
| 1010000400 | STEEL CHANNEL,200X80X7.5 MM.1,000 MM.LONG | PCS. | 6 | 0
| 1010030002 | PLATE,STEEL 6X100X450 MM. | PCS. | 10 | 0
| 1010030102 | PLATE,STEEL DOUBLE ARMING 12X100X760 MM. | PCS. | 6 | 0
| 1010050002 | ST. PIPE,SIZE 20, 150 MM.LONG W/O T.E. | PCS. | 7 | 0
| 1010050006 | PIPE STEEL,SIZE 20 TYPE 2, 300 MM.LONG TIS.277 BUT WITHOUT THREADED END | EACH | 1 | 0
| 1010100003 | WIRE,STEEL STRANDED 35 SQ.MM.TIS.404 | M | 3 | 0
| 1010100006 | WIRE,STEEL STRANDED 95 sq.mm.TIS.404 | M. | 16 | 0
| 1010110202 | BOLT,MACHINE M.16x200 mm. | SET | 16 | 0
| 1010110204 | BOLT,MACHINE M.16x300 mm. | SET | 6 | 0
| 1010110205 | BOLT,MACHINE M.16x350 mm. | SET | 8 | 0
| 1010110300 | BOLT,MACHINE M.20X350 MM. | SET | 6 | 0
| 1010110400 | BOLT,MACHINE, HEXAGON, M.16X75 MM. | SET | 12 | 0
| 1010120000 | BOLT,DOUBLE ARMING,M.16x400 mm. | SET | 6 | 0
| 1010150001 | BOLT,OVAL EYE M.16X200 MM. | SET | 6 | 0
| 1010180100 | WASHER,PLAIN,SQUARE,LARGE 52x52x4.5 mm.HOLE DIA. 18 MM. TIS.258 | PCS. | 70 | 0
| 1010180101 | WASHER,PLAIN,SQUARE,LARGE 62X62X6 MM.HOLE DIA.22 MM. TIS.258 | PCS. | 6 | 0
| 1010180301 | WASHER,LOCK,SPRING,SIZE 16 mm.,GENERAL PURPOSE,TIS.259 | PCS. | 8 | 0
| 1010200002 | BRACE,FLAT,FOR CROSSARM 40x6x1,000 mm. | PCS. | 10 | 0
| 1010200003 | BRACE,FLAT,FOR CROSSARM 50X10X1,950 MM. | PCS. | 2 | 0
| 1010210200 | BOLT,STRAND EYE,SINGLE M.16X350 MM. | SET | 2 | 0
| 1010230000 | CLAMP,SINGLE U-BOLT,M.8 (WIRE ROPE CLIP) | SET | 36 | 0
| 1020240000 | SPACER,HELICAL ROD,PREFORMED,FOR AL.400 SQ.MM. | SET | 6 | 0
| 1030140011 | CLEVIS,THIMBLE,FOR PREFORMED DEAD-END | EACH | 6 | 0
set51268 | SD-TL-1 ASSEMBLY NO.5259A
| 1010150100 | BOLT,OVAL M.20X350 MM. | SET | 6 | 0
| 1010180002 | NET,EYE M.20 | PCS. | 3 | 0
| 1010180101 | WASHER,PLAIN,SQUARE,LARGE 62X62X6 MM.HOLE DIA.22 MM. TIS.258 | PCS. | 12 | 0
| 1010180302 | WASHER,LOCK,SPRING,SIZE 20 MM.,GENERAL PURPOSE,TIS.259 | PCS. | 3 | 0
| 1020240000 | SPACER,HELICAL ROD,PREFORMED,FOR AL.400 SQ.MM. | SET | 6 | 0
set51269 | SD-TL-2 ASSEMBLY NO.5260A
| 1010000400 | STEEL CHANNEL,200X80X7.5 MM.1,000 MM.LONG | PCS. | 6 | 0
| 1010110302 | BOLT,MACHINE M.20X450 MM. | SET | 6 | 0
| 1010150100 | BOLT,OVAL M.20X350 MM. | SET | 6 | 0
| 1010150101 | BOLT,OVAL M.20X450 MM. | SET | 3 | 0
| 1010180101 | WASHER,PLAIN,SQUARE,LARGE 62X62X6 MM.HOLE DIA.22 MM. TIS.258 | PCS. | 30 | 0
| 1010180302 | WASHER,LOCK,SPRING,SIZE 20 MM.,GENERAL PURPOSE,TIS.259 | PCS. | 9 | 0
| 1020240000 | SPACER,HELICAL ROD,PREFORMED,FOR AL.400 SQ.MM. | SET | 6 | 0
set51270 | SD-TL-3 ASSEMBLY NO.5263
| 1010000100 | STEEL CHANNEL, 100x50x5 mm. 2,250 MM.LONG | PCS | 3 | 0
| 1010000400 | STEEL CHANNEL,200X80X7.5 MM.1,000 MM.LONG | PCS. | 6 | 0
| 1010110204 | BOLT,MACHINE M.16x300 mm. | SET | 1 | 0
| 1010110205 | BOLT,MACHINE M.16x350 mm. | SET | 2 | 0
| 1010110300 | BOLT,MACHINE M.20X350 MM. | SET | 3 | 0
| 1010110302 | BOLT,MACHINE M.20X450 MM. | SET | 6 | 0
| 1010110400 | BOLT,MACHINE, HEXAGON, M.16X75 MM. | SET | 3 | 0
| 1010150000 | BOLT,OVAL EYE M.16X150 MM. | SET | 3 | 0
| 1010150100 | BOLT,OVAL M.20X350 MM. | SET | 6 | 0
| 1010150101 | BOLT,OVAL M.20X450 MM. | SET | 3 | 0
| 1010180100 | WASHER,PLAIN,SQUARE,LARGE 52x52x4.5 mm.HOLE DIA. 18 MM. TIS.258 | PCS. | 9 | 0
| 1010180101 | WASHER,PLAIN,SQUARE,LARGE 62X62X6 MM.HOLE DIA.22 MM. TIS.258 | PCS. | 3 | 0
| 1010180301 | WASHER,LOCK,SPRING,SIZE 16 mm.,GENERAL PURPOSE,TIS.259 | PCS. | 3 | 0
| 1010180302 | WASHER,LOCK,SPRING,SIZE 20 MM.,GENERAL PURPOSE,TIS.259 | PCS. | 9 | 0
| 1010200002 | BRACE,FLAT,FOR CROSSARM 40x6x1,000 mm. | PCS. | 3 | 0
| 1020240000 | SPACER,HELICAL ROD,PREFORMED,FOR AL.400 SQ.MM. | SET | 6 | 0
set51271 | SD-TL-4 ASSEMBLY NO.5275 (LINE MAIN)
| 1010000100 | STEEL CHANNEL, 100x50x5 mm. 2,250 MM.LONG | PCS | 3 | 0
| 1010110204 | BOLT,MACHINE M.16x300 mm. | SET | 1 | 0
| 1010110205 | BOLT,MACHINE M.16x350 mm. | SET | 2 | 0
| 1010110300 | BOLT,MACHINE M.20X350 MM. | SET | 3 | 0
| 1010110400 | BOLT,MACHINE, HEXAGON, M.16X75 MM. | SET | 3 | 0
| 1010150000 | BOLT,OVAL EYE M.16X150 MM. | SET | 3 | 0
| 1010180100 | WASHER,PLAIN,SQUARE,LARGE 52x52x4.5 mm.HOLE DIA. 18 MM. TIS.258 | PCS. | 9 | 0
| 1010180101 | WASHER,PLAIN,SQUARE,LARGE 62X62X6 MM.HOLE DIA.22 MM. TIS.258 | PCS. | 3 | 0
| 1010180301 | WASHER,LOCK,SPRING,SIZE 16 mm.,GENERAL PURPOSE,TIS.259 | PCS. | 3 | 0
| 1010200002 | BRACE,FLAT,FOR CROSSARM 40x6x1,000 mm. | PCS. | 3 | 0
set51272 | SD-TL-4 ASSEMBLY NO.5275 (TAP LINE ONLY TO SS)
| 1010000100 | STEEL CHANNEL, 100x50x5 mm. 2,250 MM.LONG | PCS | 3 | 0
| 1010110204 | BOLT,MACHINE M.16x300 mm. | SET | 3 | 0
| 1010110205 | BOLT,MACHINE M.16x350 mm. | SET | 2 | 0
| 1010110300 | BOLT,MACHINE M.20X350 MM. | SET | 3 | 0
| 1010110400 | BOLT,MACHINE, HEXAGON, M.16X75 MM. | SET | 3 | 0
| 1010150000 | BOLT,OVAL EYE M.16X150 MM. | SET | 3 | 0
| 1010150100 | BOLT,OVAL M.20X350 MM. | SET | 3 | 0
| 1010180100 | WASHER,PLAIN,SQUARE,LARGE 52x52x4.5 mm.HOLE DIA. 18 MM. TIS.258 | PCS. | 9 | 0
| 1010180101 | WASHER,PLAIN,SQUARE,LARGE 62X62X6 MM.HOLE DIA.22 MM. TIS.258 | PCS. | 3 | 0
| 1010180301 | WASHER,LOCK,SPRING,SIZE 16 mm.,GENERAL PURPOSE,TIS.259 | PCS. | 3 | 0
| 1010180302 | WASHER,LOCK,SPRING,SIZE 20 MM.,GENERAL PURPOSE,TIS.259 | PCS. | 3 | 0
| 1010200002 | BRACE,FLAT,FOR CROSSARM 40x6x1,000 mm. | PCS. | 3 | 0
| 1010210304 | THIMBLE,GUY,FOR STEEL WIRE 50-95 sq.mm. | PCS. | 2 | 0
| 1010230003 | CLAMP,TRIPLE BOLTS FOR STEEL STRANDED WIRE 35 SQ.MM. | SET | 2 | 0
| 1020420201 | CABLE LUG, NEMA HOLE, COMPRESSION TYPE, AL. 400 SQ.MM. | PCS. | 3 | 0
| 1020500100 | CONNECTOR,T-TYPE,COMPRESSION,FOR AL CONDUCTOR MAIN 400 SQ.MM. TO NEMA 4-HOLE PAD | SET | 6 | 0
| 1020560200 | PAD COUPLER,AL-ALLOY, T-TYPE FOR ONE TO TWO TRMINAL PAD 4 HOLE NEMA | PCS. | 3 | 0
set51273 | SD-TL-4 ASSEMBLY NO.5275 (TAP LINE ONLY TO SD)
| 1010000100 | STEEL CHANNEL, 100x50x5 mm. 2,250 MM.LONG | PCS | 3 | 0
| 1010110204 | BOLT,MACHINE M.16x300 mm. | SET | 3 | 0
| 1010110205 | BOLT,MACHINE M.16x350 mm. | SET | 2 | 0
| 1010110300 | BOLT,MACHINE M.20X350 MM. | SET | 3 | 0
| 1010110400 | BOLT,MACHINE, HEXAGON, M.16X75 MM. | SET | 3 | 0
| 1010150000 | BOLT,OVAL EYE M.16X150 MM. | SET | 3 | 0
| 1010150100 | BOLT,OVAL M.20X350 MM. | SET | 3 | 0
| 1010180100 | WASHER,PLAIN,SQUARE,LARGE 52x52x4.5 mm.HOLE DIA. 18 MM. TIS.258 | PCS. | 9 | 0
| 1010180101 | WASHER,PLAIN,SQUARE,LARGE 62X62X6 MM.HOLE DIA.22 MM. TIS.258 | PCS. | 3 | 0
| 1010180301 | WASHER,LOCK,SPRING,SIZE 16 mm.,GENERAL PURPOSE,TIS.259 | PCS. | 3 | 0
| 1010180302 | WASHER,LOCK,SPRING,SIZE 20 MM.,GENERAL PURPOSE,TIS.259 | PCS. | 3 | 0
| 1010200002 | BRACE,FLAT,FOR CROSSARM 40x6x1,000 mm. | PCS. | 3 | 0
| 1010210304 | THIMBLE,GUY,FOR STEEL WIRE 50-95 sq.mm. | PCS. | 2 | 0
| 1010230003 | CLAMP,TRIPLE BOLTS FOR STEEL STRANDED WIRE 35 SQ.MM. | SET | 2 | 0
| 1020420201 | CABLE LUG, NEMA HOLE, COMPRESSION TYPE, AL. 400 SQ.MM. | PCS. | 6 | 0
| 1020500100 | CONNECTOR,T-TYPE,COMPRESSION,FOR AL CONDUCTOR MAIN 400 SQ.MM. TO NEMA 4-HOLE PAD | SET | 6 | 0
set51274 | SD-TL-5 ASSEMBLY NO.5276
| 1010000100 | STEEL CHANNEL, 100x50x5 mm. 2,250 MM.LONG | PCS | 3 | 0
| 1010000400 | STEEL CHANNEL,200X80X7.5 MM.1,000 MM.LONG | PCS. | 9 | 0
| 1010110201 | BOLT,MACHINE M.16x170 mm. | SET | 3 | 0
| 1010110204 | BOLT,MACHINE M.16x300 mm. | SET | 5 | 0
| 1010110205 | BOLT,MACHINE M.16x350 mm. | SET | 4 | 0
| 1010110207 | BOLT,MACHINE M.16x450 mm. | SET | 6 | 0
| 1010110300 | BOLT,MACHINE M.20X350 MM. | SET | 3 | 0
| 1010110400 | BOLT,MACHINE, HEXAGON, M.16X75 MM. | SET | 3 | 0
| 1010150000 | BOLT,OVAL EYE M.16X150 MM. | SET | 3 | 0
| 1010150100 | BOLT,OVAL M.20X350 MM. | SET | 3 | 0
| 1010180100 | WASHER,PLAIN,SQUARE,LARGE 52x52x4.5 mm.HOLE DIA. 18 MM. TIS.258 | PCS. | 22 | 0
| 1010180101 | WASHER,PLAIN,SQUARE,LARGE 62X62X6 MM.HOLE DIA.22 MM. TIS.258 | PCS. | 12 | 0
| 1010180301 | WASHER,LOCK,SPRING,SIZE 16 mm.,GENERAL PURPOSE,TIS.259 | PCS. | 3 | 0
| 1010180302 | WASHER,LOCK,SPRING,SIZE 20 MM.,GENERAL PURPOSE,TIS.259 | PCS. | 3 | 0
| 1010200002 | BRACE,FLAT,FOR CROSSARM 40x6x1,000 mm. | PCS. | 3 | 0
| 1010210304 | THIMBLE,GUY,FOR STEEL WIRE 50-95 sq.mm. | PCS. | 2 | 0
| 1010230003 | CLAMP,TRIPLE BOLTS FOR STEEL STRANDED WIRE 35 SQ.MM. | SET | 2 | 0
| 1020420201 | CABLE LUG, NEMA HOLE, COMPRESSION TYPE, AL. 400 SQ.MM. | PCS. | 3 | 0
| 1020500100 | CONNECTOR,T-TYPE,COMPRESSION,FOR AL CONDUCTOR MAIN 400 SQ.MM. TO NEMA 4-HOLE PAD | SET | 6 | 0
| 1020560200 | PAD COUPLER,AL-ALLOY, T-TYPE FOR ONE TO TWO TRMINAL PAD 4 HOLE NEMA | PCS. | 3 | 0
set51275 | SD-TL-5 ASSEMBLY NO.5276
| 1010000100 | STEEL CHANNEL, 100x50x5 mm. 2,250 MM.LONG | PCS | 3 | 0
| 1010000400 | STEEL CHANNEL,200X80X7.5 MM.1,000 MM.LONG | PCS. | 9 | 0
| 1010110201 | BOLT,MACHINE M.16x170 mm. | SET | 3 | 0
| 1010110204 | BOLT,MACHINE M.16x300 mm. | SET | 5 | 0
| 1010110205 | BOLT,MACHINE M.16x350 mm. | SET | 4 | 0
| 1010110207 | BOLT,MACHINE M.16x450 mm. | SET | 6 | 0
| 1010110300 | BOLT,MACHINE M.20X350 MM. | SET | 3 | 0
| 1010110400 | BOLT,MACHINE, HEXAGON, M.16X75 MM. | SET | 3 | 0
| 1010150000 | BOLT,OVAL EYE M.16X150 MM. | SET | 3 | 0
| 1010150100 | BOLT,OVAL M.20X350 MM. | SET | 3 | 0
| 1010180100 | WASHER,PLAIN,SQUARE,LARGE 52x52x4.5 mm.HOLE DIA. 18 MM. TIS.258 | PCS. | 22 | 0
| 1010180101 | WASHER,PLAIN,SQUARE,LARGE 62X62X6 MM.HOLE DIA.22 MM. TIS.258 | PCS. | 12 | 0
| 1010180301 | WASHER,LOCK,SPRING,SIZE 16 mm.,GENERAL PURPOSE,TIS.259 | PCS. | 3 | 0
| 1010180302 | WASHER,LOCK,SPRING,SIZE 20 MM.,GENERAL PURPOSE,TIS.259 | PCS. | 3 | 0
| 1010200002 | BRACE,FLAT,FOR CROSSARM 40x6x1,000 mm. | PCS. | 3 | 0
| 1010210304 | THIMBLE,GUY,FOR STEEL WIRE 50-95 sq.mm. | PCS. | 2 | 0
| 1010230003 | CLAMP,TRIPLE BOLTS FOR STEEL STRANDED WIRE 35 SQ.MM. | SET | 2 | 0
| 1020420201 | CABLE LUG, NEMA HOLE, COMPRESSION TYPE, AL. 400 SQ.MM. | PCS. | 6 | 0
| 1020500100 | CONNECTOR,T-TYPE,COMPRESSION,FOR AL CONDUCTOR MAIN 400 SQ.MM. TO NEMA 4-HOLE PAD | SET | 6 | 0
set51276 | SD-UG-1 ASSEMBLY NO.7621
| 1010000303 | STEEL CHANNEL,150X75X6.5 MM.6,000 MM.LONG | PCS. | 6 | 0
| 1010050101 | ST. PIPE,SIZE 25, 470 MM.LONG W/O T.E. | SET | 5 | 0
| 1010060021 | SUPPORTING STRUCTURE FOR MOUNTING UNDERGROUND CABLE TERMINATOR,LIGHTNING ARRESTER COMPLETE WITH BOLD | SET | 1 | 0
| 1010100004 | WIRE,STEEL STRANDED 50/7 sq.mm.TIS.404 | M. | 6 | 0
| 1010100006 | WIRE,STEEL STRANDED 95 sq.mm.TIS.404 | M. | 18 | 0
| 1010110103 | BOLT,MACHINE,M.12X50 MM., NUT,R.W.&S.W. | SET | 36 | 0
| 1010110208 | BOLT,MACHINE M.16x500 mm. | SET | 10 | 0
| 1010110209 | BOLT MACHINE M.16X600 MM. | SET | 2 | 0
| 1010120002 | BOLT,DOUBLE ARMING,M.16x500 mm. | SET | 16 | 0
| 1010120004 | BOLT,DOUBLE ARMING,M.16x600 mm. | SET | 4 | 0
| 1010150100 | BOLT,OVAL M.20X350 MM. | SET | 7 | 0
| 1010180100 | WASHER,PLAIN,SQUARE,LARGE 52x52x4.5 mm.HOLE DIA. 18 MM. TIS.258 | PCS. | 16 | 0
| 1010180101 | WASHER,PLAIN,SQUARE,LARGE 62X62X6 MM.HOLE DIA.22 MM. TIS.258 | PCS. | 14 | 0
| 1010180301 | WASHER,LOCK,SPRING,SIZE 16 mm.,GENERAL PURPOSE,TIS.259 | PCS. | 6 | 0
| 1010180302 | WASHER,LOCK,SPRING,SIZE 20 MM.,GENERAL PURPOSE,TIS.259 | PCS. | 7 | 0
| 1010210304 | THIMBLE,GUY,FOR STEEL WIRE 50-95 sq.mm. | PCS. | 4 | 0
| 1010230016 | CLAMP,CABLE STRAP FOR UG 1X800 SQ.MM. | SET | 12 | 0
| 1010230017 | CLAMP,CABLE STRAP (MADE OF WOOD) FOR UG CABLE 4X800 SQ.MM | SET | 2 | 0
| 1020010006 | COND.,AL,BARE 150 SQ.MM.TIS.85 | m | 9 | 0
| 1020010009 | CONDUCTOR,AL,BARE,400 SQ.MM.TIS.85 | M | 65 | 0
| 1020150201 | CABLE TERMINATION KITS, FOR OUTDOOR, 115 KV. 1X800 SQ.MM. | SET | 3 | 0
| 1020210109 | LINE GUARD,PREFORMED,AL 400MM. | SET | 8 | 0
| 1020420106 | CABLE LUG,NEMA HOLE,COMPRESSION TYPE,AL 185 SQ.MM. | PCS. | 3 | 0
| 1020420201 | CABLE LUG, NEMA HOLE, COMPRESSION TYPE, AL. 400 SQ.MM. | PCS. | 3 | 0
| 1020450001 | PLATE,AL,1mm THICK,PAINT COMP,4 SCREWS | SET | 3 | 0
| 1020500005 | CONNECTOR,T-TYPE,FOR CONDUCTOR MAIN 400 SQ.MM. TO CONDUCTOR TAP 185-240 SQ.MM. | SET | 3 | 0
| 1020560201 | PAD COUPLER,AL-ALLOY,STRAIGHT-TYPE,FOR ONE TO TWO TERMINAL PAD, 4 HOLE NEMA | EACH | 3 | 0
| 1020570106 | CLIMP,TOP TYPE DOUBLE CONDUCTOR, AL 400 SQ.MM.FOR HORIZONTAL MOUNTING POST TYPE INSULATOR 115 KV. | SET | 8 | 0
| 1030010204 | INSULATOR, POST TYPE 115 KV. HORIZONTAL MOUNTING | PCS. | 8 | 0
| 1040000201 | LIGHTNING ARRESTER 96 KV. 10 KA. | EACH | 3 | 0
| 1080050013 | CONDUIT,HDPE PN 6.3 SIZE 160 MM. TIS.982 | EACH | 32 | 0
set51277 | SD-UG-2 ASSEMBLY NO.7622
| 1010000303 | STEEL CHANNEL,150X75X6.5 MM.6,000 MM.LONG | PCS. | 6 | 0
| 1010050101 | ST. PIPE,SIZE 25, 470 MM.LONG W/O T.E. | SET | 5 | 0
| 1010060021 | SUPPORTING STRUCTURE FOR MOUNTING UNDERGROUND CABLE TERMINATOR,LIGHTNING ARRESTER COMPLETE WITH BOLD | SET | 1 | 0
| 1010100004 | WIRE,STEEL STRANDED 50/7 sq.mm.TIS.404 | M. | 6 | 0
| 1010100006 | WIRE,STEEL STRANDED 95 sq.mm.TIS.404 | M. | 18 | 0
| 1010110208 | BOLT,MACHINE M.16x500 mm. | SET | 10 | 0
| 1010110209 | BOLT MACHINE M.16X600 MM. | SET | 2 | 0
| 1010120002 | BOLT,DOUBLE ARMING,M.16x500 mm. | SET | 16 | 0
| 1010120004 | BOLT,DOUBLE ARMING,M.16x600 mm. | SET | 4 | 0
| 1010150100 | BOLT,OVAL M.20X350 MM. | SET | 7 | 0
| 1010180100 | WASHER,PLAIN,SQUARE,LARGE 52x52x4.5 mm.HOLE DIA. 18 MM. TIS.258 | PCS. | 16 | 0
| 1010180101 | WASHER,PLAIN,SQUARE,LARGE 62X62X6 MM.HOLE DIA.22 MM. TIS.258 | PCS. | 14 | 0
| 1010180301 | WASHER,LOCK,SPRING,SIZE 16 mm.,GENERAL PURPOSE,TIS.259 | PCS. | 6 | 0
| 1010180302 | WASHER,LOCK,SPRING,SIZE 20 MM.,GENERAL PURPOSE,TIS.259 | PCS. | 7 | 0
| 1010210304 | THIMBLE,GUY,FOR STEEL WIRE 50-95 sq.mm. | PCS. | 4 | 0
| 1010230016 | CLAMP,CABLE STRAP FOR UG 1X800 SQ.MM. | SET | 12 | 0
| 1010230017 | CLAMP,CABLE STRAP (MADE OF WOOD) FOR UG CABLE 4X800 SQ.MM | SET | 2 | 0
| 1020010007 | CONDUCTOR,AL,BARE 185 sq.mm.TIS.85 | M. | 9 | 0
| 1020010009 | CONDUCTOR,AL,BARE,400 SQ.MM.TIS.85 | M | 65 | 0
| 1020150201 | CABLE TERMINATION KITS, FOR OUTDOOR, 115 KV. 1X800 SQ.MM. | SET | 6 | 0
| 1020210109 | LINE GUARD,PREFORMED,AL 400MM. | SET | 16 | 0
| 1020240000 | SPACER,HELICAL ROD,PREFORMED,FOR AL.400 SQ.MM. | SET | 5 | 0
| 1020300103 | CONNECTOR,PARALLEL GROOVE,TRIPLE BOLT,AL,AL-ALLOY AND ACSR 70-185 SQ.MM. | PCS. | 6 | 0
| 1020420106 | CABLE LUG,NEMA HOLE,COMPRESSION TYPE,AL 185 SQ.MM. | PCS. | 3 | 0
| 1020450001 | PLATE,AL,1mm THICK,PAINT COMP,4 SCREWS | SET | 6 | 0
| 1020500005 | CONNECTOR,T-TYPE,FOR CONDUCTOR MAIN 400 SQ.MM. TO CONDUCTOR TAP 185-240 SQ.MM. | SET | 6 | 0
| 1020570106 | CLIMP,TOP TYPE DOUBLE CONDUCTOR, AL 400 SQ.MM.FOR HORIZONTAL MOUNTING POST TYPE INSULATOR 115 KV. | SET | 8 | 0
| 1030010204 | INSULATOR, POST TYPE 115 KV. HORIZONTAL MOUNTING | PCS. | 8 | 0
| 1040000201 | LIGHTNING ARRESTER 96 KV. 10 KA. | EACH | 3 | 0
| 1080050013 | CONDUIT,HDPE PN 6.3 SIZE 160 MM. TIS.982 | EACH | 32 | 0
set51278 | SD-UG-3 ASSEMBLY NO.7623
| 1010000303 | STEEL CHANNEL,150X75X6.5 MM.6,000 MM.LONG | PCS. | 4 | 0
| 1010050101 | ST. PIPE,SIZE 25, 470 MM.LONG W/O T.E. | SET | 7 | 0
| 1010060021 | SUPPORTING STRUCTURE FOR MOUNTING UNDERGROUND CABLE TERMINATOR,LIGHTNING ARRESTER COMPLETE WITH BOLD | SET | 1 | 0
| 1010060022 | ST. FRAME STRUCTURE WITH CHANNEL ST. | SET | 1 | 0
| 1010110208 | BOLT,MACHINE M.16x500 mm. | SET | 10 | 0
| 1010110209 | BOLT MACHINE M.16X600 MM. | SET | 2 | 0
| 1010120002 | BOLT,DOUBLE ARMING,M.16x500 mm. | SET | 16 | 0
| 1010120004 | BOLT,DOUBLE ARMING,M.16x600 mm. | SET | 4 | 0
| 1010150101 | BOLT,OVAL M.20X450 MM. | SET | 3 | 0
| 1010180100 | WASHER,PLAIN,SQUARE,LARGE 52x52x4.5 mm.HOLE DIA. 18 MM. TIS.258 | PCS. | 16 | 0
| 1010180101 | WASHER,PLAIN,SQUARE,LARGE 62X62X6 MM.HOLE DIA.22 MM. TIS.258 | PCS. | 6 | 0
| 1010180301 | WASHER,LOCK,SPRING,SIZE 16 mm.,GENERAL PURPOSE,TIS.259 | PCS. | 6 | 0
| 1010180302 | WASHER,LOCK,SPRING,SIZE 20 MM.,GENERAL PURPOSE,TIS.259 | PCS. | 3 | 0
| 1010230016 | CLAMP,CABLE STRAP FOR UG 1X800 SQ.MM. | SET | 6 | 0
| 1010230017 | CLAMP,CABLE STRAP (MADE OF WOOD) FOR UG CABLE 4X800 SQ.MM | SET | 2 | 0
| 1020010007 | CONDUCTOR,AL,BARE 185 sq.mm.TIS.85 | M. | 9 | 0
| 1020010009 | CONDUCTOR,AL,BARE,400 SQ.MM.TIS.85 | M | 65 | 0
| 1020150201 | CABLE TERMINATION KITS, FOR OUTDOOR, 115 KV. 1X800 SQ.MM. | SET | 6 | 0
| 1020210109 | LINE GUARD,PREFORMED,AL 400MM. | SET | 12 | 0
| 1020240000 | SPACER,HELICAL ROD,PREFORMED,FOR AL.400 SQ.MM. | SET | 3 | 0
| 1020300103 | CONNECTOR,PARALLEL GROOVE,TRIPLE BOLT,AL,AL-ALLOY AND ACSR 70-185 SQ.MM. | PCS. | 6 | 0
| 1020420106 | CABLE LUG,NEMA HOLE,COMPRESSION TYPE,AL 185 SQ.MM. | PCS. | 3 | 0
| 1020450001 | PLATE,AL,1mm THICK,PAINT COMP,4 SCREWS | SET | 6 | 0
| 1020500005 | CONNECTOR,T-TYPE,FOR CONDUCTOR MAIN 400 SQ.MM. TO CONDUCTOR TAP 185-240 SQ.MM. | SET | 6 | 0
| 1020570106 | CLIMP,TOP TYPE DOUBLE CONDUCTOR, AL 400 SQ.MM.FOR HORIZONTAL MOUNTING POST TYPE INSULATOR 115 KV. | SET | 6 | 0
| 1030010204 | INSULATOR, POST TYPE 115 KV. HORIZONTAL MOUNTING | PCS. | 6 | 0
| 1040000201 | LIGHTNING ARRESTER 96 KV. 10 KA. | EACH | 3 | 0
| 1080050013 | CONDUIT,HDPE PN 6.3 SIZE 160 MM. TIS.982 | EACH | 32 | 0
set51279 | SD-UG-4 ASSEMBLY NO.7624
| 1010000103 | STEEL CHANNEL,100X50X5 MM.4,200 MM.LONG | PCS | 6 | 0
| 1010060021 | SUPPORTING STRUCTURE FOR MOUNTING UNDERGROUND CABLE TERMINATOR,LIGHTNING ARRESTER COMPLETE WITH BOLD | SET | 1 | 0
| 1010110103 | BOLT,MACHINE,M.12X50 MM., NUT,R.W.&S.W. | SET | 36 | 0
| 1010110200 | BOLT,MACHINE M.16x130 mm. | SET | 12 | 0
| 1010110205 | BOLT,MACHINE M.16x350 mm. | SET | 6 | 0
| 1010110208 | BOLT,MACHINE M.16x500 mm. | SET | 4 | 0
| 1010110209 | BOLT MACHINE M.16X600 MM. | SET | 2 | 0
| 1010110300 | BOLT,MACHINE M.20X350 MM. | SET | 6 | 0
| 1010120002 | BOLT,DOUBLE ARMING,M.16x500 mm. | SET | 16 | 0
| 1010120004 | BOLT,DOUBLE ARMING,M.16x600 mm. | SET | 4 | 0
| 1010150000 | BOLT,OVAL EYE M.16X150 MM. | SET | 12 | 0
| 1010180100 | WASHER,PLAIN,SQUARE,LARGE 52x52x4.5 mm.HOLE DIA. 18 MM. TIS.258 | PCS. | 64 | 0
| 1010180101 | WASHER,PLAIN,SQUARE,LARGE 62X62X6 MM.HOLE DIA.22 MM. TIS.258 | PCS. | 12 | 0
| 1010180301 | WASHER,LOCK,SPRING,SIZE 16 mm.,GENERAL PURPOSE,TIS.259 | PCS. | 12 | 0
| 1010180302 | WASHER,LOCK,SPRING,SIZE 20 MM.,GENERAL PURPOSE,TIS.259 | PCS. | 6 | 0
| 1010200007 | BRACE,ANGLE STEEL 50x50x6 mm. 1,800 mm.WIDE 450 mm.DROP | PCS. | 6 | 0
| 1010230016 | CLAMP,CABLE STRAP FOR UG 1X800 SQ.MM. | SET | 12 | 0
| 1010230017 | CLAMP,CABLE STRAP (MADE OF WOOD) FOR UG CABLE 4X800 SQ.MM | SET | 2 | 0
| 1020010007 | CONDUCTOR,AL,BARE 185 sq.mm.TIS.85 | M. | 9 | 0
| 1020010009 | CONDUCTOR,AL,BARE,400 SQ.MM.TIS.85 | M | 65 | 0
| 1020150201 | CABLE TERMINATION KITS, FOR OUTDOOR, 115 KV. 1X800 SQ.MM. | SET | 3 | 0
| 1020210109 | LINE GUARD,PREFORMED,AL 400MM. | SET | 3 | 0
| 1020420106 | CABLE LUG,NEMA HOLE,COMPRESSION TYPE,AL 185 SQ.MM. | PCS. | 3 | 0
| 1020420201 | CABLE LUG, NEMA HOLE, COMPRESSION TYPE, AL. 400 SQ.MM. | PCS. | 3 | 0
| 1020450001 | PLATE,AL,1mm THICK,PAINT COMP,4 SCREWS | SET | 3 | 0
| 1020500005 | CONNECTOR,T-TYPE,FOR CONDUCTOR MAIN 400 SQ.MM. TO CONDUCTOR TAP 185-240 SQ.MM. | SET | 3 | 0
| 1020500100 | CONNECTOR,T-TYPE,COMPRESSION,FOR AL CONDUCTOR MAIN 400 SQ.MM. TO NEMA 4-HOLE PAD | SET | 6 | 0
| 1020560201 | PAD COUPLER,AL-ALLOY,STRAIGHT-TYPE,FOR ONE TO TWO TERMINAL PAD, 4 HOLE NEMA | EACH | 3 | 0
| 1020570106 | CLIMP,TOP TYPE DOUBLE CONDUCTOR, AL 400 SQ.MM.FOR HORIZONTAL MOUNTING POST TYPE INSULATOR 115 KV. | SET | 3 | 0
| 1030010204 | INSULATOR, POST TYPE 115 KV. HORIZONTAL MOUNTING | PCS. | 3 | 0
| 1040000201 | LIGHTNING ARRESTER 96 KV. 10 KA. | EACH | 3 | 0
| 1080050013 | CONDUIT,HDPE PN 6.3 SIZE 160 MM. TIS.982 | EACH | 32 | 0
set51280 | SD-UG-5 ASSEMBLY NO.7625
| 1010000103 | STEEL CHANNEL,100X50X5 MM.4,200 MM.LONG | PCS | 6 | 0
| 1010060021 | SUPPORTING STRUCTURE FOR MOUNTING UNDERGROUND CABLE TERMINATOR,LIGHTNING ARRESTER COMPLETE WITH BOLD | SET | 1 | 0
| 1010110103 | BOLT,MACHINE,M.12X50 MM., NUT,R.W.&S.W. | SET | 24 | 0
| 1010110200 | BOLT,MACHINE M.16x130 mm. | SET | 12 | 0
| 1010110205 | BOLT,MACHINE M.16x350 mm. | SET | 6 | 0
| 1010110208 | BOLT,MACHINE M.16x500 mm. | SET | 4 | 0
| 1010110209 | BOLT MACHINE M.16X600 MM. | SET | 2 | 0
| 1010110300 | BOLT,MACHINE M.20X350 MM. | SET | 6 | 0
| 1010120002 | BOLT,DOUBLE ARMING,M.16x500 mm. | SET | 16 | 0
| 1010120004 | BOLT,DOUBLE ARMING,M.16x600 mm. | SET | 4 | 0
| 1010150000 | BOLT,OVAL EYE M.16X150 MM. | SET | 12 | 0
| 1010180100 | WASHER,PLAIN,SQUARE,LARGE 52x52x4.5 mm.HOLE DIA. 18 MM. TIS.258 | PCS. | 64 | 0
| 1010180101 | WASHER,PLAIN,SQUARE,LARGE 62X62X6 MM.HOLE DIA.22 MM. TIS.258 | PCS. | 12 | 0
| 1010180301 | WASHER,LOCK,SPRING,SIZE 16 mm.,GENERAL PURPOSE,TIS.259 | PCS. | 12 | 0
| 1010180302 | WASHER,LOCK,SPRING,SIZE 20 MM.,GENERAL PURPOSE,TIS.259 | PCS. | 6 | 0
| 1010200007 | BRACE,ANGLE STEEL 50x50x6 mm. 1,800 mm.WIDE 450 mm.DROP | PCS. | 6 | 0
| 1010230016 | CLAMP,CABLE STRAP FOR UG 1X800 SQ.MM. | SET | 12 | 0
| 1010230017 | CLAMP,CABLE STRAP (MADE OF WOOD) FOR UG CABLE 4X800 SQ.MM | SET | 2 | 0
| 1020010007 | CONDUCTOR,AL,BARE 185 sq.mm.TIS.85 | M. | 9 | 0
| 1020010009 | CONDUCTOR,AL,BARE,400 SQ.MM.TIS.85 | M | 65 | 0
| 1020150201 | CABLE TERMINATION KITS, FOR OUTDOOR, 115 KV. 1X800 SQ.MM. | SET | 6 | 0
| 1020210109 | LINE GUARD,PREFORMED,AL 400MM. | SET | 6 | 0
| 1020300103 | CONNECTOR,PARALLEL GROOVE,TRIPLE BOLT,AL,AL-ALLOY AND ACSR 70-185 SQ.MM. | PCS. | 6 | 0
| 1020420106 | CABLE LUG,NEMA HOLE,COMPRESSION TYPE,AL 185 SQ.MM. | PCS. | 3 | 0
| 1020420201 | CABLE LUG, NEMA HOLE, COMPRESSION TYPE, AL. 400 SQ.MM. | PCS. | 6 | 0
| 1020450001 | PLATE,AL,1mm THICK,PAINT COMP,4 SCREWS | SET | 6 | 0
| 1020500005 | CONNECTOR,T-TYPE,FOR CONDUCTOR MAIN 400 SQ.MM. TO CONDUCTOR TAP 185-240 SQ.MM. | SET | 6 | 0
| 1020500100 | CONNECTOR,T-TYPE,COMPRESSION,FOR AL CONDUCTOR MAIN 400 SQ.MM. TO NEMA 4-HOLE PAD | SET | 6 | 0
| 1020570106 | CLIMP,TOP TYPE DOUBLE CONDUCTOR, AL 400 SQ.MM.FOR HORIZONTAL MOUNTING POST TYPE INSULATOR 115 KV. | SET | 3 | 0
| 1030010204 | INSULATOR, POST TYPE 115 KV. HORIZONTAL MOUNTING | PCS. | 3 | 0
| 1040000201 | LIGHTNING ARRESTER 96 KV. 10 KA. | EACH | 3 | 0
| 1080050013 | CONDUIT,HDPE PN 6.3 SIZE 160 MM. TIS.982 | EACH | 32 | 0
set51281 | SD-AS-6 ASSEMBLY NO.5284
| 1000120001 | CROSSARM,STEEL 100X50X3.2 MM.4,200 MM.LONG | PCS. | 2 | 0
| 1010000100 | STEEL CHANNEL, 100x50x5 mm. 2,250 MM.LONG | PCS | 1 | 0
| 1010000304 | STEEL CHANNEL150X75X6.5 MM.2,500MM. | PCS | 2 | 0
| 1010030002 | PLATE,STEEL 6X100X450 MM. | PCS. | 4 | 0
| 1010030102 | PLATE,STEEL DOUBLE ARMING 12X100X760 MM. | PCS. | 2 | 0
| 1010050002 | ST. PIPE,SIZE 20, 150 MM.LONG W/O T.E. | PCS. | 1 | 0
| 1010100003 | WIRE,STEEL STRANDED 35 SQ.MM.TIS.404 | M | 5 | 0
| 1010110201 | BOLT,MACHINE M.16x170 mm. | SET | 5 | 0
| 1010110202 | BOLT,MACHINE M.16x200 mm. | SET | 4 | 0
| 1010110204 | BOLT,MACHINE M.16x300 mm. | SET | 3 | 0
| 1010110205 | BOLT,MACHINE M.16x350 mm. | SET | 2 | 0
| 1010110300 | BOLT,MACHINE M.20X350 MM. | SET | 1 | 0
| 1010110400 | BOLT,MACHINE, HEXAGON, M.16X75 MM. | SET | 4 | 0
| 1010120000 | BOLT,DOUBLE ARMING,M.16x400 mm. | SET | 4 | 0
| 1010150000 | BOLT,OVAL EYE M.16X150 MM. | SET | 1 | 0
| 1010150100 | BOLT,OVAL M.20X350 MM. | SET | 1 | 0
| 1010180002 | NET,EYE M.20 | PCS. | 1 | 0
| 1010180100 | WASHER,PLAIN,SQUARE,LARGE 52x52x4.5 mm.HOLE DIA. 18 MM. TIS.258 | PCS. | 32 | 0
| 1010180101 | WASHER,PLAIN,SQUARE,LARGE 62X62X6 MM.HOLE DIA.22 MM. TIS.258 | PCS. | 2 | 0
| 1010180301 | WASHER,LOCK,SPRING,SIZE 16 mm.,GENERAL PURPOSE,TIS.259 | PCS. | 5 | 0
| 1010180302 | WASHER,LOCK,SPRING,SIZE 20 MM.,GENERAL PURPOSE,TIS.259 | PCS. | 2 | 0
| 1010200007 | BRACE,ANGLE STEEL 50x50x6 mm. 1,800 mm.WIDE 450 mm.DROP | PCS. | 2 | 0
| 1010200008 | BRACE, ALLEY ARM 50X50X6 MM. 920 MM.LONG | PCS | 1 | 0
| 1010230003 | CLAMP,TRIPLE BOLTS FOR STEEL STRANDED WIRE 35 SQ.MM. | SET | 1 | 0
| 1020240000 | SPACER,HELICAL ROD,PREFORMED,FOR AL.400 SQ.MM. | SET | 4 | 0
set51282 | SD-SW-2 ASSEMBLY NO.5431
| 1010110204 | BOLT,MACHINE M.16x300 mm. | SET | 2 | 0
| 1010110207 | BOLT,MACHINE M.16x450 mm. | SET | 7 | 0
| 1010110208 | BOLT,MACHINE M.16x500 mm. | SET | 2 | 0
| 1010180100 | WASHER,PLAIN,SQUARE,LARGE 52x52x4.5 mm.HOLE DIA. 18 MM. TIS.258 | PCS. | 11 | 0
| 1010220002 | ROD,GROUND,60x60x5 mm. 2 m.LONG | SET | 1 | 0
| 1020000005 | COND.,CU,BARE 50 SQ.MM.TIS.64 | M | 10 | 0
| 1040060200 | SWITCH,AIR BREAK,TRIPLE POLE,115 KV.1,200 A.61 KA.HORIZONTAL OPENING | SET | 1 | 1
| 1080040001 | CONDUIT,PVC,RIGID,DIA. 20x2500 mm.TIS.216 | EACH | 1 | 0
set51283 | SD-TG-1(MP)(ASSEMBLY NO.5902)
| 1010000100 | STEEL CHANNEL, 100x50x5 mm. 2,250 MM.LONG | PCS | 3 | 3
| 1010010004 | STEEL ANGLE,OVERHEAD GROUND WIRE BAYONET 65X65X6 MM. 2,500 MM.LONG | PCS. | 1 | 1
| 1010030006 | PLATE,STEEL,FOR OVERHEAD GROUND WIRE BAYONET,ACCORDING TO DWG.NO.SA3-015/44004 | PCS. | 1 | 0
| 1010100003 | WIRE,STEEL STRANDED 35 SQ.MM.TIS.404 | M | 3.5 | 0
| 1010110101 | BOLE,MACHINE M. 12X50 MM. | SET | 1 | 0
| 1010110200 | BOLT,MACHINE M.16x130 mm. | SET | 3 | 0
| 1010110204 | BOLT,MACHINE M.16x300 mm. | SET | 4 | 0
| 1010110205 | BOLT,MACHINE M.16x350 mm. | SET | 1 | 0
| 1010110206 | BOLT,MACHINE M.16x400 mm. | SET | 1 | 0
| 1010110300 | BOLT,MACHINE M.20X350 MM. | SET | 2 | 0
| 1010110301 | BOLT,MACHINE M.20x400 mm. | SET | 1 | 0
| 1010150000 | BOLT,OVAL EYE M.16X150 MM. | SET | 4 | 0
| 1010180100 | WASHER,PLAIN,SQUARE,LARGE 52x52x4.5 mm.HOLE DIA. 18 MM. TIS.258 | PCS. | 42 | 0
| 1010180101 | WASHER,PLAIN,SQUARE,LARGE 62X62X6 MM.HOLE DIA.22 MM. TIS.258 | PCS. | 36 | 0
| 1010180301 | WASHER,LOCK,SPRING,SIZE 16 mm.,GENERAL PURPOSE,TIS.259 | PCS. | 18 | 0
| 1010200009 | BRACE,ALLEY ARM 50x50x6 MM. 1,000 MM.LONG | PCS. | 3 | 3
| 1010230003 | CLAMP,TRIPLE BOLTS FOR STEEL STRANDED WIRE 35 SQ.MM. | SET | 1 | 0
| 1010230203 | GROUND WIRE SUPPORT AND CLAMP,FOR BAYONET | SET | 1 | 1
| 1020230001 | ARMOR-GRIP,PREFORMED,AL 400 SQ.MM. | EA | 3 | 3
| 1030020100 | INSULATOR SUSPENSION COMPOSITE,FOR 115 KV.NOMINAL SECTION LENGHT 1,100-1,200 MM.TENSION , MIN 110 KN. | PCS. | 3 | 3
| 1030140000 | CLEVIS-EYE | SET | 6 | 6
| 1030140006 | SOCKET-CLEVIS,ANSI TYPE B | SET | 3 | 3
| 1030140013 | SPACER,PLATE,FOR AL.400 SQ.MM. | EACH | 3 | 3
| 9090011007 | WELDING POWDER, ST. WIRE 50 SQ.MM. TO GD | EA | 1 | 0
set51284 | SD-TG-2(MP)(ASSEMBLY NO.5903)
| 1010000100 | STEEL CHANNEL, 100x50x5 mm. 2,250 MM.LONG | PCS | 6 | 6
| 1010010004 | STEEL ANGLE,OVERHEAD GROUND WIRE BAYONET 65X65X6 MM. 2,500 MM.LONG | PCS. | 1 | 1
| 1010030002 | PLATE,STEEL 6X100X450 MM. | PCS. | 6 | 6
| 1010030006 | PLATE,STEEL,FOR OVERHEAD GROUND WIRE BAYONET,ACCORDING TO DWG.NO.SA3-015/44004 | PCS. | 1 | 0
| 1010050000 | ST. PIPE,SIZE 20, 100 MM.LONG W/O T.E. | PCS. | 3 | 3
| 1010100003 | WIRE,STEEL STRANDED 35 SQ.MM.TIS.404 | M | 3.5 | 0
| 1010110101 | BOLE,MACHINE M. 12X50 MM. | SET | 1 | 0
| 1010110200 | BOLT,MACHINE M.16x130 mm. | SET | 6 | 0
| 1010110201 | BOLT,MACHINE M.16x170 mm. | SET | 6 | 0
| 1010110204 | BOLT,MACHINE M.16x300 mm. | SET | 4 | 0
| 1010110205 | BOLT,MACHINE M.16x350 mm. | SET | 1 | 0
| 1010110206 | BOLT,MACHINE M.16x400 mm. | SET | 1 | 0
| 1010110300 | BOLT,MACHINE M.20X350 MM. | SET | 2 | 0
| 1010110301 | BOLT,MACHINE M.20x400 mm. | SET | 1 | 0
| 1010150000 | BOLT,OVAL EYE M.16X150 MM. | SET | 3 | 0
| 1010180100 | WASHER,PLAIN,SQUARE,LARGE 52x52x4.5 mm.HOLE DIA. 18 MM. TIS.258 | PCS. | 42 | 0
| 1010180101 | WASHER,PLAIN,SQUARE,LARGE 62X62X6 MM.HOLE DIA.22 MM. TIS.258 | PCS. | 6 | 0
| 1010180301 | WASHER,LOCK,SPRING,SIZE 16 mm.,GENERAL PURPOSE,TIS.259 | PCS. | 3 | 0
| 1010200009 | BRACE,ALLEY ARM 50x50x6 MM. 1,000 MM.LONG | PCS. | 6 | 6
| 1010230003 | CLAMP,TRIPLE BOLTS FOR STEEL STRANDED WIRE 35 SQ.MM. | SET | 1 | 0
| 1010230203 | GROUND WIRE SUPPORT AND CLAMP,FOR BAYONET | SET | 1 | 0
| 1020230001 | ARMOR-GRIP,PREFORMED,AL 400 SQ.MM. | EA | 3 | 3
| 1030020100 | INSULATOR SUSPENSION COMPOSITE,FOR 115 KV.NOMINAL SECTION LENGHT 1,100-1,200 MM.TENSION , MIN 110 KN. | PCS. | 3 | 3
| 1030140000 | CLEVIS-EYE | SET | 3 | 3
| 1030140006 | SOCKET-CLEVIS,ANSI TYPE B | SET | 3 | 3
| 1030140013 | SPACER,PLATE,FOR AL.400 SQ.MM. | EACH | 3 | 3
| 9090011007 | WELDING POWDER, ST. WIRE 50 SQ.MM. TO GD | EA | 1 | 0
set51285 | SD-SA-1(MP)(ASSEMBLY NO.5904)
| 1010000100 | STEEL CHANNEL, 100x50x5 mm. 2,250 MM.LONG | PCS | 6 | 6
| 1010010004 | STEEL ANGLE,OVERHEAD GROUND WIRE BAYONET 65X65X6 MM. 2,500 MM.LONG | PCS. | 1 | 1
| 1010030002 | PLATE,STEEL 6X100X450 MM. | PCS. | 12 | 0
| 1010030006 | PLATE,STEEL,FOR OVERHEAD GROUND WIRE BAYONET,ACCORDING TO DWG.NO.SA3-015/44004 | PCS. | 1 | 0
| 1010050000 | ST. PIPE,SIZE 20, 100 MM.LONG W/O T.E. | PCS. | 6 | 6
| 1010100003 | WIRE,STEEL STRANDED 35 SQ.MM.TIS.404 | M | 3.5 | 0
| 1010110101 | BOLE,MACHINE M. 12X50 MM. | SET | 1 | 0
| 1010110200 | BOLT,MACHINE M.16x130 mm. | SET | 6 | 0
| 1010110201 | BOLT,MACHINE M.16x170 mm. | SET | 18 | 0
| 1010110204 | BOLT,MACHINE M.16x300 mm. | SET | 4 | 0
| 1010110205 | BOLT,MACHINE M.16x350 mm. | SET | 1 | 0
| 1010110206 | BOLT,MACHINE M.16x400 mm. | SET | 1 | 0
| 1010110300 | BOLT,MACHINE M.20X350 MM. | SET | 2 | 0
| 1010110301 | BOLT,MACHINE M.20x400 mm. | SET | 1 | 0
| 1010180100 | WASHER,PLAIN,SQUARE,LARGE 52x52x4.5 mm.HOLE DIA. 18 MM. TIS.258 | PCS. | 60 | 0
| 1010180101 | WASHER,PLAIN,SQUARE,LARGE 62X62X6 MM.HOLE DIA.22 MM. TIS.258 | PCS. | 6 | 0
| 1010180301 | WASHER,LOCK,SPRING,SIZE 16 mm.,GENERAL PURPOSE,TIS.259 | PCS. | 6 | 0
| 1010200009 | BRACE,ALLEY ARM 50x50x6 MM. 1,000 MM.LONG | PCS. | 6 | 0
| 1010230003 | CLAMP,TRIPLE BOLTS FOR STEEL STRANDED WIRE 35 SQ.MM. | SET | 1 | 0
| 1010230203 | GROUND WIRE SUPPORT AND CLAMP,FOR BAYONET | SET | 1 | 0
| 1020230001 | ARMOR-GRIP,PREFORMED,AL 400 SQ.MM. | EA | 3 | 3
| 1030020100 | INSULATOR SUSPENSION COMPOSITE,FOR 115 KV.NOMINAL SECTION LENGHT 1,100-1,200 MM.TENSION , MIN 110 KN. | PCS. | 3 | 3
| 1030140000 | CLEVIS-EYE | SET | 6 | 6
| 1030140006 | SOCKET-CLEVIS,ANSI TYPE B | SET | 3 | 3
| 1030140012 | BRACKET,CORNER SUSPENSION | SET | 3 | 0
| 1030140013 | SPACER,PLATE,FOR AL.400 SQ.MM. | EACH | 3 | 3
| 9090011007 | WELDING POWDER, ST. WIRE 50 SQ.MM. TO GD | EA | 1 | 0
set51286 | SD-DD-1(MP)(ASSEMBLY NO.5905)
| 1010000100 | STEEL CHANNEL, 100x50x5 mm. 2,250 MM.LONG | PCS | 3 | 3
| 1010010005 | STEEL ANGLE,OVERHEAD GROUND WIRE CORNER BAYONET 65X65X6 MM. 2,500 MM.LONG | SET | 1 | 1
| 1010030006 | PLATE,STEEL,FOR OVERHEAD GROUND WIRE BAYONET,ACCORDING TO DWG.NO.SA3-015/44004 | PCS. | 1 | 0
| 1010100003 | WIRE,STEEL STRANDED 35 SQ.MM.TIS.404 | M | 3.5 | 0
| 1010110101 | BOLE,MACHINE M. 12X50 MM. | SET | 1 | 0
| 1010110200 | BOLT,MACHINE M.16x130 mm. | SET | 3 | 0
| 1010110204 | BOLT,MACHINE M.16x300 mm. | SET | 4 | 0
| 1010110205 | BOLT,MACHINE M.16x350 mm. | SET | 1 | 0
| 1010110206 | BOLT,MACHINE M.16x400 mm. | SET | 1 | 0
| 1010110300 | BOLT,MACHINE M.20X350 MM. | SET | 2 | 0
| 1010110301 | BOLT,MACHINE M.20x400 mm. | SET | 1 | 0
| 1010150000 | BOLT,OVAL EYE M.16X150 MM. | SET | 3 | 0
| 1010150100 | BOLT,OVAL M.20X350 MM. | SET | 1 | 0
| 1010150101 | BOLT,OVAL M.20X450 MM. | SET | 2 | 0
| 1010180002 | NET,EYE M.20 | PCS. | 3 | 0
| 1010180100 | WASHER,PLAIN,SQUARE,LARGE 52x52x4.5 mm.HOLE DIA. 18 MM. TIS.258 | PCS. | 24 | 0
| 1010180101 | WASHER,PLAIN,SQUARE,LARGE 62X62X6 MM.HOLE DIA.22 MM. TIS.258 | PCS. | 12 | 0
| 1010180301 | WASHER,LOCK,SPRING,SIZE 16 mm.,GENERAL PURPOSE,TIS.259 | PCS. | 3 | 0
| 1010200009 | BRACE,ALLEY ARM 50x50x6 MM. 1,000 MM.LONG | PCS. | 3 | 3
| 1010230003 | CLAMP,TRIPLE BOLTS FOR STEEL STRANDED WIRE 35 SQ.MM. | SET | 1 | 0
| 1010230203 | GROUND WIRE SUPPORT AND CLAMP,FOR BAYONET | SET | 1 | 0
| 1020230001 | ARMOR-GRIP,PREFORMED,AL 400 SQ.MM. | EA | 3 | 3
| 1020240000 | SPACER,HELICAL ROD,PREFORMED,FOR AL.400 SQ.MM. | SET | 6 | 0
| 1020420302 | TERMINAL,COMPRESSION,15 DEGREE PAD,NEMA,4-HOLE,FOR AL. 400 SQ.MM. | PCS. | 6 | 6
| 1020430001 | CLAMP DEAD END,COMPRESSION,SINGLE LUG,FOR AL.CONDUCTOR 400 SQ.MM. | SET | 6 | 6
| 1030020100 | INSULATOR SUSPENSION COMPOSITE,FOR 115 KV.NOMINAL SECTION LENGHT 1,100-1,200 MM.TENSION , MIN 110 KN. | PCS. | 3 | 3
| 1030020103 | INSULATOR SUSPENSION, COMPOSITE, FOR 115 KV. NOMINAL SECTION LENGHT 1,500-1,600 MM.TENSION ,MIN 220 KN. | PCS. | 6 | 6
| 1030110103 | CLAMP,STRAIN,WITH CLAMPING KEEPER,FOR AL.CONDUCTOR 400 SQ.MM. | SET | 6 | 6
| 1030140000 | CLEVIS-EYE | SET | 6 | 6
| 1030140003 | SOCKET-EYE | SET | 6 | 6
| 1030140005 | BALL-CLEVIS,ANSI TYPE B | SET | 12 | 12
| 1030140006 | SOCKET-CLEVIS,ANSI TYPE B | SET | 9 | 9
| 1030140007 | SOCKET-CLEVIS,ANSI TYPE K | SET | 6 | 6
| 1030140013 | SPACER,PLATE,FOR AL.400 SQ.MM. | EACH | 9 | 9
| 9090011007 | WELDING POWDER, ST. WIRE 50 SQ.MM. TO GD | EA | 1 | 0
set51287 | SD-LA-1(MP)(ASSEMBLY NO.5906)
| 1010000304 | STEEL CHANNEL150X75X6.5 MM.2,500MM. | PCS | 2 | 2
| 1010030002 | PLATE,STEEL 6X100X450 MM. | PCS. | 4 | 4
| 1010030006 | PLATE,STEEL,FOR OVERHEAD GROUND WIRE BAYONET,ACCORDING TO DWG.NO.SA3-015/44004 | PCS. | 1 | 0
| 1010050002 | ST. PIPE,SIZE 20, 150 MM.LONG W/O T.E. | PCS. | 1 | 1
| 1010050010 | PIPE,STEEL,SIZE 20,TYPE 2, 250 mm LONG TIS.277 BUT WITHOUT THREADED END | EACH | 1 | 1
| 1010100003 | WIRE,STEEL STRANDED 35 SQ.MM.TIS.404 | M | 3.5 | 0
| 1010110101 | BOLE,MACHINE M. 12X50 MM. | SET | 1 | 0
| 1010110202 | BOLT,MACHINE M.16x200 mm. | SET | 4 | 0
| 1010110204 | BOLT,MACHINE M.16x300 mm. | SET | 3 | 0
| 1010140001 | BOLT, ROUNG EYE M 16X200 MM. | SET | 1 | 0
| 1010150100 | BOLT,OVAL M.20X350 MM. | SET | 4 | 0
| 1010150101 | BOLT,OVAL M.20X450 MM. | SET | 2 | 0
| 1010180100 | WASHER,PLAIN,SQUARE,LARGE 52x52x4.5 mm.HOLE DIA. 18 MM. TIS.258 | PCS. | 18 | 0
| 1010180101 | WASHER,PLAIN,SQUARE,LARGE 62X62X6 MM.HOLE DIA.22 MM. TIS.258 | PCS. | 12 | 0
| 1010180301 | WASHER,LOCK,SPRING,SIZE 16 mm.,GENERAL PURPOSE,TIS.259 | PCS. | 2 | 0
| 1010180302 | WASHER,LOCK,SPRING,SIZE 20 MM.,GENERAL PURPOSE,TIS.259 | PCS. | 6 | 0
| 1010210200 | BOLT,STRAND EYE,SINGLE M.16X350 MM. | SET | 1 | 0
| 1010210304 | THIMBLE,GUY,FOR STEEL WIRE 50-95 sq.mm. | PCS. | 1 | 0
| 1010230000 | CLAMP,SINGLE U-BOLT,M.8 (WIRE ROPE CLIP) | SET | 1 | 0
| 1010230003 | CLAMP,TRIPLE BOLTS FOR STEEL STRANDED WIRE 35 SQ.MM. | SET | 4 | 0
| 1020240000 | SPACER,HELICAL ROD,PREFORMED,FOR AL.400 SQ.MM. | SET | 3 | 0
| 1020420302 | TERMINAL,COMPRESSION,15 DEGREE PAD,NEMA,4-HOLE,FOR AL. 400 SQ.MM. | PCS. | 6 | 6
| 1020430101 | CLAMP,DEAD END,COMPRESSION,DOUBLE LUG,FOR AL.CONDUCTOR 400 SQ.MM. | SET | 6 | 6
| 1030020103 | INSULATOR SUSPENSION, COMPOSITE, FOR 115 KV. NOMINAL SECTION LENGHT 1,500-1,600 MM.TENSION ,MIN 220 KN. | PCS. | 6 | 6
| 1030110103 | CLAMP,STRAIN,WITH CLAMPING KEEPER,FOR AL.CONDUCTOR 400 SQ.MM. | SET | 6 | 6
| 1030140003 | SOCKET-EYE | SET | 6 | 6
| 1030140005 | BALL-CLEVIS,ANSI TYPE B | SET | 12 | 12
| 1030140006 | SOCKET-CLEVIS,ANSI TYPE B | SET | 6 | 6
| 1030140007 | SOCKET-CLEVIS,ANSI TYPE K | SET | 6 | 6
| 1030140013 | SPACER,PLATE,FOR AL.400 SQ.MM. | EACH | 6 | 6
| 9090011007 | WELDING POWDER, ST. WIRE 50 SQ.MM. TO GD | EA | 1 | 0
set51288 | SD-TL-1(MP) กรณี Tap Line สายไฟฟ้าเดี่ยว (ASSEMBLY NO.5907)
| 1010000100 | STEEL CHANNEL, 100x50x5 mm. 2,250 MM.LONG | PCS | 3 | 3
| 1010000304 | STEEL CHANNEL150X75X6.5 MM.2,500MM. | PCS | 2 | 2
| 1010030002 | PLATE,STEEL 6X100X450 MM. | PCS. | 4 | 4
| 1010030006 | PLATE,STEEL,FOR OVERHEAD GROUND WIRE BAYONET,ACCORDING TO DWG.NO.SA3-015/44004 | PCS. | 1 | 0
| 1010050002 | ST. PIPE,SIZE 20, 150 MM.LONG W/O T.E. | PCS. | 1 | 1
| 1010050010 | PIPE,STEEL,SIZE 20,TYPE 2, 250 mm LONG TIS.277 BUT WITHOUT THREADED END | EACH | 1 | 1
| 1010100003 | WIRE,STEEL STRANDED 35 SQ.MM.TIS.404 | M | 3.5 | 0
| 1010110101 | BOLE,MACHINE M. 12X50 MM. | SET | 1 | 0
| 1010110200 | BOLT,MACHINE M.16x130 mm. | SET | 3 | 0
| 1010110202 | BOLT,MACHINE M.16x200 mm. | SET | 4 | 0
| 1010110204 | BOLT,MACHINE M.16x300 mm. | SET | 4 | 0
| 1010110205 | BOLT,MACHINE M.16x350 mm. | SET | 1 | 0
| 1010110206 | BOLT,MACHINE M.16x400 mm. | SET | 1 | 0
| 1010110300 | BOLT,MACHINE M.20X350 MM. | SET | 2 | 0
| 1010110301 | BOLT,MACHINE M.20x400 mm. | SET | 1 | 0
| 1010140001 | BOLT, ROUNG EYE M 16X200 MM. | SET | 1 | 0
| 1010150000 | BOLT,OVAL EYE M.16X150 MM. | SET | 3 | 0
| 1010150100 | BOLT,OVAL M.20X350 MM. | SET | 2 | 0
| 1010150101 | BOLT,OVAL M.20X450 MM. | SET | 4 | 0
| 1010180001 | NUT,EYE M.16 DIN 582 | PCS | 1 | 0
| 1010180002 | NET,EYE M.20 | PCS. | 3 | 0
| 1010180100 | WASHER,PLAIN,SQUARE,LARGE 52x52x4.5 mm.HOLE DIA. 18 MM. TIS.258 | PCS. | 36 | 0
| 1010180101 | WASHER,PLAIN,SQUARE,LARGE 62X62X6 MM.HOLE DIA.22 MM. TIS.258 | PCS. | 18 | 0
| 1010180301 | WASHER,LOCK,SPRING,SIZE 16 mm.,GENERAL PURPOSE,TIS.259 | PCS. | 4 | 0
| 1010180302 | WASHER,LOCK,SPRING,SIZE 20 MM.,GENERAL PURPOSE,TIS.259 | PCS. | 3 | 0
| 1010200009 | BRACE,ALLEY ARM 50x50x6 MM. 1,000 MM.LONG | PCS. | 3 | 0
| 1010210200 | BOLT,STRAND EYE,SINGLE M.16X350 MM. | SET | 1 | 0
| 1010210304 | THIMBLE,GUY,FOR STEEL WIRE 50-95 sq.mm. | PCS. | 2 | 0
| 1010230000 | CLAMP,SINGLE U-BOLT,M.8 (WIRE ROPE CLIP) | SET | 1 | 0
| 1010230003 | CLAMP,TRIPLE BOLTS FOR STEEL STRANDED WIRE 35 SQ.MM. | SET | 6 | 0
| 1020230001 | ARMOR-GRIP,PREFORMED,AL 400 SQ.MM. | EA | 3 | 3
| 1020240000 | SPACER,HELICAL ROD,PREFORMED,FOR AL.400 SQ.MM. | SET | 6 | 0
| 1020420302 | TERMINAL,COMPRESSION,15 DEGREE PAD,NEMA,4-HOLE,FOR AL. 400 SQ.MM. | PCS. | 9 | 9
| 1020430001 | CLAMP DEAD END,COMPRESSION,SINGLE LUG,FOR AL.CONDUCTOR 400 SQ.MM. | SET | 6 | 6
| 1020560201 | PAD COUPLER,AL-ALLOY,STRAIGHT-TYPE,FOR ONE TO TWO TERMINAL PAD, 4 HOLE NEMA | EACH | 1 | 0
| 1030020100 | INSULATOR SUSPENSION COMPOSITE,FOR 115 KV.NOMINAL SECTION LENGHT 1,100-1,200 MM.TENSION , MIN 110 KN. | PCS. | 3 | 3
| 1030020101 | INSULATOR,SUSPENSION,COMPOSITE,FOR 115 KV.NOMINAL SELTION LENGHT 1,500-1,600 MM.TENSION LOAD,MIN 110 | PCS | 3 | 3
| 1030020103 | INSULATOR SUSPENSION, COMPOSITE, FOR 115 KV. NOMINAL SECTION LENGHT 1,500-1,600 MM.TENSION ,MIN 220 KN. | PCS. | 6 | 6
| 1030110103 | CLAMP,STRAIN,WITH CLAMPING KEEPER,FOR AL.CONDUCTOR 400 SQ.MM. | SET | 9 | 9
| 1030140000 | CLEVIS-EYE | SET | 6 | 6
| 1030140003 | SOCKET-EYE | SET | 9 | 9
| 1030140005 | BALL-CLEVIS,ANSI TYPE B | SET | 12 | 12
| 1030140006 | SOCKET-CLEVIS,ANSI TYPE B | SET | 9 | 9
| 1030140007 | SOCKET-CLEVIS,ANSI TYPE K | SET | 6 | 6
| 1030140013 | SPACER,PLATE,FOR AL.400 SQ.MM. | EACH | 9 | 9
| 9090011007 | WELDING POWDER, ST. WIRE 50 SQ.MM. TO GD | EA | 1 | 0
set51289 | SD-TL-1(MP) กรณี Tap Line สายไฟฟ้าคู่ (ASSEMBLY NO.59.7)
| 1010000100 | STEEL CHANNEL, 100x50x5 mm. 2,250 MM.LONG | PCS | 3 | 3
| 1010000304 | STEEL CHANNEL150X75X6.5 MM.2,500MM. | PCS | 2 | 2
| 1010030002 | PLATE,STEEL 6X100X450 MM. | PCS. | 4 | 4
| 1010030006 | PLATE,STEEL,FOR OVERHEAD GROUND WIRE BAYONET,ACCORDING TO DWG.NO.SA3-015/44004 | PCS. | 1 | 0
| 1010050002 | ST. PIPE,SIZE 20, 150 MM.LONG W/O T.E. | PCS. | 1 | 1
| 1010050010 | PIPE,STEEL,SIZE 20,TYPE 2, 250 mm LONG TIS.277 BUT WITHOUT THREADED END | EACH | 1 | 1
| 1010100003 | WIRE,STEEL STRANDED 35 SQ.MM.TIS.404 | M | 3.5 | 0
| 1010110101 | BOLE,MACHINE M. 12X50 MM. | SET | 1 | 0
| 1010110200 | BOLT,MACHINE M.16x130 mm. | SET | 3 | 0
| 1010110202 | BOLT,MACHINE M.16x200 mm. | SET | 4 | 0
| 1010110204 | BOLT,MACHINE M.16x300 mm. | SET | 4 | 0
| 1010110205 | BOLT,MACHINE M.16x350 mm. | SET | 1 | 0
| 1010110206 | BOLT,MACHINE M.16x400 mm. | SET | 1 | 0
| 1010110300 | BOLT,MACHINE M.20X350 MM. | SET | 2 | 0
| 1010110301 | BOLT,MACHINE M.20x400 mm. | SET | 1 | 0
| 1010140001 | BOLT, ROUNG EYE M 16X200 MM. | SET | 1 | 0
| 1010150000 | BOLT,OVAL EYE M.16X150 MM. | SET | 3 | 0
| 1010150100 | BOLT,OVAL M.20X350 MM. | SET | 2 | 0
| 1010150101 | BOLT,OVAL M.20X450 MM. | SET | 4 | 0
| 1010180001 | NUT,EYE M.16 DIN 582 | PCS | 1 | 0
| 1010180002 | NET,EYE M.20 | PCS. | 3 | 0
| 1010180100 | WASHER,PLAIN,SQUARE,LARGE 52x52x4.5 mm.HOLE DIA. 18 MM. TIS.258 | PCS. | 36 | 0
| 1010180101 | WASHER,PLAIN,SQUARE,LARGE 62X62X6 MM.HOLE DIA.22 MM. TIS.258 | PCS. | 18 | 0
| 1010180301 | WASHER,LOCK,SPRING,SIZE 16 mm.,GENERAL PURPOSE,TIS.259 | PCS. | 4 | 0
| 1010180302 | WASHER,LOCK,SPRING,SIZE 20 MM.,GENERAL PURPOSE,TIS.259 | PCS. | 3 | 0
| 1010200009 | BRACE,ALLEY ARM 50x50x6 MM. 1,000 MM.LONG | PCS. | 3 | 0
| 1010210200 | BOLT,STRAND EYE,SINGLE M.16X350 MM. | SET | 1 | 0
| 1010210304 | THIMBLE,GUY,FOR STEEL WIRE 50-95 sq.mm. | PCS. | 2 | 0
| 1010230000 | CLAMP,SINGLE U-BOLT,M.8 (WIRE ROPE CLIP) | SET | 1 | 0
| 1010230003 | CLAMP,TRIPLE BOLTS FOR STEEL STRANDED WIRE 35 SQ.MM. | SET | 6 | 0
| 1020230001 | ARMOR-GRIP,PREFORMED,AL 400 SQ.MM. | EA | 3 | 3
| 1020240000 | SPACER,HELICAL ROD,PREFORMED,FOR AL.400 SQ.MM. | SET | 9 | 0
| 1020420302 | TERMINAL,COMPRESSION,15 DEGREE PAD,NEMA,4-HOLE,FOR AL. 400 SQ.MM. | PCS. | 12 | 12
| 1020430001 | CLAMP DEAD END,COMPRESSION,SINGLE LUG,FOR AL.CONDUCTOR 400 SQ.MM. | SET | 6 | 6
| 1030020100 | INSULATOR SUSPENSION COMPOSITE,FOR 115 KV.NOMINAL SECTION LENGHT 1,100-1,200 MM.TENSION , MIN 110 KN. | PCS. | 3 | 3
| 1030020103 | INSULATOR SUSPENSION, COMPOSITE, FOR 115 KV. NOMINAL SECTION LENGHT 1,500-1,600 MM.TENSION ,MIN 220 KN. | PCS. | 9 | 9
| 1030110103 | CLAMP,STRAIN,WITH CLAMPING KEEPER,FOR AL.CONDUCTOR 400 SQ.MM. | SET | 12 | 12
| 1030140000 | CLEVIS-EYE | SET | 6 | 6
| 1030140003 | SOCKET-EYE | SET | 12 | 12
| 1030140005 | BALL-CLEVIS,ANSI TYPE B | SET | 18 | 18
| 1030140006 | SOCKET-CLEVIS,ANSI TYPE B | SET | 9 | 9
| 1030140007 | SOCKET-CLEVIS,ANSI TYPE K | SET | 9 | 9
| 1030140013 | SPACER,PLATE,FOR AL.400 SQ.MM. | EACH | 12 | 12
| 9090011007 | WELDING POWDER, ST. WIRE 50 SQ.MM. TO GD | EA | 1 | 0
set51290 | SD-TG-9 TANGENT STRUCTURE ASSEMBLY No.5291
| 1010000100 | STEEL CHANNEL, 100x50x5 mm. 2,250 MM.LONG | PCS | 1 | 1
| 1010000103 | STEEL CHANNEL,100X50X5 MM.4,200 MM.LONG | PCS | 1 | 1
| 1010110200 | BOLT,MACHINE M.16x130 mm. | SET | 3 | 0
| 1010110204 | BOLT,MACHINE M.16x300 mm. | SET | 1 | 0
| 1010110205 | BOLT,MACHINE M.16x350 mm. | SET | 1 | 0
| 1010110300 | BOLT,MACHINE M.20X350 MM. | SET | 2 | 0
| 1010150000 | BOLT,OVAL EYE M.16X150 MM. | SET | 3 | 0
| 1010180100 | WASHER,PLAIN,SQUARE,LARGE 52x52x4.5 mm.HOLE DIA. 18 MM. TIS.258 | PCS. | 16 | 0
| 1010180101 | WASHER,PLAIN,SQUARE,LARGE 62X62X6 MM.HOLE DIA.22 MM. TIS.258 | PCS. | 4 | 0
| 1010180301 | WASHER,LOCK,SPRING,SIZE 16 mm.,GENERAL PURPOSE,TIS.259 | PCS. | 3 | 0
| 1010200007 | BRACE,ANGLE STEEL 50x50x6 mm. 1,800 mm.WIDE 450 mm.DROP | PCS. | 1 | 1
| 1010200009 | BRACE,ALLEY ARM 50x50x6 MM. 1,000 MM.LONG | PCS. | 1 | 1
set51291 | SD-LA-1(MP22) ASSEMBLY NO.5930
| 1010150100 | BOLT,OVAL M.20X350 MM. | SET | 2 | 0
| 1010150101 | BOLT,OVAL M.20X450 MM. | SET | 4 | 0
| 1010180101 | WASHER,PLAIN,SQUARE,LARGE 62X62X6 MM.HOLE DIA.22 MM. TIS.258 | PCS. | 12 | 0
| 1010180302 | WASHER,LOCK,SPRING,SIZE 20 MM.,GENERAL PURPOSE,TIS.259 | PCS. | 6 | 0
| 1020240000 | SPACER,HELICAL ROD,PREFORMED,FOR AL.400 SQ.MM. | SET | 3 | 0
set51292 | D-TG-11TANGENT STRUCTURE ADJACENT TO DOUBLE DEADEND STRUCTURE ASSEMBLY NO.5292
| 1010000100 | STEEL CHANNEL, 100x50x5 mm. 2,250 MM.LONG | PCS | 2 | 2
| 1010000103 | STEEL CHANNEL,100X50X5 MM.4,200 MM.LONG | PCS | 2 | 2
| 1010030002 | PLATE,STEEL 6X100X450 MM. | PCS. | 6 | 0
| 1010050000 | ST. PIPE,SIZE 20, 100 MM.LONG W/O T.E. | PCS. | 3 | 0
| 1010110200 | BOLT,MACHINE M.16x130 mm. | SET | 6 | 0
| 1010110201 | BOLT,MACHINE M.16x170 mm. | SET | 6 | 0
| 1010110204 | BOLT,MACHINE M.16x300 mm. | SET | 1 | 0
| 1010110205 | BOLT,MACHINE M.16x350 mm. | SET | 1 | 0
| 1010110300 | BOLT,MACHINE M.20X350 MM. | SET | 2 | 0
| 1010150000 | BOLT,OVAL EYE M.16X150 MM. | SET | 3 | 0
| 1010180100 | WASHER,PLAIN,SQUARE,LARGE 52x52x4.5 mm.HOLE DIA. 18 MM. TIS.258 | PCS. | 34 | 0
| 1010180101 | WASHER,PLAIN,SQUARE,LARGE 62X62X6 MM.HOLE DIA.22 MM. TIS.258 | PCS. | 4 | 0
| 1010180301 | WASHER,LOCK,SPRING,SIZE 16 mm.,GENERAL PURPOSE,TIS.259 | PCS. | 3 | 0
| 1010200007 | BRACE,ANGLE STEEL 50x50x6 mm. 1,800 mm.WIDE 450 mm.DROP | PCS. | 2 | 0
| 1010200009 | BRACE,ALLEY ARM 50x50x6 MM. 1,000 MM.LONG | PCS. | 2 | 0
set51293 | SD-AS-7 DOUBLE DEADEND STRUCTURE ADJACENT TO ANGLE STRUCTURE ASSEMBLY NO.5293
| 1000120002 | CROSSARM,STEEL ANGLE 150X150X12 MM.4,500 MM.LONG | PCS. | 2 | 2
| 1000120004 | CROSSARM,CHANNEL STEEL,ALLEY ARM,150X75X9 MM.3,000 MM.LONG | PCS. | 2 | 2
| 1010030002 | PLATE,STEEL 6X100X450 MM. | PCS. | 2 | 0
| 1010030102 | PLATE,STEEL DOUBLE ARMING 12X100X760 MM. | PCS. | 4 | 0
| 1010050002 | ST. PIPE,SIZE 20, 150 MM.LONG W/O T.E. | PCS. | 1 | 0
| 1010050200 | TUBE, RECTANGULAR STEEL 100X50X3.2 MM., 100 MM.LONG | PCS. | 4 | 0
| 1010110201 | BOLT,MACHINE M.16x170 mm. | SET | 4 | 0
| 1010110203 | BOLT,MACHINE M.16x250 mm. | SET | 4 | 0
| 1010110204 | BOLT,MACHINE M.16x300 mm. | SET | 1 | 0
| 1010110205 | BOLT,MACHINE M.16x350 mm. | SET | 1 | 0
| 1010110300 | BOLT,MACHINE M.20X350 MM. | SET | 1 | 0
| 1010110400 | BOLT,MACHINE, HEXAGON, M.16X75 MM. | SET | 4 | 0
| 1010120000 | BOLT,DOUBLE ARMING,M.16x400 mm. | SET | 5 | 0
| 1010150000 | BOLT,OVAL EYE M.16X150 MM. | SET | 2 | 0
| 1010150001 | BOLT,OVAL EYE M.16X200 MM. | SET | 1 | 0
| 1010150100 | BOLT,OVAL M.20X350 MM. | SET | 3 | 0
| 1010180002 | NET,EYE M.20 | PCS. | 2 | 0
| 1010180100 | WASHER,PLAIN,SQUARE,LARGE 52x52x4.5 mm.HOLE DIA. 18 MM. TIS.258 | PCS. | 44 | 0
| 1010180101 | WASHER,PLAIN,SQUARE,LARGE 62X62X6 MM.HOLE DIA.22 MM. TIS.258 | PCS. | 8 | 0
| 1010180301 | WASHER,LOCK,SPRING,SIZE 16 mm.,GENERAL PURPOSE,TIS.259 | PCS. | 7 | 0
| 1010180302 | WASHER,LOCK,SPRING,SIZE 20 MM.,GENERAL PURPOSE,TIS.259 | PCS. | 2 | 0
| 1010200003 | BRACE,FLAT,FOR CROSSARM 50X10X1,950 MM. | PCS. | 2 | 0
| 1010200007 | BRACE,ANGLE STEEL 50x50x6 mm. 1,800 mm.WIDE 450 mm.DROP | PCS. | 2 | 0
| 1010210304 | THIMBLE,GUY,FOR STEEL WIRE 50-95 sq.mm. | PCS. | 3 | 0
| 1020240000 | SPACER,HELICAL ROD,PREFORMED,FOR AL.400 SQ.MM. | SET | 6 | 0
| 1030140011 | CLEVIS,THIMBLE,FOR PREFORMED DEAD-END | EACH | 1 | 0
set51294 | SD-SA-7 ANGLE STRUCTURE ADJACENT TO DOUBLE DEADEND STRUCTURE ASSEMBLY NO.5294
| 1010000100 | STEEL CHANNEL, 100x50x5 mm. 2,250 MM.LONG | PCS | 1 | 1
| 1010000103 | STEEL CHANNEL,100X50X5 MM.4,200 MM.LONG | PCS | 1 | 1
| 1010110200 | BOLT,MACHINE M.16x130 mm. | SET | 3 | 0
| 1010110204 | BOLT,MACHINE M.16x300 mm. | SET | 1 | 0
| 1010110205 | BOLT,MACHINE M.16x350 mm. | SET | 1 | 0
| 1010110300 | BOLT,MACHINE M.20X350 MM. | SET | 2 | 0
| 1010150000 | BOLT,OVAL EYE M.16X150 MM. | SET | 3 | 0
| 1010180100 | WASHER,PLAIN,SQUARE,LARGE 52x52x4.5 mm.HOLE DIA. 18 MM. TIS.258 | PCS. | 16 | 0
| 1010180101 | WASHER,PLAIN,SQUARE,LARGE 62X62X6 MM.HOLE DIA.22 MM. TIS.258 | PCS. | 4 | 0
| 1010180301 | WASHER,LOCK,SPRING,SIZE 16 mm.,GENERAL PURPOSE,TIS.259 | PCS. | 3 | 0
| 1010200007 | BRACE,ANGLE STEEL 50x50x6 mm. 1,800 mm.WIDE 450 mm.DROP | PCS. | 1 | 0
| 1010200009 | BRACE,ALLEY ARM 50x50x6 MM. 1,000 MM.LONG | PCS. | 1 | 0
set51295 | SD-SA-8 ANGLE STRUCTURE ASSEMBLY NO.5295
| 1010000100 | STEEL CHANNEL, 100x50x5 mm. 2,250 MM.LONG | PCS | 2 | 2
| 1010000103 | STEEL CHANNEL,100X50X5 MM.4,200 MM.LONG | PCS | 2 | 2
| 1010030002 | PLATE,STEEL 6X100X450 MM. | PCS. | 12 | 0
| 1010050000 | ST. PIPE,SIZE 20, 100 MM.LONG W/O T.E. | PCS. | 6 | 0
| 1010110200 | BOLT,MACHINE M.16x130 mm. | SET | 6 | 0
| 1010110201 | BOLT,MACHINE M.16x170 mm. | SET | 18 | 0
| 1010110204 | BOLT,MACHINE M.16x300 mm. | SET | 1 | 0
| 1010110205 | BOLT,MACHINE M.16x350 mm. | SET | 1 | 0
| 1010110300 | BOLT,MACHINE M.20X350 MM. | SET | 2 | 0
| 1010180100 | WASHER,PLAIN,SQUARE,LARGE 52x52x4.5 mm.HOLE DIA. 18 MM. TIS.258 | PCS. | 52 | 0
| 1010180101 | WASHER,PLAIN,SQUARE,LARGE 62X62X6 MM.HOLE DIA.22 MM. TIS.258 | PCS. | 4 | 0
| 1010180301 | WASHER,LOCK,SPRING,SIZE 16 mm.,GENERAL PURPOSE,TIS.259 | PCS. | 6 | 0
| 1010200007 | BRACE,ANGLE STEEL 50x50x6 mm. 1,800 mm.WIDE 450 mm.DROP | PCS. | 2 | 0
| 1010200009 | BRACE,ALLEY ARM 50x50x6 MM. 1,000 MM.LONG | PCS. | 2 | 0
| 1030140012 | BRACKET,CORNER SUSPENSION | SET | 3 | 0
set51296 | SD-DD-5 DOUBLE DEADEND STRUCTURE ASSEMBLY NO.5296
| 1010000100 | STEEL CHANNEL, 100x50x5 mm. 2,250 MM.LONG | PCS | 1 | 1
| 1010000103 | STEEL CHANNEL,100X50X5 MM.4,200 MM.LONG | PCS | 1 | 1
| 1010110200 | BOLT,MACHINE M.16x130 mm. | SET | 3 | 0
| 1010110204 | BOLT,MACHINE M.16x300 mm. | SET | 1 | 0
| 1010110205 | BOLT,MACHINE M.16x350 mm. | SET | 1 | 0
| 1010110300 | BOLT,MACHINE M.20X350 MM. | SET | 2 | 0
| 1010150000 | BOLT,OVAL EYE M.16X150 MM. | SET | 3 | 0
| 1010150100 | BOLT,OVAL M.20X350 MM. | SET | 3 | 0
| 1010180002 | NET,EYE M.20 | PCS. | 3 | 0
| 1010180100 | WASHER,PLAIN,SQUARE,LARGE 52x52x4.5 mm.HOLE DIA. 18 MM. TIS.258 | PCS. | 16 | 0
| 1010180101 | WASHER,PLAIN,SQUARE,LARGE 62X62X6 MM.HOLE DIA.22 MM. TIS.258 | PCS. | 10 | 0
| 1010180301 | WASHER,LOCK,SPRING,SIZE 16 mm.,GENERAL PURPOSE,TIS.259 | PCS. | 3 | 0
| 1010180302 | WASHER,LOCK,SPRING,SIZE 20 MM.,GENERAL PURPOSE,TIS.259 | PCS. | 3 | 0
| 1010200007 | BRACE,ANGLE STEEL 50x50x6 mm. 1,800 mm.WIDE 450 mm.DROP | PCS. | 1 | 0
| 1010200009 | BRACE,ALLEY ARM 50x50x6 MM. 1,000 MM.LONG | PCS. | 1 | 0
| 1020240000 | SPACER,HELICAL ROD,PREFORMED,FOR AL.400 SQ.MM. | SET | 6 | 0
set52211 | DD-TG-1 TANGENT STRUCTURE
| 1000120001 | CROSSARM,STEEL 100X50X3.2 MM.4,200 MM.LONG | PCS. | 3 | 3
| 1010010004 | STEEL ANGLE,OVERHEAD GROUND WIRE BAYONET 65X65X6 MM. 2,500 MM.LONG | PCS. | 1 | 1
| 1010100003 | WIRE,STEEL STRANDED 35 SQ.MM.TIS.404 | M | 2.5 | 0
| 1010110200 | BOLT,MACHINE M.16x130 mm. | SET | 6 | 0
| 1010110205 | BOLT,MACHINE M.16x350 mm. | SET | 5 | 0
| 1010110301 | BOLT,MACHINE M.20x400 mm. | SET | 3 | 0
| 1010150000 | BOLT,OVAL EYE M.16X150 MM. | SET | 6 | 0
| 1010180100 | WASHER,PLAIN,SQUARE,LARGE 52x52x4.5 mm.HOLE DIA. 18 MM. TIS.258 | PCS. | 23 | 0
| 1010180101 | WASHER,PLAIN,SQUARE,LARGE 62X62X6 MM.HOLE DIA.22 MM. TIS.258 | PCS. | 6 | 0
| 1010180301 | WASHER,LOCK,SPRING,SIZE 16 mm.,GENERAL PURPOSE,TIS.259 | PCS. | 6 | 0
| 1010200007 | BRACE,ANGLE STEEL 50x50x6 mm. 1,800 mm.WIDE 450 mm.DROP | PCS. | 3 | 3
| 1010230003 | CLAMP,TRIPLE BOLTS FOR STEEL STRANDED WIRE 35 SQ.MM. | SET | 1 | 0
| 1010230203 | GROUND WIRE SUPPORT AND CLAMP,FOR BAYONET | SET | 1 | 0
| 1020230001 | ARMOR-GRIP,PREFORMED,AL 400 SQ.MM. | EA | 12 | 0
| 1030020001 | INSULATOR,SUSPENSION,TYPE C (CLASS 52-3) TIS.354 | PCS. | 42 | 42
| 1030140000 | CLEVIS-EYE | SET | 12 | 0
| 1030140004 | Y-CLEVIS-BALL | SET | 6 | 0
| 1030140006 | SOCKET-CLEVIS,ANSI TYPE B | SET | 6 | 0
| 1030140013 | SPACER,PLATE,FOR AL.400 SQ.MM. | EACH | 6 | 0
set52213 | DD-TG-2 TANGENT STRUCTURE
| 1000120001 | CROSSARM,STEEL 100X50X3.2 MM.4,200 MM.LONG | PCS. | 6 | 6
| 1010010004 | STEEL ANGLE,OVERHEAD GROUND WIRE BAYONET 65X65X6 MM. 2,500 MM.LONG | PCS. | 1 | 1
| 1010030002 | PLATE,STEEL 6X100X450 MM. | PCS. | 12 | 0
| 1010050000 | ST. PIPE,SIZE 20, 100 MM.LONG W/O T.E. | PCS. | 6 | 0
| 1010100003 | WIRE,STEEL STRANDED 35 SQ.MM.TIS.404 | M | 2.5 | 0
| 1010110200 | BOLT,MACHINE M.16x130 mm. | SET | 12 | 0
| 1010110201 | BOLT,MACHINE M.16x170 mm. | SET | 12 | 0
| 1010110205 | BOLT,MACHINE M.16x350 mm. | SET | 5 | 0
| 1010110302 | BOLT,MACHINE M.20X450 MM. | SET | 3 | 0
| 1010150000 | BOLT,OVAL EYE M.16X150 MM. | SET | 6 | 0
| 1010180100 | WASHER,PLAIN,SQUARE,LARGE 52x52x4.5 mm.HOLE DIA. 18 MM. TIS.258 | PCS. | 50 | 0
| 1010180101 | WASHER,PLAIN,SQUARE,LARGE 62X62X6 MM.HOLE DIA.22 MM. TIS.258 | PCS. | 6 | 0
| 1010180301 | WASHER,LOCK,SPRING,SIZE 16 mm.,GENERAL PURPOSE,TIS.259 | PCS. | 6 | 0
| 1010200007 | BRACE,ANGLE STEEL 50x50x6 mm. 1,800 mm.WIDE 450 mm.DROP | PCS. | 6 | 6
| 1010230003 | CLAMP,TRIPLE BOLTS FOR STEEL STRANDED WIRE 35 SQ.MM. | SET | 1 | 0
| 1010230203 | GROUND WIRE SUPPORT AND CLAMP,FOR BAYONET | SET | 1 | 0
| 1020220109 | ARMOR ROD,PREFORMED,FOR AL.OR AL-ALLOY CONDUCTOR 400 SQ.MM. | SET | 12 | 0
| 1030020001 | INSULATOR,SUSPENSION,TYPE C (CLASS 52-3) TIS.354 | PCS. | 42 | 42
| 1030120002 | CLAMP,SUSPENSION,FOR AL 400 SQ.MM. | SET | 12 | 0
| 1030140000 | CLEVIS-EYE | SET | 12 | 0
| 1030140002 | BALL-HOOK | SET | 6 | 0
| 1030140006 | SOCKET-CLEVIS,ANSI TYPE B | SET | 6 | 0
| 1030140013 | SPACER,PLATE,FOR AL.400 SQ.MM. | EACH | 6 | 0
set52215 | DD-TG-3 TANGENT STRUCTURE
| 1010000103 | STEEL CHANNEL,100X50X5 MM.4,200 MM.LONG | PCS | 3 | 3
| 1010010004 | STEEL ANGLE,OVERHEAD GROUND WIRE BAYONET 65X65X6 MM. 2,500 MM.LONG | PCS. | 1 | 0
| 1010100003 | WIRE,STEEL STRANDED 35 SQ.MM.TIS.404 | M | 2.5 | 0
| 1010110200 | BOLT,MACHINE M.16x130 mm. | SET | 6 | 0
| 1010110204 | BOLT,MACHINE M.16x300 mm. | SET | 2 | 0
| 1010110205 | BOLT,MACHINE M.16x350 mm. | SET | 3 | 0
| 1010110300 | BOLT,MACHINE M.20X350 MM. | SET | 3 | 0
| 1010150000 | BOLT,OVAL EYE M.16X150 MM. | SET | 6 | 0
| 1010180100 | WASHER,PLAIN,SQUARE,LARGE 52x52x4.5 mm.HOLE DIA. 18 MM. TIS.258 | PCS. | 23 | 0
| 1010180101 | WASHER,PLAIN,SQUARE,LARGE 62X62X6 MM.HOLE DIA.22 MM. TIS.258 | PCS. | 6 | 0
| 1010180301 | WASHER,LOCK,SPRING,SIZE 16 mm.,GENERAL PURPOSE,TIS.259 | PCS. | 6 | 0
| 1010200007 | BRACE,ANGLE STEEL 50x50x6 mm. 1,800 mm.WIDE 450 mm.DROP | PCS. | 3 | 3
| 1010230003 | CLAMP,TRIPLE BOLTS FOR STEEL STRANDED WIRE 35 SQ.MM. | SET | 1 | 0
| 1010230203 | GROUND WIRE SUPPORT AND CLAMP,FOR BAYONET | SET | 1 | 0
| 1020230001 | ARMOR-GRIP,PREFORMED,AL 400 SQ.MM. | EA | 12 | 0
| 1030020001 | INSULATOR,SUSPENSION,TYPE C (CLASS 52-3) TIS.354 | PCS. | 42 | 42
| 1030140000 | CLEVIS-EYE | SET | 12 | 0
| 1030140004 | Y-CLEVIS-BALL | SET | 6 | 0
| 1030140006 | SOCKET-CLEVIS,ANSI TYPE B | SET | 6 | 0
| 1030140013 | SPACER,PLATE,FOR AL.400 SQ.MM. | EACH | 6 | 0
set52217 | DD-SA-1 SMALL ANGLE STRUCTURE
| 1000120001 | CROSSARM,STEEL 100X50X3.2 MM.4,200 MM.LONG | PCS. | 6 | 6
| 1010010005 | STEEL ANGLE,OVERHEAD GROUND WIRE CORNER BAYONET 65X65X6 MM. 2,500 MM.LONG | SET | 1 | 0
| 1010030002 | PLATE,STEEL 6X100X450 MM. | PCS. | 24 | 0
| 1010050000 | ST. PIPE,SIZE 20, 100 MM.LONG W/O T.E. | PCS. | 12 | 0
| 1010100003 | WIRE,STEEL STRANDED 35 SQ.MM.TIS.404 | M | 2.5 | 0
| 1010110201 | BOLT,MACHINE M.16x170 mm. | SET | 48 | 0
| 1010110205 | BOLT,MACHINE M.16x350 mm. | SET | 6 | 0
| 1010110302 | BOLT,MACHINE M.20X450 MM. | SET | 3 | 0
| 1010180100 | WASHER,PLAIN,SQUARE,LARGE 52x52x4.5 mm.HOLE DIA. 18 MM. TIS.258 | PCS. | 84 | 0
| 1010180101 | WASHER,PLAIN,SQUARE,LARGE 62X62X6 MM.HOLE DIA.22 MM. TIS.258 | PCS. | 6 | 0
| 1010180301 | WASHER,LOCK,SPRING,SIZE 16 mm.,GENERAL PURPOSE,TIS.259 | PCS. | 12 | 0
| 1010200007 | BRACE,ANGLE STEEL 50x50x6 mm. 1,800 mm.WIDE 450 mm.DROP | PCS. | 6 | 6
| 1010230003 | CLAMP,TRIPLE BOLTS FOR STEEL STRANDED WIRE 35 SQ.MM. | SET | 1 | 0
| 1010230203 | GROUND WIRE SUPPORT AND CLAMP,FOR BAYONET | SET | 1 | 0
| 1020230001 | ARMOR-GRIP,PREFORMED,AL 400 SQ.MM. | EA | 12 | 0
| 1030020001 | INSULATOR,SUSPENSION,TYPE C (CLASS 52-3) TIS.354 | PCS. | 42 | 42
| 1030140000 | CLEVIS-EYE | SET | 12 | 0
| 1030140004 | Y-CLEVIS-BALL | SET | 6 | 0
| 1030140006 | SOCKET-CLEVIS,ANSI TYPE B | SET | 18 | 0
| 1030140012 | BRACKET,CORNER SUSPENSION | SET | 6 | 0
| 1030140013 | SPACER,PLATE,FOR AL.400 SQ.MM. | EACH | 6 | 0
set52218 | DD-SA-2 SMALL ANGLE STRUCTURE
| 1010000103 | STEEL CHANNEL,100X50X5 MM.4,200 MM.LONG | PCS | 6 | 6
| 1010010005 | STEEL ANGLE,OVERHEAD GROUND WIRE CORNER BAYONET 65X65X6 MM. 2,500 MM.LONG | SET | 1 | 0
| 1010030002 | PLATE,STEEL 6X100X450 MM. | PCS. | 24 | 0
| 1010050000 | ST. PIPE,SIZE 20, 100 MM.LONG W/O T.E. | PCS. | 12 | 0
| 1010100003 | WIRE,STEEL STRANDED 35 SQ.MM.TIS.404 | M | 2.5 | 0
| 1010110200 | BOLT,MACHINE M.16x130 mm. | SET | 12 | 0
| 1010110201 | BOLT,MACHINE M.16x170 mm. | SET | 36 | 0
| 1010110204 | BOLT,MACHINE M.16x300 mm. | SET | 3 | 0
| 1010110205 | BOLT,MACHINE M.16x350 mm. | SET | 3 | 0
| 1010110300 | BOLT,MACHINE M.20X350 MM. | SET | 3 | 0
| 1010180100 | WASHER,PLAIN,SQUARE,LARGE 52x52x4.5 mm.HOLE DIA. 18 MM. TIS.258 | PCS. | 87 | 0
| 1010180101 | WASHER,PLAIN,SQUARE,LARGE 62X62X6 MM.HOLE DIA.22 MM. TIS.258 | PCS. | 6 | 0
| 1010180301 | WASHER,LOCK,SPRING,SIZE 16 mm.,GENERAL PURPOSE,TIS.259 | PCS. | 12 | 0
| 1010200007 | BRACE,ANGLE STEEL 50x50x6 mm. 1,800 mm.WIDE 450 mm.DROP | PCS. | 6 | 6
| 1010230003 | CLAMP,TRIPLE BOLTS FOR STEEL STRANDED WIRE 35 SQ.MM. | SET | 1 | 0
| 1010230203 | GROUND WIRE SUPPORT AND CLAMP,FOR BAYONET | SET | 1 | 0
| 1020230001 | ARMOR-GRIP,PREFORMED,AL 400 SQ.MM. | EA | 12 | 0
| 1030020001 | INSULATOR,SUSPENSION,TYPE C (CLASS 52-3) TIS.354 | PCS. | 42 | 42
| 1030140000 | CLEVIS-EYE | SET | 12 | 0
| 1030140004 | Y-CLEVIS-BALL | SET | 6 | 0
| 1030140006 | SOCKET-CLEVIS,ANSI TYPE B | SET | 6 | 0
| 1030140012 | BRACKET,CORNER SUSPENSION | SET | 6 | 0
| 1030140013 | SPACER,PLATE,FOR AL.400 SQ.MM. | EACH | 6 | 0
set52222 | DD-AS-2 DOUBLE DEADEND STRUCTURE
| 1000120002 | CROSSARM,STEEL ANGLE 150X150X12 MM.4,500 MM.LONG | PCS. | 6 | 0
| 1010030102 | PLATE,STEEL DOUBLE ARMING 12X100X760 MM. | PCS. | 6 | 0
| 1010110201 | BOLT,MACHINE M.16x170 mm. | SET | 12 | 0
| 1010110205 | BOLT,MACHINE M.16x350 mm. | SET | 3 | 0
| 1010110400 | BOLT,MACHINE, HEXAGON, M.16X75 MM. | SET | 12 | 0
| 1010120000 | BOLT,DOUBLE ARMING,M.16x400 mm. | SET | 12 | 0
| 1010150000 | BOLT,OVAL EYE M.16X150 MM. | SET | 6 | 0
| 1010150002 | Bolt, Oval eye m.16x350 mm. | SET | 1 | 0
| 1010150100 | BOLT,OVAL M.20X350 MM. | SET | 2 | 0
| 1010150101 | BOLT,OVAL M.20X450 MM. | SET | 1 | 0
| 1010180001 | NUT,EYE M.16 DIN 582 | PCS | 1 | 0
| 1010180003 | NUT,EYE,THIMBLE M.16 | EACH | 1 | 0
| 1010180100 | WASHER,PLAIN,SQUARE,LARGE 52x52x4.5 mm.HOLE DIA. 18 MM. TIS.258 | PCS. | 68 | 0
| 1010180101 | WASHER,PLAIN,SQUARE,LARGE 62X62X6 MM.HOLE DIA.22 MM. TIS.258 | PCS. | 6 | 0
| 1010180301 | WASHER,LOCK,SPRING,SIZE 16 mm.,GENERAL PURPOSE,TIS.259 | PCS. | 15 | 0
| 1010180302 | WASHER,LOCK,SPRING,SIZE 20 MM.,GENERAL PURPOSE,TIS.259 | PCS. | 3 | 0
| 1010200007 | BRACE,ANGLE STEEL 50x50x6 mm. 1,800 mm.WIDE 450 mm.DROP | PCS. | 6 | 6
| 1010210200 | BOLT,STRAND EYE,SINGLE M.16X350 MM. | SET | 1 | 0
| 1010210304 | THIMBLE,GUY,FOR STEEL WIRE 50-95 sq.mm. | PCS. | 2 | 0
| 1010230003 | CLAMP,TRIPLE BOLTS FOR STEEL STRANDED WIRE 35 SQ.MM. | SET | 4 | 0
| 1020230001 | ARMOR-GRIP,PREFORMED,AL 400 SQ.MM. | EA | 12 | 0
| 1020240000 | SPACER,HELICAL ROD,PREFORMED,FOR AL.400 SQ.MM. | SET | 6 | 0
| 1020420302 | TERMINAL,COMPRESSION,15 DEGREE PAD,NEMA,4-HOLE,FOR AL. 400 SQ.MM. | PCS. | 6 | 0
| 1020430001 | CLAMP DEAD END,COMPRESSION,SINGLE LUG,FOR AL.CONDUCTOR 400 SQ.MM. | SET | 6 | 0
| 1030020001 | INSULATOR,SUSPENSION,TYPE C (CLASS 52-3) TIS.354 | PCS. | 42 | 42
| 1030020003 | INSULATOR,SUSPENSION,TYPE E (CLASS 52-8)TIS.354 | PCS. | 60 | 60
| 1030110103 | CLAMP,STRAIN,WITH CLAMPING KEEPER,FOR AL.CONDUCTOR 400 SQ.MM. | SET | 6 | 0
| 1030140001 | BALL-CLEVIS,ANSI TYPE K | SET | 6 | 0
| 1030140003 | SOCKET-EYE | SET | 6 | 0
| 1030140004 | Y-CLEVIS-BALL | SET | 6 | 0
| 1030140005 | BALL-CLEVIS,ANSI TYPE B | SET | 12 | 0
| 1030140006 | SOCKET-CLEVIS,ANSI TYPE B | SET | 12 | 0
| 1030140007 | SOCKET-CLEVIS,ANSI TYPE K | SET | 6 | 0
| 1030140011 | CLEVIS,THIMBLE,FOR PREFORMED DEAD-END | EACH | 3 | 0
| 1030140013 | SPACER,PLATE,FOR AL.400 SQ.MM. | EACH | 12 | 0
set52226 | DD-DD-1 DOUBLE DEAD END STRUCTURE
| 1000120003 | CROSSARM ST. 150X150X12 MM. 5 M.LONG | PCS. | 6 | 6
| 1010030002 | PLATE,STEEL 6X100X450 MM. | PCS. | 9 | 0
| 1010030004 | PLATE,STEEL 6X100X750 MM. | EACH | 18 | 0
| 1010030100 | PLATE,STEEL DOUBLE ARMING 12X100X650 MM. | PCS. | 6 | 0
| 1010110400 | BOLT,MACHINE, HEXAGON, M.16X75 MM. | SET | 48 | 0
| 1010150000 | BOLT,OVAL EYE M.16X150 MM. | SET | 6 | 0
| 1010150100 | BOLT,OVAL M.20X350 MM. | SET | 4 | 0
| 1010150101 | BOLT,OVAL M.20X450 MM. | SET | 2 | 0
| 1010180003 | NUT,EYE,THIMBLE M.16 | EACH | 1 | 0
| 1010180100 | WASHER,PLAIN,SQUARE,LARGE 52x52x4.5 mm.HOLE DIA. 18 MM. TIS.258 | PCS. | 14 | 0
| 1010180101 | WASHER,PLAIN,SQUARE,LARGE 62X62X6 MM.HOLE DIA.22 MM. TIS.258 | PCS. | 12 | 0
| 1010180301 | WASHER,LOCK,SPRING,SIZE 16 mm.,GENERAL PURPOSE,TIS.259 | PCS. | 54 | 0
| 1010180302 | WASHER,LOCK,SPRING,SIZE 20 MM.,GENERAL PURPOSE,TIS.259 | PCS. | 6 | 0
| 1010210200 | BOLT,STRAND EYE,SINGLE M.16X350 MM. | SET | 1 | 0
| 1010230003 | CLAMP,TRIPLE BOLTS FOR STEEL STRANDED WIRE 35 SQ.MM. | SET | 4 | 0
| 1020230001 | ARMOR-GRIP,PREFORMED,AL 400 SQ.MM. | EA | 12 | 0
| 1020240000 | SPACER,HELICAL ROD,PREFORMED,FOR AL.400 SQ.MM. | SET | 12 | 0
| 1020420302 | TERMINAL,COMPRESSION,15 DEGREE PAD,NEMA,4-HOLE,FOR AL. 400 SQ.MM. | PCS. | 12 | 0
| 1020430001 | CLAMP DEAD END,COMPRESSION,SINGLE LUG,FOR AL.CONDUCTOR 400 SQ.MM. | SET | 12 | 0
| 1030020001 | INSULATOR,SUSPENSION,TYPE C (CLASS 52-3) TIS.354 | PCS. | 42 | 42
| 1030020003 | INSULATOR,SUSPENSION,TYPE E (CLASS 52-8)TIS.354 | PCS. | 120 | 0
| 1030110103 | CLAMP,STRAIN,WITH CLAMPING KEEPER,FOR AL.CONDUCTOR 400 SQ.MM. | SET | 12 | 0
| 1030140000 | CLEVIS-EYE | SET | 12 | 0
| 1030140001 | BALL-CLEVIS,ANSI TYPE K | SET | 12 | 0
| 1030140003 | SOCKET-EYE | SET | 12 | 0
| 1030140004 | Y-CLEVIS-BALL | SET | 12 | 0
| 1030140005 | BALL-CLEVIS,ANSI TYPE B | SET | 24 | 0
| 1030140006 | SOCKET-CLEVIS,ANSI TYPE B | SET | 18 | 0
| 1030140007 | SOCKET-CLEVIS,ANSI TYPE K | SET | 12 | 0
| 1030140013 | SPACER,PLATE,FOR AL.400 SQ.MM. | EACH | 18 | 0
set52227 | DD-DD-2 DOUBLE DEAD END STRUCTURE
| 1000120002 | CROSSARM,STEEL ANGLE 150X150X12 MM.4,500 MM.LONG | PCS. | 6 | 6
| 1010030102 | PLATE,STEEL DOUBLE ARMING 12X100X760 MM. | PCS. | 6 | 0
| 1010050200 | TUBE, RECTANGULAR STEEL 100X50X3.2 MM., 100 MM.LONG | PCS. | 12 | 0
| 1010110201 | BOLT,MACHINE M.16x170 mm. | SET | 12 | 0
| 1010110205 | BOLT,MACHINE M.16x350 mm. | SET | 3 | 0
| 1010110301 | BOLT,MACHINE M.20x400 mm. | SET | 3 | 0
| 1010110400 | BOLT,MACHINE, HEXAGON, M.16X75 MM. | SET | 12 | 0
| 1010120000 | BOLT,DOUBLE ARMING,M.16x400 mm. | SET | 12 | 0
| 1010180003 | NUT,EYE,THIMBLE M.16 | EACH | 1 | 0
| 1010180100 | WASHER,PLAIN,SQUARE,LARGE 52x52x4.5 mm.HOLE DIA. 18 MM. TIS.258 | PCS. | 62 | 0
| 1010180101 | WASHER,PLAIN,SQUARE,LARGE 62X62X6 MM.HOLE DIA.22 MM. TIS.258 | PCS. | 6 | 0
| 1010180301 | WASHER,LOCK,SPRING,SIZE 16 mm.,GENERAL PURPOSE,TIS.259 | PCS. | 12 | 0
| 1010200007 | BRACE,ANGLE STEEL 50x50x6 mm. 1,800 mm.WIDE 450 mm.DROP | PCS. | 6 | 6
| 1010210200 | BOLT,STRAND EYE,SINGLE M.16X350 MM. | SET | 1 | 0
| 1010230003 | CLAMP,TRIPLE BOLTS FOR STEEL STRANDED WIRE 35 SQ.MM. | SET | 4 | 0
| 1020240000 | SPACER,HELICAL ROD,PREFORMED,FOR AL.400 SQ.MM. | SET | 6 | 0
| 1020420302 | TERMINAL,COMPRESSION,15 DEGREE PAD,NEMA,4-HOLE,FOR AL. 400 SQ.MM. | PCS. | 12 | 0
| 1030020003 | INSULATOR,SUSPENSION,TYPE E (CLASS 52-8)TIS.354 | PCS. | 120 | 0
| 1030110103 | CLAMP,STRAIN,WITH CLAMPING KEEPER,FOR AL.CONDUCTOR 400 SQ.MM. | SET | 12 | 0
| 1030140001 | BALL-CLEVIS,ANSI TYPE K | SET | 12 | 0
| 1030140003 | SOCKET-EYE | SET | 12 | 0
| 1030140005 | BALL-CLEVIS,ANSI TYPE B | SET | 24 | 0
| 1030140006 | SOCKET-CLEVIS,ANSI TYPE B | SET | 12 | 0
| 1030140007 | SOCKET-CLEVIS,ANSI TYPE K | SET | 12 | 0
| 1030140013 | SPACER,PLATE,FOR AL.400 SQ.MM. | EACH | 12 | 0
set52228 | DD-DE-1 DOUBLE DEAD END STRUCTURE
| 1000120002 | CROSSARM,STEEL ANGLE 150X150X12 MM.4,500 MM.LONG | PCS. | 6 | 6
| 1010030102 | PLATE,STEEL DOUBLE ARMING 12X100X760 MM. | PCS. | 6 | 0
| 1010110201 | BOLT,MACHINE M.16x170 mm. | SET | 12 | 0
| 1010110205 | BOLT,MACHINE M.16x350 mm. | SET | 3 | 0
| 1010110301 | BOLT,MACHINE M.20x400 mm. | SET | 3 | 0
| 1010110400 | BOLT,MACHINE, HEXAGON, M.16X75 MM. | SET | 12 | 0
| 1010120000 | BOLT,DOUBLE ARMING,M.16x400 mm. | SET | 12 | 0
| 1010150002 | Bolt, Oval eye m.16x350 mm. | SET | 1 | 0
| 1010180001 | NUT,EYE M.16 DIN 582 | PCS | 1 | 0
| 1010180003 | NUT,EYE,THIMBLE M.16 | EACH | 1 | 0
| 1010180100 | WASHER,PLAIN,SQUARE,LARGE 52x52x4.5 mm.HOLE DIA. 18 MM. TIS.258 | PCS. | 62 | 0
| 1010180101 | WASHER,PLAIN,SQUARE,LARGE 62X62X6 MM.HOLE DIA.22 MM. TIS.258 | PCS. | 6 | 0
| 1010180301 | WASHER,LOCK,SPRING,SIZE 16 mm.,GENERAL PURPOSE,TIS.259 | PCS. | 12 | 0
| 1010200007 | BRACE,ANGLE STEEL 50x50x6 mm. 1,800 mm.WIDE 450 mm.DROP | PCS. | 6 | 6
| 1010210200 | BOLT,STRAND EYE,SINGLE M.16X350 MM. | SET | 1 | 0
| 1010230003 | CLAMP,TRIPLE BOLTS FOR STEEL STRANDED WIRE 35 SQ.MM. | SET | 4 | 0
| 1030020003 | INSULATOR,SUSPENSION,TYPE E (CLASS 52-8)TIS.354 | PCS. | 60 | 60
| 1030110103 | CLAMP,STRAIN,WITH CLAMPING KEEPER,FOR AL.CONDUCTOR 400 SQ.MM. | SET | 12 | 0
| 1030140001 | BALL-CLEVIS,ANSI TYPE K | SET | 6 | 0
| 1030140003 | SOCKET-EYE | SET | 12 | 0
| 1030140005 | BALL-CLEVIS,ANSI TYPE B | SET | 12 | 0
| 1030140007 | SOCKET-CLEVIS,ANSI TYPE K | SET | 6 | 0
| 1030140013 | SPACER,PLATE,FOR AL.400 SQ.MM. | EACH | 6 | 0
set52229 | DD-UG-1 RISER POLE STRUCTURE
| 1000120002 | CROSSARM,STEEL ANGLE 150X150X12 MM.4,500 MM.LONG | PCS. | 6 | 6
| 1010000100 | STEEL CHANNEL, 100x50x5 mm. 2,250 MM.LONG | PCS | 2 | 0
| 1010000103 | STEEL CHANNEL,100X50X5 MM.4,200 MM.LONG | PCS | 6 | 6
| 1010010004 | STEEL ANGLE,OVERHEAD GROUND WIRE BAYONET 65X65X6 MM. 2,500 MM.LONG | PCS. | 2 | 2
| 1010030002 | PLATE,STEEL 6X100X450 MM. | PCS. | 4 | 0
| 1010030102 | PLATE,STEEL DOUBLE ARMING 12X100X760 MM. | PCS. | 6 | 0
| 1010050002 | ST. PIPE,SIZE 20, 150 MM.LONG W/O T.E. | PCS. | 2 | 0
| 1010100003 | WIRE,STEEL STRANDED 35 SQ.MM.TIS.404 | M | 2.5 | 0
| 1010110200 | BOLT,MACHINE M.16x130 mm. | SET | 12 | 0
| 1010110201 | BOLT,MACHINE M.16x170 mm. | SET | 16 | 0
| 1010110204 | BOLT,MACHINE M.16x300 mm. | SET | 8 | 0
| 1010110205 | BOLT,MACHINE M.16x350 mm. | SET | 7 | 0
| 1010110209 | BOLT MACHINE M.16X600 MM. | SET | 3 | 0
| 1010110300 | BOLT,MACHINE M.20X350 MM. | SET | 8 | 0
| 1010110301 | BOLT,MACHINE M.20x400 mm. | SET | 1 | 0
| 1010110400 | BOLT,MACHINE, HEXAGON, M.16X75 MM. | SET | 12 | 0
| 1010110404 | BOLT,MACHINE,HEXAGON, M.16X50 MM. | SET | 52 | 0
| 1010120000 | BOLT,DOUBLE ARMING,M.16x400 mm. | SET | 12 | 0
| 1010150000 | BOLT,OVAL EYE M.16X150 MM. | SET | 13 | 0
| 1010180002 | NET,EYE M.20 | PCS. | 1 | 0
| 1010180100 | WASHER,PLAIN,SQUARE,LARGE 52x52x4.5 mm.HOLE DIA. 18 MM. TIS.258 | PCS. | 96 | 0
| 1010180101 | WASHER,PLAIN,SQUARE,LARGE 62X62X6 MM.HOLE DIA.22 MM. TIS.258 | PCS. | 12 | 0
| 1010180301 | WASHER,LOCK,SPRING,SIZE 16 mm.,GENERAL PURPOSE,TIS.259 | PCS. | 22 | 0
| 1010200007 | BRACE,ANGLE STEEL 50x50x6 mm. 1,800 mm.WIDE 450 mm.DROP | PCS. | 12 | 0
| 1010210304 | THIMBLE,GUY,FOR STEEL WIRE 50-95 sq.mm. | PCS. | 3 | 0
| 1010220007 | ROD,GROUND,COPPER COVERED STEEL,16 MM.DIA., 3 M. LONG | SET | 0 | 0
| 1010230003 | CLAMP,TRIPLE BOLTS FOR STEEL STRANDED WIRE 35 SQ.MM. | SET | 3 | 0
| 1010230016 | CLAMP,CABLE STRAP FOR UG 1X800 SQ.MM. | SET | 0 | 0
| 1010230203 | GROUND WIRE SUPPORT AND CLAMP,FOR BAYONET | SET | 1 | 0
| 1020000007 | COND.,CU,BARE 95 SQ.MM.TIS 64 | M | 0 | 0
| 1020010007 | CONDUCTOR,AL,BARE 185 sq.mm.TIS.85 | M. | 0 | 0
| 1020010009 | CONDUCTOR,AL,BARE,400 SQ.MM.TIS.85 | M | 0 | 0
| 1020230001 | ARMOR-GRIP,PREFORMED,AL 400 SQ.MM. | EA | 24 | 0
| 1020300103 | CONNECTOR,PARALLEL GROOVE,TRIPLE BOLT,AL,AL-ALLOY AND ACSR 70-185 SQ.MM. | PCS. | 0 | 0
| 1020420106 | CABLE LUG,NEMA HOLE,COMPRESSION TYPE,AL 185 SQ.MM. | PCS. | 0 | 0
| 1020420201 | CABLE LUG, NEMA HOLE, COMPRESSION TYPE, AL. 400 SQ.MM. | PCS. | 12 | 0
| 1020420302 | TERMINAL,COMPRESSION,15 DEGREE PAD,NEMA,4-HOLE,FOR AL. 400 SQ.MM. | PCS. | 12 | 0
| 1020430001 | CLAMP DEAD END,COMPRESSION,SINGLE LUG,FOR AL.CONDUCTOR 400 SQ.MM. | SET | 12 | 0
| 1020500005 | CONNECTOR,T-TYPE,FOR CONDUCTOR MAIN 400 SQ.MM. TO CONDUCTOR TAP 185-240 SQ.MM. | SET | 0 | 0
| 1020500100 | CONNECTOR,T-TYPE,COMPRESSION,FOR AL CONDUCTOR MAIN 400 SQ.MM. TO NEMA 4-HOLE PAD | SET | 12 | 0
| 1030010204 | INSULATOR, POST TYPE 115 KV. HORIZONTAL MOUNTING | PCS. | 0 | 0
| 1030020001 | INSULATOR,SUSPENSION,TYPE C (CLASS 52-3) TIS.354 | PCS. | 84 | 84
| 1030020003 | INSULATOR,SUSPENSION,TYPE E (CLASS 52-8)TIS.354 | PCS. | 60 | 60
| 1030140000 | CLEVIS-EYE | SET | 24 | 0
| 1030140001 | BALL-CLEVIS,ANSI TYPE K | SET | 6 | 0
| 1030140004 | Y-CLEVIS-BALL | SET | 12 | 0
| 1030140005 | BALL-CLEVIS,ANSI TYPE B | SET | 12 | 0
| 1030140006 | SOCKET-CLEVIS,ANSI TYPE B | SET | 24 | 0
| 1030140007 | SOCKET-CLEVIS,ANSI TYPE K | SET | 6 | 0
| 1030140013 | SPACER,PLATE,FOR AL.400 SQ.MM. | EACH | 18 | 0
| 1040000201 | LIGHTNING ARRESTER 96 KV. 10 KA. | EACH | 0 | 6
| 1080040001 | CONDUIT,PVC,RIGID,DIA. 20x2500 mm.TIS.216 | EACH | 0 | 0
| 9090010014 | SUPPORTING STRUCTURE FOR MOUNTING:UG TERMINATOR,LIGHTNIN ARRESTER | SET | 0 | 0
| 9090010015 | TERMINATOR FOR 115 KV XLPE CU CABLE | SET | 0 | 0
set52230 | DD-TG-1 ASSEMBLY
| 1000120001 | CROSSARM,STEEL 100X50X3.2 MM.4,200 MM.LONG | PCS. | 3 | 0
| 1010110200 | BOLT,MACHINE M.16x130 mm. | SET | 6 | 0
| 1010110205 | BOLT,MACHINE M.16x350 mm. | SET | 5 | 0
| 1010110301 | BOLT,MACHINE M.20x400 mm. | SET | 3 | 0
| 1010150000 | BOLT,OVAL EYE M.16X150 MM. | SET | 6 | 0
| 1010180100 | WASHER,PLAIN,SQUARE,LARGE 52x52x4.5 mm.HOLE DIA. 18 MM. TIS.258 | PCS. | 23 | 0
| 1010180101 | WASHER,PLAIN,SQUARE,LARGE 62X62X6 MM.HOLE DIA.22 MM. TIS.258 | PCS. | 6 | 0
| 1010180301 | WASHER,LOCK,SPRING,SIZE 16 mm.,GENERAL PURPOSE,TIS.259 | PCS. | 6 | 0
| 1010200007 | BRACE,ANGLE STEEL 50x50x6 mm. 1,800 mm.WIDE 450 mm.DROP | PCS. | 3 | 0
set52231 | DD-SA-1 ASSEMBLY
| 1000120001 | CROSSARM,STEEL 100X50X3.2 MM.4,200 MM.LONG | PCS. | 6 | 0
| 1010030002 | PLATE,STEEL 6X100X450 MM. | PCS. | 24 | 0
| 1010050000 | ST. PIPE,SIZE 20, 100 MM.LONG W/O T.E. | PCS. | 12 | 0
| 1010110201 | BOLT,MACHINE M.16x170 mm. | SET | 48 | 0
| 1010110205 | BOLT,MACHINE M.16x350 mm. | SET | 6 | 0
| 1010110302 | BOLT,MACHINE M.20X450 MM. | SET | 3 | 0
| 1010180100 | WASHER,PLAIN,SQUARE,LARGE 52x52x4.5 mm.HOLE DIA. 18 MM. TIS.258 | PCS. | 84 | 0
| 1010180101 | WASHER,PLAIN,SQUARE,LARGE 62X62X6 MM.HOLE DIA.22 MM. TIS.258 | PCS. | 6 | 0
| 1010180301 | WASHER,LOCK,SPRING,SIZE 16 mm.,GENERAL PURPOSE,TIS.259 | PCS. | 12 | 0
| 1010200007 | BRACE,ANGLE STEEL 50x50x6 mm. 1,800 mm.WIDE 450 mm.DROP | PCS. | 6 | 0
| 1030140012 | BRACKET,CORNER SUSPENSION | SET | 6 | 0
set52232 | DD-AS-1 ASSEMBLY
| 1000120001 | CROSSARM,STEEL 100X50X3.2 MM.4,200 MM.LONG | PCS. | 6 | 0
| 1010030002 | PLATE,STEEL 6X100X450 MM. | PCS. | 6 | 0
| 1010030100 | PLATE,STEEL DOUBLE ARMING 12X100X650 MM. | PCS. | 6 | 0
| 1010050000 | ST. PIPE,SIZE 20, 100 MM.LONG W/O T.E. | PCS. | 6 | 0
| 1010110201 | BOLT,MACHINE M.16x170 mm. | SET | 24 | 0
| 1010110205 | BOLT,MACHINE M.16x350 mm. | SET | 6 | 0
| 1010150000 | BOLT,OVAL EYE M.16X150 MM. | SET | 6 | 0
| 1010150101 | BOLT,OVAL M.20X450 MM. | SET | 3 | 0
| 1010180100 | WASHER,PLAIN,SQUARE,LARGE 52x52x4.5 mm.HOLE DIA. 18 MM. TIS.258 | PCS. | 48 | 0
| 1010180101 | WASHER,PLAIN,SQUARE,LARGE 62X62X6 MM.HOLE DIA.22 MM. TIS.258 | PCS. | 6 | 0
| 1010180301 | WASHER,LOCK,SPRING,SIZE 16 mm.,GENERAL PURPOSE,TIS.259 | PCS. | 6 | 0
| 1010180302 | WASHER,LOCK,SPRING,SIZE 20 MM.,GENERAL PURPOSE,TIS.259 | PCS. | 3 | 0
| 1010200007 | BRACE,ANGLE STEEL 50x50x6 mm. 1,800 mm.WIDE 450 mm.DROP | PCS. | 6 | 0
| 1020240000 | SPACER,HELICAL ROD,PREFORMED,FOR AL.400 SQ.MM. | SET | 6 | 0
set52233 | DD-DD-1 ASSEMBLY
| 1000120003 | CROSSARM ST. 150X150X12 MM. 5 M.LONG | PCS. | 6 | 0
| 1010030002 | PLATE,STEEL 6X100X450 MM. | PCS. | 9 | 0
| 1010030004 | PLATE,STEEL 6X100X750 MM. | EACH | 18 | 0
| 1010030100 | PLATE,STEEL DOUBLE ARMING 12X100X650 MM. | PCS. | 6 | 0
| 1010110400 | BOLT,MACHINE, HEXAGON, M.16X75 MM. | SET | 48 | 0
| 1010150000 | BOLT,OVAL EYE M.16X150 MM. | SET | 6 | 0
| 1010150100 | BOLT,OVAL M.20X350 MM. | SET | 4 | 0
| 1010150101 | BOLT,OVAL M.20X450 MM. | SET | 2 | 0
| 1010180100 | WASHER,PLAIN,SQUARE,LARGE 52x52x4.5 mm.HOLE DIA. 18 MM. TIS.258 | PCS. | 12 | 0
| 1010180101 | WASHER,PLAIN,SQUARE,LARGE 62X62X6 MM.HOLE DIA.22 MM. TIS.258 | PCS. | 12 | 0
| 1010180301 | WASHER,LOCK,SPRING,SIZE 16 mm.,GENERAL PURPOSE,TIS.259 | PCS. | 54 | 0
| 1010180302 | WASHER,LOCK,SPRING,SIZE 20 MM.,GENERAL PURPOSE,TIS.259 | PCS. | 6 | 0
| 1020240000 | SPACER,HELICAL ROD,PREFORMED,FOR AL.400 SQ.MM. | SET | 12 | 0
set52234 | DD-DD-2 ASSEMBLY
| 1000120002 | CROSSARM,STEEL ANGLE 150X150X12 MM.4,500 MM.LONG | PCS. | 6 | 0
| 1010030102 | PLATE,STEEL DOUBLE ARMING 12X100X760 MM. | PCS. | 6 | 0
| 1010050200 | TUBE, RECTANGULAR STEEL 100X50X3.2 MM., 100 MM.LONG | PCS. | 12 | 0
| 1010110201 | BOLT,MACHINE M.16x170 mm. | SET | 12 | 0
| 1010110205 | BOLT,MACHINE M.16x350 mm. | SET | 3 | 0
| 1010110301 | BOLT,MACHINE M.20x400 mm. | SET | 3 | 0
| 1010110400 | BOLT,MACHINE, HEXAGON, M.16X75 MM. | SET | 12 | 0
| 1010120000 | BOLT,DOUBLE ARMING,M.16x400 mm. | SET | 12 | 0
| 1010180100 | WASHER,PLAIN,SQUARE,LARGE 52x52x4.5 mm.HOLE DIA. 18 MM. TIS.258 | PCS. | 60 | 0
| 1010180101 | WASHER,PLAIN,SQUARE,LARGE 62X62X6 MM.HOLE DIA.22 MM. TIS.258 | PCS. | 6 | 0
| 1010180301 | WASHER,LOCK,SPRING,SIZE 16 mm.,GENERAL PURPOSE,TIS.259 | PCS. | 12 | 0
| 1010200007 | BRACE,ANGLE STEEL 50x50x6 mm. 1,800 mm.WIDE 450 mm.DROP | PCS. | 6 | 0
| 1020240000 | SPACER,HELICAL ROD,PREFORMED,FOR AL.400 SQ.MM. | SET | 6 | 0
set52235 | DD-AS-2 ASSEMBLY
| 1000120002 | CROSSARM,STEEL ANGLE 150X150X12 MM.4,500 MM.LONG | PCS. | 6 | 0
| 1010030100 | PLATE,STEEL DOUBLE ARMING 12X100X650 MM. | PCS. | 6 | 0
| 1010110201 | BOLT,MACHINE M.16x170 mm. | SET | 12 | 0
| 1010110204 | BOLT,MACHINE M.16x300 mm. | SET | 3 | 0
| 1010110205 | BOLT,MACHINE M.16x350 mm. | SET | 3 | 0
| 1010110400 | BOLT,MACHINE, HEXAGON, M.16X75 MM. | SET | 12 | 0
| 1010120001 | BOLT,DOUBLE ARMING,M.16x450 mm. | SET | 12 | 0
| 1010150000 | BOLT,OVAL EYE M.16X150 MM. | SET | 6 | 0
| 1010150100 | BOLT,OVAL M.20X350 MM. | SET | 2 | 0
| 1010150101 | BOLT,OVAL M.20X450 MM. | SET | 1 | 0
| 1010180100 | WASHER,PLAIN,SQUARE,LARGE 52x52x4.5 mm.HOLE DIA. 18 MM. TIS.258 | PCS. | 69 | 0
| 1010180101 | WASHER,PLAIN,SQUARE,LARGE 62X62X6 MM.HOLE DIA.22 MM. TIS.258 | PCS. | 6 | 0
| 1010180301 | WASHER,LOCK,SPRING,SIZE 16 mm.,GENERAL PURPOSE,TIS.259 | PCS. | 18 | 0
| 1010180302 | WASHER,LOCK,SPRING,SIZE 20 MM.,GENERAL PURPOSE,TIS.259 | PCS. | 3 | 0
| 1010200007 | BRACE,ANGLE STEEL 50x50x6 mm. 1,800 mm.WIDE 450 mm.DROP | PCS. | 6 | 0
| 1020240000 | SPACER,HELICAL ROD,PREFORMED,FOR AL.400 SQ.MM. | SET | 6 | 0
set52236 | DD-TG-2 ASSEMBLY
| 1010000103 | STEEL CHANNEL,100X50X5 MM.4,200 MM.LONG | PCS | 6 | 0
| 1010030002 | PLATE,STEEL 6X100X450 MM. | PCS. | 12 | 0
| 1010050000 | ST. PIPE,SIZE 20, 100 MM.LONG W/O T.E. | PCS. | 6 | 0
| 1010110200 | BOLT,MACHINE M.16x130 mm. | SET | 12 | 0
| 1010110201 | BOLT,MACHINE M.16x170 mm. | SET | 12 | 0
| 1010110204 | BOLT,MACHINE M.16x300 mm. | SET | 2 | 0
| 1010110205 | BOLT,MACHINE M.16x350 mm. | SET | 3 | 0
| 1010110300 | BOLT,MACHINE M.20X350 MM. | SET | 3 | 0
| 1010150000 | BOLT,OVAL EYE M.16X150 MM. | SET | 6 | 0
| 1010180100 | WASHER,PLAIN,SQUARE,LARGE 52x52x4.5 mm.HOLE DIA. 18 MM. TIS.258 | PCS. | 53 | 0
| 1010180101 | WASHER,PLAIN,SQUARE,LARGE 62X62X6 MM.HOLE DIA.22 MM. TIS.258 | PCS. | 6 | 0
| 1010180301 | WASHER,LOCK,SPRING,SIZE 16 mm.,GENERAL PURPOSE,TIS.259 | PCS. | 6 | 0
| 1010200007 | BRACE,ANGLE STEEL 50x50x6 mm. 1,800 mm.WIDE 450 mm.DROP | PCS. | 6 | 0
set52237 | DD-TG-3 ASSEMBLY
| 1010000103 | STEEL CHANNEL,100X50X5 MM.4,200 MM.LONG | PCS | 3 | 0
| 1010110200 | BOLT,MACHINE M.16x130 mm. | SET | 6 | 0
| 1010110204 | BOLT,MACHINE M.16x300 mm. | SET | 2 | 0
| 1010110205 | BOLT,MACHINE M.16x350 mm. | SET | 3 | 0
| 1010110300 | BOLT,MACHINE M.20X350 MM. | SET | 3 | 0
| 1010150000 | BOLT,OVAL EYE M.16X150 MM. | SET | 6 | 0
| 1010180100 | WASHER,PLAIN,SQUARE,LARGE 52x52x4.5 mm.HOLE DIA. 18 MM. TIS.258 | PCS. | 23 | 0
| 1010180101 | WASHER,PLAIN,SQUARE,LARGE 62X62X6 MM.HOLE DIA.22 MM. TIS.258 | PCS. | 6 | 0
| 1010180301 | WASHER,LOCK,SPRING,SIZE 16 mm.,GENERAL PURPOSE,TIS.259 | PCS. | 6 | 0
| 1010200007 | BRACE,ANGLE STEEL 50x50x6 mm. 1,800 mm.WIDE 450 mm.DROP | PCS. | 3 | 0
set52238 | DD-SA-2 ASSEMBLY
| 1010000103 | STEEL CHANNEL,100X50X5 MM.4,200 MM.LONG | PCS | 6 | 0
| 1010030002 | PLATE,STEEL 6X100X450 MM. | PCS. | 24 | 0
| 1010050000 | ST. PIPE,SIZE 20, 100 MM.LONG W/O T.E. | PCS. | 12 | 0
| 1010110200 | BOLT,MACHINE M.16x130 mm. | SET | 12 | 0
| 1010110201 | BOLT,MACHINE M.16x170 mm. | SET | 36 | 0
| 1010110204 | BOLT,MACHINE M.16x300 mm. | SET | 3 | 0
| 1010110205 | BOLT,MACHINE M.16x350 mm. | SET | 3 | 0
| 1010110300 | BOLT,MACHINE M.20X350 MM. | SET | 3 | 0
| 1010180100 | WASHER,PLAIN,SQUARE,LARGE 52x52x4.5 mm.HOLE DIA. 18 MM. TIS.258 | PCS. | 87 | 0
| 1010180101 | WASHER,PLAIN,SQUARE,LARGE 62X62X6 MM.HOLE DIA.22 MM. TIS.258 | PCS. | 6 | 0
| 1010180301 | WASHER,LOCK,SPRING,SIZE 16 mm.,GENERAL PURPOSE,TIS.259 | PCS. | 12 | 0
| 1010200007 | BRACE,ANGLE STEEL 50x50x6 mm. 1,800 mm.WIDE 450 mm.DROP | PCS. | 6 | 0
| 1030140012 | BRACKET,CORNER SUSPENSION | SET | 6 | 0
set52271 | DD-AS-1 ANGLE STRUCTURE
| 1000120001 | CROSSARM,STEEL 100X50X3.2 MM.4,200 MM.LONG | PCS. | 6 | 6
| 1010010005 | STEEL ANGLE,OVERHEAD GROUND WIRE CORNER BAYONET 65X65X6 MM. 2,500 MM.LONG | SET | 1 | 0
| 1010030100 | PLATE,STEEL DOUBLE ARMING 12X100X650 MM. | PCS. | 6 | 0
| 1010030102 | PLATE,STEEL DOUBLE ARMING 12X100X760 MM. | PCS. | 6 | 0
| 1010050000 | ST. PIPE,SIZE 20, 100 MM.LONG W/O T.E. | PCS. | 6 | 0
| 1010100003 | WIRE,STEEL STRANDED 35 SQ.MM.TIS.404 | M | 2.5 | 0
| 1010110201 | BOLT,MACHINE M.16x170 mm. | SET | 12 | 0
| 1010110204 | BOLT,MACHINE M.16x300 mm. | SET | 3 | 0
| 1010110205 | BOLT,MACHINE M.16x350 mm. | SET | 3 | 0
| 1010150000 | BOLT,OVAL EYE M.16X150 MM. | SET | 6 | 0
| 1010150101 | BOLT,OVAL M.20X450 MM. | SET | 3 | 0
| 1010180100 | WASHER,PLAIN,SQUARE,LARGE 52x52x4.5 mm.HOLE DIA. 18 MM. TIS.258 | PCS. | 48 | 0
| 1010180101 | WASHER,PLAIN,SQUARE,LARGE 62X62X6 MM.HOLE DIA.22 MM. TIS.258 | PCS. | 6 | 0
| 1010180301 | WASHER,LOCK,SPRING,SIZE 16 mm.,GENERAL PURPOSE,TIS.259 | PCS. | 6 | 0
| 1010180302 | WASHER,LOCK,SPRING,SIZE 20 MM.,GENERAL PURPOSE,TIS.259 | PCS. | 3 | 0
| 1010200007 | BRACE,ANGLE STEEL 50x50x6 mm. 1,800 mm.WIDE 450 mm.DROP | PCS. | 6 | 6
| 1010230000 | CLAMP,SINGLE U-BOLT,M.8 (WIRE ROPE CLIP) | SET | 3 | 0
| 1010230203 | GROUND WIRE SUPPORT AND CLAMP,FOR BAYONET | SET | 1 | 0
| 1020220109 | ARMOR ROD,PREFORMED,FOR AL.OR AL-ALLOY CONDUCTOR 400 SQ.MM. | SET | 12 | 0
| 1020240000 | SPACER,HELICAL ROD,PREFORMED,FOR AL.400 SQ.MM. | SET | 6 | 0
| 1020420302 | TERMINAL,COMPRESSION,15 DEGREE PAD,NEMA,4-HOLE,FOR AL. 400 SQ.MM. | PCS. | 6 | 0
| 1020430001 | CLAMP DEAD END,COMPRESSION,SINGLE LUG,FOR AL.CONDUCTOR 400 SQ.MM. | SET | 6 | 0
| 1030020001 | INSULATOR,SUSPENSION,TYPE C (CLASS 52-3) TIS.354 | PCS. | 42 | 42
| 1030020003 | INSULATOR,SUSPENSION,TYPE E (CLASS 52-8)TIS.354 | PCS. | 60 | 60
| 1030110103 | CLAMP,STRAIN,WITH CLAMPING KEEPER,FOR AL.CONDUCTOR 400 SQ.MM. | SET | 6 | 0
| 1030120002 | CLAMP,SUSPENSION,FOR AL 400 SQ.MM. | SET | 12 | 0
| 1030140000 | CLEVIS-EYE | SET | 12 | 0
| 1030140001 | BALL-CLEVIS,ANSI TYPE K | SET | 6 | 0
| 1030140002 | BALL-HOOK | SET | 6 | 0
| 1030140003 | SOCKET-EYE | SET | 6 | 0
| 1030140005 | BALL-CLEVIS,ANSI TYPE B | SET | 12 | 0
| 1030140006 | SOCKET-CLEVIS,ANSI TYPE B | SET | 12 | 0
| 1030140007 | SOCKET-CLEVIS,ANSI TYPE K | SET | 6 | 0
| 1030140013 | SPACER,PLATE,FOR AL.400 SQ.MM. | EACH | 12 | 0
set52283 | DD-DD-2* DOUBLE DEAD END STRUCTURE
| 1000120002 | CROSSARM,STEEL ANGLE 150X150X12 MM.4,500 MM.LONG | PCS. | 6 | 0
| 1010000400 | STEEL CHANNEL,200X80X7.5 MM.1,000 MM.LONG | PCS. | 6 | 0
| 1010010000 | STEEL ANGLE,65X65X6 MM.1,000 MM.LONG | PCS. | 2 | 0
| 1010030102 | PLATE,STEEL DOUBLE ARMING 12X100X760 MM. | PCS. | 6 | 0
| 1010050200 | TUBE, RECTANGULAR STEEL 100X50X3.2 MM., 100 MM.LONG | PCS. | 12 | 0
| 1010110201 | BOLT,MACHINE M.16x170 mm. | SET | 12 | 0
| 1010110204 | BOLT,MACHINE M.16x300 mm. | SET | 2 | 0
| 1010110205 | BOLT,MACHINE M.16x350 mm. | SET | 3 | 0
| 1010110301 | BOLT,MACHINE M.20x400 mm. | SET | 3 | 0
| 1010110302 | BOLT,MACHINE M.20X450 MM. | SET | 6 | 0
| 1010110400 | BOLT,MACHINE, HEXAGON, M.16X75 MM. | SET | 12 | 0
| 1010120000 | BOLT,DOUBLE ARMING,M.16x400 mm. | SET | 12 | 0
| 1010180100 | WASHER,PLAIN,SQUARE,LARGE 52x52x4.5 mm.HOLE DIA. 18 MM. TIS.258 | PCS. | 68 | 0
| 1010180101 | WASHER,PLAIN,SQUARE,LARGE 62X62X6 MM.HOLE DIA.22 MM. TIS.258 | PCS. | 12 | 0
| 1010180301 | WASHER,LOCK,SPRING,SIZE 16 mm.,GENERAL PURPOSE,TIS.259 | PCS. | 14 | 0
| 1010200007 | BRACE,ANGLE STEEL 50x50x6 mm. 1,800 mm.WIDE 450 mm.DROP | PCS. | 6 | 0
| 1010210200 | BOLT,STRAND EYE,SINGLE M.16X350 MM. | SET | 2 | 0
| 1010230000 | CLAMP,SINGLE U-BOLT,M.8 (WIRE ROPE CLIP) | SET | 10 | 0
| 1020240000 | SPACER,HELICAL ROD,PREFORMED,FOR AL.400 SQ.MM. | SET | 6 | 0
| 1020420302 | TERMINAL,COMPRESSION,15 DEGREE PAD,NEMA,4-HOLE,FOR AL. 400 SQ.MM. | PCS. | 12 | 0
| 1020430001 | CLAMP DEAD END,COMPRESSION,SINGLE LUG,FOR AL.CONDUCTOR 400 SQ.MM. | SET | 12 | 0
| 1030020003 | INSULATOR,SUSPENSION,TYPE E (CLASS 52-8)TIS.354 | PCS. | 0 | 0
| 1030110103 | CLAMP,STRAIN,WITH CLAMPING KEEPER,FOR AL.CONDUCTOR 400 SQ.MM. | SET | 12 | 0
| 1030140001 | BALL-CLEVIS,ANSI TYPE K | SET | 12 | 0
| 1030140003 | SOCKET-EYE | SET | 12 | 0
| 1030140005 | BALL-CLEVIS,ANSI TYPE B | SET | 24 | 0
| 1030140006 | SOCKET-CLEVIS,ANSI TYPE B | SET | 12 | 0
| 1030140007 | SOCKET-CLEVIS,ANSI TYPE K | SET | 12 | 0
| 1030140013 | SPACER,PLATE,FOR AL.400 SQ.MM. | EACH | 12 | 0
set53000 | DS-TG-1 ASSEMBLY NO. 5301
| 1000120001 | CROSSARM,STEEL 100X50X3.2 MM.4,200 MM.LONG | PCS. | 3 | 0
| 1010110200 | BOLT,MACHINE M.16x130 mm. | SET | 6 | 0
| 1010110205 | BOLT,MACHINE M.16x350 mm. | SET | 5 | 0
| 1010110301 | BOLT,MACHINE M.20x400 mm. | SET | 3 | 0
| 1010150000 | BOLT,OVAL EYE M.16X150 MM. | SET | 6 | 0
| 1010180100 | WASHER,PLAIN,SQUARE,LARGE 52x52x4.5 mm.HOLE DIA. 18 MM. TIS.258 | PCS. | 23 | 0
| 1010180101 | WASHER,PLAIN,SQUARE,LARGE 62X62X6 MM.HOLE DIA.22 MM. TIS.258 | PCS. | 6 | 0
| 1010180301 | WASHER,LOCK,SPRING,SIZE 16 mm.,GENERAL PURPOSE,TIS.259 | PCS. | 6 | 0
| 1010200007 | BRACE,ANGLE STEEL 50x50x6 mm. 1,800 mm.WIDE 450 mm.DROP | PCS. | 3 | 0
set53001 | DS-TG-2 ASSEMBLY NO. 5304
| 1010000103 | STEEL CHANNEL,100X50X5 MM.4,200 MM.LONG | PCS | 6 | 0
| 1010030002 | PLATE,STEEL 6X100X450 MM. | PCS. | 12 | 0
| 1010050000 | ST. PIPE,SIZE 20, 100 MM.LONG W/O T.E. | PCS. | 6 | 0
| 1010110200 | BOLT,MACHINE M.16x130 mm. | SET | 12 | 0
| 1010110201 | BOLT,MACHINE M.16x170 mm. | SET | 12 | 0
| 1010110204 | BOLT,MACHINE M.16x300 mm. | SET | 2 | 0
| 1010110205 | BOLT,MACHINE M.16x350 mm. | SET | 3 | 0
| 1010110300 | BOLT,MACHINE M.20X350 MM. | SET | 3 | 0
| 1010150000 | BOLT,OVAL EYE M.16X150 MM. | SET | 6 | 0
| 1010180100 | WASHER,PLAIN,SQUARE,LARGE 52x52x4.5 mm.HOLE DIA. 18 MM. TIS.258 | PCS. | 53 | 0
| 1010180101 | WASHER,PLAIN,SQUARE,LARGE 62X62X6 MM.HOLE DIA.22 MM. TIS.258 | PCS. | 6 | 0
| 1010180301 | WASHER,LOCK,SPRING,SIZE 16 mm.,GENERAL PURPOSE,TIS.259 | PCS. | 6 | 0
| 1010200007 | BRACE,ANGLE STEEL 50x50x6 mm. 1,800 mm.WIDE 450 mm.DROP | PCS. | 6 | 0
set53002 | DS-SA-1 ASSEMBLY NO. 5302
| 1000120001 | CROSSARM,STEEL 100X50X3.2 MM.4,200 MM.LONG | PCS. | 6 | 0
| 1010030002 | PLATE,STEEL 6X100X450 MM. | PCS. | 24 | 0
| 1010050000 | ST. PIPE,SIZE 20, 100 MM.LONG W/O T.E. | PCS. | 12 | 0
| 1010110201 | BOLT,MACHINE M.16x170 mm. | SET | 48 | 0
| 1010110205 | BOLT,MACHINE M.16x350 mm. | SET | 6 | 0
| 1010110302 | BOLT,MACHINE M.20X450 MM. | SET | 3 | 0
| 1010180100 | WASHER,PLAIN,SQUARE,LARGE 52x52x4.5 mm.HOLE DIA. 18 MM. TIS.258 | PCS. | 84 | 0
| 1010180101 | WASHER,PLAIN,SQUARE,LARGE 62X62X6 MM.HOLE DIA.22 MM. TIS.258 | PCS. | 6 | 0
| 1010180301 | WASHER,LOCK,SPRING,SIZE 16 mm.,GENERAL PURPOSE,TIS.259 | PCS. | 12 | 0
| 1010200007 | BRACE,ANGLE STEEL 50x50x6 mm. 1,800 mm.WIDE 450 mm.DROP | PCS. | 6 | 0
| 1030140012 | BRACKET,CORNER SUSPENSION | SET | 6 | 0
set53003 | DS-DD-1 ASSEMBLY NO. 5303
| 1000120002 | CROSSARM,STEEL ANGLE 150X150X12 MM.4,500 MM.LONG | PCS. | 6 | 0
| 1010030102 | PLATE,STEEL DOUBLE ARMING 12X100X760 MM. | PCS. | 6 | 0
| 1010050200 | TUBE, RECTANGULAR STEEL 100X50X3.2 MM., 100 MM.LONG | PCS. | 12 | 0
| 1010110201 | BOLT,MACHINE M.16x170 mm. | SET | 12 | 0
| 1010110205 | BOLT,MACHINE M.16x350 mm. | SET | 3 | 0
| 1010110301 | BOLT,MACHINE M.20x400 mm. | SET | 3 | 0
| 1010110400 | BOLT,MACHINE, HEXAGON, M.16X75 MM. | SET | 12 | 0
| 1010120000 | BOLT,DOUBLE ARMING,M.16x400 mm. | SET | 12 | 0
| 1010180100 | WASHER,PLAIN,SQUARE,LARGE 52x52x4.5 mm.HOLE DIA. 18 MM. TIS.258 | PCS. | 60 | 0
| 1010180101 | WASHER,PLAIN,SQUARE,LARGE 62X62X6 MM.HOLE DIA.22 MM. TIS.258 | PCS. | 6 | 0
| 1010180301 | WASHER,LOCK,SPRING,SIZE 16 mm.,GENERAL PURPOSE,TIS.259 | PCS. | 12 | 0
| 1010200007 | BRACE,ANGLE STEEL 50x50x6 mm. 1,800 mm.WIDE 450 mm.DROP | PCS. | 6 | 0
set53301 | G1 GUY ASSEMBLY FOR DE-1,LA-1,TL-1,DD-2
| 1010100004 | WIRE,STEEL STRANDED 50/7 sq.mm.TIS.404 | M. | 30 | 0
| 1010100006 | WIRE,STEEL STRANDED 95 sq.mm.TIS.404 | M. | 180 | 0
| 1010180100 | WASHER,PLAIN,SQUARE,LARGE 52x52x4.5 mm.HOLE DIA. 18 MM. TIS.258 | PCS. | 12 | 0
| 1010210203 | BOLT,STRAND EYE,SINGLE 45 DEGREE M.20X350 MM. | SET | 6 | 0
| 1010230000 | CLAMP,SINGLE U-BOLT,M.8 (WIRE ROPE CLIP) | SET | 6 | 0
| 1010230001 | CLAMP,DOUBLE U-BOLT,M.16 (WIRE ROPE CLIP) | SET | 24 | 0
set53302 | G2 GUY ASSEMBLY FOR LA-2
| 1010100004 | WIRE,STEEL STRANDED 50/7 sq.mm.TIS.404 | M. | 30 | 0
| 1010100006 | WIRE,STEEL STRANDED 95 sq.mm.TIS.404 | M. | 180 | 0
| 1010180100 | WASHER,PLAIN,SQUARE,LARGE 52x52x4.5 mm.HOLE DIA. 18 MM. TIS.258 | PCS. | 14 | 0
| 1010210202 | BOLT,STRAND EYE,SINGLE 45 DEGREE M.16X350 MM. | SET | 1 | 0
| 1010210203 | BOLT,STRAND EYE,SINGLE 45 DEGREE M.20X350 MM. | SET | 6 | 0
| 1010230000 | CLAMP,SINGLE U-BOLT,M.8 (WIRE ROPE CLIP) | SET | 6 | 0
| 1010230001 | CLAMP,DOUBLE U-BOLT,M.16 (WIRE ROPE CLIP) | SET | 24 | 0
set53303 | G3 GUY ASSEMBLY FOR AS-2,DD-1
| 1010100006 | WIRE,STEEL STRANDED 95 sq.mm.TIS.404 | M. | 180 | 0
| 1010180100 | WASHER,PLAIN,SQUARE,LARGE 52x52x4.5 mm.HOLE DIA. 18 MM. TIS.258 | PCS. | 12 | 0
| 1010210203 | BOLT,STRAND EYE,SINGLE 45 DEGREE M.20X350 MM. | SET | 6 | 0
| 1010230001 | CLAMP,DOUBLE U-BOLT,M.16 (WIRE ROPE CLIP) | SET | 24 | 0
set53304 | G4 GUY ASSEMBLY FOR IH-1,DH-1
| 1010100006 | WIRE,STEEL STRANDED 95 sq.mm.TIS.404 | M. | 90 | 0
| 1010180100 | WASHER,PLAIN,SQUARE,LARGE 52x52x4.5 mm.HOLE DIA. 18 MM. TIS.258 | PCS. | 6 | 0
| 1010210203 | BOLT,STRAND EYE,SINGLE 45 DEGREE M.20X350 MM. | SET | 3 | 0
| 1010230001 | CLAMP,DOUBLE U-BOLT,M.16 (WIRE ROPE CLIP) | SET | 12 | 0
set53305 | G5 GUY ASSEMBLY FOR X-ARM (DIRECT LINE)
| 1010100004 | WIRE,STEEL STRANDED 50/7 sq.mm.TIS.404 | M. | 120 | 0
| 1010230000 | CLAMP,SINGLE U-BOLT,M.8 (WIRE ROPE CLIP) | SET | 18 | 0
| 1030140011 | CLEVIS,THIMBLE,FOR PREFORMED DEAD-END | EACH | 6 | 0
set53306 | G6 GUY ASSEMBLY FOR X-ARM (CURVE LINE)
| 1010100004 | WIRE,STEEL STRANDED 50/7 sq.mm.TIS.404 | M. | 120 | 0
| 1010100006 | WIRE,STEEL STRANDED 95 sq.mm.TIS.404 | M. | 90 | 0
| 1010180002 | NET,EYE M.20 | PCS. | 3 | 0
| 1010180100 | WASHER,PLAIN,SQUARE,LARGE 52x52x4.5 mm.HOLE DIA. 18 MM. TIS.258 | PCS. | 6 | 0
| 1010210203 | BOLT,STRAND EYE,SINGLE 45 DEGREE M.20X350 MM. | SET | 3 | 0
| 1010210304 | THIMBLE,GUY,FOR STEEL WIRE 50-95 sq.mm. | PCS. | 3 | 0
| 1010230000 | CLAMP,SINGLE U-BOLT,M.8 (WIRE ROPE CLIP) | SET | 18 | 0
| 1010230001 | CLAMP,DOUBLE U-BOLT,M.16 (WIRE ROPE CLIP) | SET | 12 | 0
| 1030140011 | CLEVIS,THIMBLE,FOR PREFORMED DEAD-END | EACH | 6 | 0
set53307 | G7 GUY ASSEMBLY FOR SD-AS-3 -->SD-SA-3, SD-AS-3 -->SD-TG-4
| 1010100006 | WIRE,STEEL STRANDED 95 sq.mm.TIS.404 | M. | 280 | 0
| 1010180002 | NET,EYE M.20 | PCS. | 4 | 0
| 1010180100 | WASHER,PLAIN,SQUARE,LARGE 52x52x4.5 mm.HOLE DIA. 18 MM. TIS.258 | PCS. | 8 | 0
| 1010210203 | BOLT,STRAND EYE,SINGLE 45 DEGREE M.20X350 MM. | SET | 4 | 0
| 1010230001 | CLAMP,DOUBLE U-BOLT,M.16 (WIRE ROPE CLIP) | SET | 32 | 0
set53308 | G8 GUY ASSEMBLY FOR SS-AS-4 -->SS-SA-4, SS-AS-4 -->SS-TG-5
| 1010100006 | WIRE,STEEL STRANDED 95 sq.mm.TIS.404 | M. | 280 | 0
| 1010180002 | NET,EYE M.20 | PCS. | 4 | 0
| 1010180100 | WASHER,PLAIN,SQUARE,LARGE 52x52x4.5 mm.HOLE DIA. 18 MM. TIS.258 | PCS. | 8 | 0
| 1010210203 | BOLT,STRAND EYE,SINGLE 45 DEGREE M.20X350 MM. | SET | 4 | 0
| 1010230001 | CLAMP,DOUBLE U-BOLT,M.16 (WIRE ROPE CLIP) | SET | 32 | 0
set53309 | G9 GUY ASSEMBLY FOR SD-TG-4,SD-AS-6
| 1010100006 | WIRE,STEEL STRANDED 95 sq.mm.TIS.404 | M. | 0 | 0
| 1010180002 | NET,EYE M.20 | PCS. | 4 | 0
| 1010180100 | WASHER,PLAIN,SQUARE,LARGE 52x52x4.5 mm.HOLE DIA. 18 MM. TIS.258 | PCS. | 8 | 0
| 1010210203 | BOLT,STRAND EYE,SINGLE 45 DEGREE M.20X350 MM. | SET | 4 | 0
| 1010230001 | CLAMP,DOUBLE U-BOLT,M.16 (WIRE ROPE CLIP) | SET | 16 | 0
set53310 | G10 GUY ASSEMBLY (TYPE1) FOR SS-AS-4 - - >SS-SA-4,SD-AS-3 - ->SD-SA-3
| 1010230004 | CLAMP,TRIPLE BOLTS FOR STEEL STRANDED WIRE 50 SQ.MM. | SET | 2 | 0
set53311 | G11 GUY ASSEMBLY (TYPE 2) FOR SS-AS-4 - - > SS-SA-4,SD-AS-3 - - > SD-SA-3
| 1010230000 | CLAMP,SINGLE U-BOLT,M.8 (WIRE ROPE CLIP) | SET | 6 | 0
| 1010230001 | CLAMP,DOUBLE U-BOLT,M.16 (WIRE ROPE CLIP) | SET | 4 | 0
set53312 | G7 GUY ASSEMBLY FOR SD-AS-3 -->SD-SA-3, SD-AS-3 -->SD-TG-4 (WITH GROUND PLATE IN POLE)
| 1010100004 | WIRE,STEEL STRANDED 50/7 sq.mm.TIS.404 | M. | 70 | 0
| 1010100006 | WIRE,STEEL STRANDED 95 sq.mm.TIS.404 | M. | 300 | 0
| 1010180001 | NUT,EYE M.16 DIN 582 | PCS | 1 | 0
| 1010180002 | NET,EYE M.20 | PCS. | 3 | 0
| 1010180100 | WASHER,PLAIN,SQUARE,LARGE 52x52x4.5 mm.HOLE DIA. 18 MM. TIS.258 | PCS. | 14 | 0
| 1010210202 | BOLT,STRAND EYE,SINGLE 45 DEGREE M.16X350 MM. | SET | 1 | 0
| 1010210203 | BOLT,STRAND EYE,SINGLE 45 DEGREE M.20X350 MM. | SET | 3 | 0
| 1010210204 | BOLT,STRAND EYE,SINGLE 45 DEGREE M.20X400 MM. | SET | 3 | 0
| 1010230000 | CLAMP,SINGLE U-BOLT,M.8 (WIRE ROPE CLIP) | SET | 12 | 0
| 1010230001 | CLAMP,DOUBLE U-BOLT,M.16 (WIRE ROPE CLIP) | SET | 24 | 0
| 1010230005 | CLAMP,TRIPLE BOLTS FOR STEEL STRANDED WIRE 95 SQ.MM. | SET | 6 | 0
set54108 | OVERHEAD GROUND WIRE ASSEMBLY ON TAKE OFF STRUCTURE
| 1020300101 | CONNECTOR,PARALLEL GROOVE,DOUBLE BOLT,AL,AL-ALLOY AND ACSR 16-70 SQ.MM. | PCS. | 2 | 0
| 1030020001 | INSULATOR,SUSPENSION,TYPE C (CLASS 52-3) TIS.354 | PCS. | 1 | 0
| 1030110000 | CLAMP,STRAIN,STRAIGHT TYPE,AL 35-70 sq.mm.ACSR 35-50 SQ.MM. | SET | 1 | 0
| 1030140000 | CLEVIS-EYE | SET | 1 | 0
| 1030140003 | SOCKET-EYE | SET | 1 | 0
| 9090010035 | คอมปาวด์ช่วยการสัมผัสทางไฟฟ้า | KG. | 0.02 | 0
set54109 | OVERHEAD GROUND WIRE ASSEMBLY D-5I
| 1010010004 | STEEL ANGLE,OVERHEAD GROUND WIRE BAYONET 65X65X6 MM. 2,500 MM.LONG | PCS. | 1 | 1
| 1010030006 | PLATE,STEEL,FOR OVERHEAD GROUND WIRE BAYONET,ACCORDING TO DWG.NO.SA3-015/44004 | PCS. | 1 | 0
| 1010100003 | WIRE,STEEL STRANDED 35 SQ.MM.TIS.404 | M | 2.5 | 0
| 1010110101 | BOLE,MACHINE M. 12X50 MM. | SET | 1 | 0
| 1010110204 | BOLT,MACHINE M.16x300 mm. | SET | 3 | 0
| 1010180100 | WASHER,PLAIN,SQUARE,LARGE 52x52x4.5 mm.HOLE DIA. 18 MM. TIS.258 | PCS. | 6 | 0
| 1010230003 | CLAMP,TRIPLE BOLTS FOR STEEL STRANDED WIRE 35 SQ.MM. | SET | 1 | 0
| 1010230203 | GROUND WIRE SUPPORT AND CLAMP,FOR BAYONET | SET | 1 | 0
| 9090011007 | WELDING POWDER, ST. WIRE 50 SQ.MM. TO GD | EA | 1 | 0
set54110 | OVERHEAD GROUND WIRE ASSEMBLY D-5J
| 1010010005 | STEEL ANGLE,OVERHEAD GROUND WIRE CORNER BAYONET 65X65X6 MM. 2,500 MM.LONG | SET | 1 | 1
| 1010030006 | PLATE,STEEL,FOR OVERHEAD GROUND WIRE BAYONET,ACCORDING TO DWG.NO.SA3-015/44004 | PCS. | 1 | 0
| 1010100003 | WIRE,STEEL STRANDED 35 SQ.MM.TIS.404 | M | 2.5 | 0
| 1010110101 | BOLE,MACHINE M. 12X50 MM. | SET | 1 | 0
| 1010110204 | BOLT,MACHINE M.16x300 mm. | SET | 3 | 0
| 1010180100 | WASHER,PLAIN,SQUARE,LARGE 52x52x4.5 mm.HOLE DIA. 18 MM. TIS.258 | PCS. | 6 | 0
| 1010230003 | CLAMP,TRIPLE BOLTS FOR STEEL STRANDED WIRE 35 SQ.MM. | SET | 1 | 0
| 1010230203 | GROUND WIRE SUPPORT AND CLAMP,FOR BAYONET | SET | 1 | 0
| 9090011007 | WELDING POWDER, ST. WIRE 50 SQ.MM. TO GD | EA | 1 | 0
set54111 | OVERHEAD GROUND WIRE ASSEMBLY D-5K
| 1010030006 | PLATE,STEEL,FOR OVERHEAD GROUND WIRE BAYONET,ACCORDING TO DWG.NO.SA3-015/44004 | PCS. | 1 | 0
| 1010100003 | WIRE,STEEL STRANDED 35 SQ.MM.TIS.404 | M | 0.5 | 0
| 1010110101 | BOLE,MACHINE M. 12X50 MM. | SET | 1 | 0
| 1010230003 | CLAMP,TRIPLE BOLTS FOR STEEL STRANDED WIRE 35 SQ.MM. | SET | 1 | 0
| 1010230202 | GROUND WIRE SUPPORT AND CLAMP, FOR CONCRETE POLE | SET | 1 | 0
| 9090011007 | WELDING POWDER, ST. WIRE 50 SQ.MM. TO GD | EA | 1 | 0
set54112 | OVERHEAD GROUND WIRE ASSEMBLY D-5L
| 1010030006 | PLATE,STEEL,FOR OVERHEAD GROUND WIRE BAYONET,ACCORDING TO DWG.NO.SA3-015/44004 | PCS. | 1 | 0
| 1010100003 | WIRE,STEEL STRANDED 35 SQ.MM.TIS.404 | M | 0.5 | 0
| 1010110101 | BOLE,MACHINE M. 12X50 MM. | SET | 1 | 0
| 1010180001 | NUT,EYE M.16 DIN 582 | PCS | 1 | 0
| 1010180100 | WASHER,PLAIN,SQUARE,LARGE 52x52x4.5 mm.HOLE DIA. 18 MM. TIS.258 | PCS. | 2 | 0
| 1010210202 | BOLT,STRAND EYE,SINGLE 45 DEGREE M.16X350 MM. | SET | 1 | 0
| 1010210304 | THIMBLE,GUY,FOR STEEL WIRE 50-95 sq.mm. | PCS. | 1 | 0
| 1010230003 | CLAMP,TRIPLE BOLTS FOR STEEL STRANDED WIRE 35 SQ.MM. | SET | 2 | 0
| 9090011007 | WELDING POWDER, ST. WIRE 50 SQ.MM. TO GD | EA | 1 | 0
set54113 | OVERHEAD GROUND WIRE ASSEMBLY D-5M
| 1010000304 | STEEL CHANNEL150X75X6.5 MM.2,500MM. | PCS | 1 | 1
| 1010030006 | PLATE,STEEL,FOR OVERHEAD GROUND WIRE BAYONET,ACCORDING TO DWG.NO.SA3-015/44004 | PCS. | 1 | 0
| 1010100003 | WIRE,STEEL STRANDED 35 SQ.MM.TIS.404 | M | 2.5 | 0
| 1010110101 | BOLE,MACHINE M. 12X50 MM. | SET | 1 | 0
| 1010110204 | BOLT,MACHINE M.16x300 mm. | SET | 3 | 0
| 1010140001 | BOLT, ROUNG EYE M 16X200 MM. | SET | 1 | 0
| 1010180001 | NUT,EYE M.16 DIN 582 | PCS | 1 | 0
| 1010180100 | WASHER,PLAIN,SQUARE,LARGE 52x52x4.5 mm.HOLE DIA. 18 MM. TIS.258 | PCS. | 8 | 0
| 1010210304 | THIMBLE,GUY,FOR STEEL WIRE 50-95 sq.mm. | PCS. | 2 | 0
| 1010230000 | CLAMP,SINGLE U-BOLT,M.8 (WIRE ROPE CLIP) | SET | 1 | 0
| 1010230003 | CLAMP,TRIPLE BOLTS FOR STEEL STRANDED WIRE 35 SQ.MM. | SET | 4 | 0
| 9090011007 | WELDING POWDER, ST. WIRE 50 SQ.MM. TO GD | EA | 1 | 0
set54114 | OVERHEAD GROUND WIRE ASSEMBLY D-5N
| 1010000304 | STEEL CHANNEL150X75X6.5 MM.2,500MM. | PCS | 1 | 1
| 1010030006 | PLATE,STEEL,FOR OVERHEAD GROUND WIRE BAYONET,ACCORDING TO DWG.NO.SA3-015/44004 | PCS. | 1 | 0
| 1010100003 | WIRE,STEEL STRANDED 35 SQ.MM.TIS.404 | M | 2.5 | 0
| 1010110101 | BOLE,MACHINE M. 12X50 MM. | SET | 1 | 0
| 1010110204 | BOLT,MACHINE M.16x300 mm. | SET | 3 | 0
| 1010140001 | BOLT, ROUNG EYE M 16X200 MM. | SET | 1 | 0
| 1010180001 | NUT,EYE M.16 DIN 582 | PCS | 1 | 0
| 1010180100 | WASHER,PLAIN,SQUARE,LARGE 52x52x4.5 mm.HOLE DIA. 18 MM. TIS.258 | PCS. | 10 | 0
| 1010210202 | BOLT,STRAND EYE,SINGLE 45 DEGREE M.16X350 MM. | SET | 1 | 0
| 1010210304 | THIMBLE,GUY,FOR STEEL WIRE 50-95 sq.mm. | PCS. | 2 | 0
| 1010230000 | CLAMP,SINGLE U-BOLT,M.8 (WIRE ROPE CLIP) | SET | 1 | 0
| 1010230003 | CLAMP,TRIPLE BOLTS FOR STEEL STRANDED WIRE 35 SQ.MM. | SET | 4 | 0
| 9090011007 | WELDING POWDER, ST. WIRE 50 SQ.MM. TO GD | EA | 1 | 0
set54115 | OVERHEAD GROUND WIRE ASSEMBLY D-5O
| 1010000304 | STEEL CHANNEL150X75X6.5 MM.2,500MM. | PCS | 1 | 1
| 1010030006 | PLATE,STEEL,FOR OVERHEAD GROUND WIRE BAYONET,ACCORDING TO DWG.NO.SA3-015/44004 | PCS. | 1 | 0
| 1010100003 | WIRE,STEEL STRANDED 35 SQ.MM.TIS.404 | M | 2.5 | 0
| 1010110101 | BOLE,MACHINE M. 12X50 MM. | SET | 1 | 0
| 1010110204 | BOLT,MACHINE M.16x300 mm. | SET | 3 | 0
| 1010140001 | BOLT, ROUNG EYE M 16X200 MM. | SET | 1 | 0
| 1010180100 | WASHER,PLAIN,SQUARE,LARGE 52x52x4.5 mm.HOLE DIA. 18 MM. TIS.258 | PCS. | 10 | 0
| 1010180301 | WASHER,LOCK,SPRING,SIZE 16 mm.,GENERAL PURPOSE,TIS.259 | PCS. | 1 | 0
| 1010210202 | BOLT,STRAND EYE,SINGLE 45 DEGREE M.16X350 MM. | SET | 1 | 0
| 1010210304 | THIMBLE,GUY,FOR STEEL WIRE 50-95 sq.mm. | PCS. | 1 | 0
| 1010230000 | CLAMP,SINGLE U-BOLT,M.8 (WIRE ROPE CLIP) | SET | 1 | 0
| 1010230003 | CLAMP,TRIPLE BOLTS FOR STEEL STRANDED WIRE 35 SQ.MM. | SET | 2 | 0
| 9090011007 | WELDING POWDER, ST. WIRE 50 SQ.MM. TO GD | EA | 1 | 0
set54116 | OVERHEAD GROUND WIRE ASSEMBLY D-5P
| 1010000304 | STEEL CHANNEL150X75X6.5 MM.2,500MM. | PCS | 2 | 2
| 1010030002 | PLATE,STEEL 6X100X450 MM. | PCS. | 4 | 0
| 1010030006 | PLATE,STEEL,FOR OVERHEAD GROUND WIRE BAYONET,ACCORDING TO DWG.NO.SA3-015/44004 | PCS. | 1 | 0
| 1010050002 | ST. PIPE,SIZE 20, 150 MM.LONG W/O T.E. | PCS. | 1 | 0
| 1010050010 | PIPE,STEEL,SIZE 20,TYPE 2, 250 mm LONG TIS.277 BUT WITHOUT THREADED END | EACH | 1 | 0
| 1010100003 | WIRE,STEEL STRANDED 35 SQ.MM.TIS.404 | M | 2.5 | 0
| 1010110101 | BOLE,MACHINE M. 12X50 MM. | SET | 1 | 0
| 1010110202 | BOLT,MACHINE M.16x200 mm. | SET | 4 | 0
| 1010110204 | BOLT,MACHINE M.16x300 mm. | SET | 3 | 0
| 1010140001 | BOLT, ROUNG EYE M 16X200 MM. | SET | 1 | 0
| 1010180100 | WASHER,PLAIN,SQUARE,LARGE 52x52x4.5 mm.HOLE DIA. 18 MM. TIS.258 | PCS. | 20 | 0
| 1010180301 | WASHER,LOCK,SPRING,SIZE 16 mm.,GENERAL PURPOSE,TIS.259 | PCS. | 2 | 0
| 1010210200 | BOLT,STRAND EYE,SINGLE M.16X350 MM. | SET | 1 | 0
| 1010210202 | BOLT,STRAND EYE,SINGLE 45 DEGREE M.16X350 MM. | SET | 1 | 0
| 1010210304 | THIMBLE,GUY,FOR STEEL WIRE 50-95 sq.mm. | PCS. | 1 | 0
| 1010230000 | CLAMP,SINGLE U-BOLT,M.8 (WIRE ROPE CLIP) | SET | 1 | 0
| 1010230003 | CLAMP,TRIPLE BOLTS FOR STEEL STRANDED WIRE 35 SQ.MM. | SET | 4 | 0
| 9090011007 | WELDING POWDER, ST. WIRE 50 SQ.MM. TO GD | EA | 1 | 0
set54117 | OVERHEAD GROUND WIRE ASSEMBLY D-5Q
| 1010000304 | STEEL CHANNEL150X75X6.5 MM.2,500MM. | PCS | 2 | 2
| 1010030002 | PLATE,STEEL 6X100X450 MM. | PCS. | 4 | 0
| 1010030006 | PLATE,STEEL,FOR OVERHEAD GROUND WIRE BAYONET,ACCORDING TO DWG.NO.SA3-015/44004 | PCS. | 1 | 0
| 1010050002 | ST. PIPE,SIZE 20, 150 MM.LONG W/O T.E. | PCS. | 1 | 0
| 1010050010 | PIPE,STEEL,SIZE 20,TYPE 2, 250 mm LONG TIS.277 BUT WITHOUT THREADED END | EACH | 1 | 0
| 1010100003 | WIRE,STEEL STRANDED 35 SQ.MM.TIS.404 | M | 2.5 | 0
| 1010110101 | BOLE,MACHINE M. 12X50 MM. | SET | 1 | 0
| 1010110202 | BOLT,MACHINE M.16x200 mm. | SET | 4 | 0
| 1010110204 | BOLT,MACHINE M.16x300 mm. | SET | 3 | 0
| 1010140001 | BOLT, ROUNG EYE M 16X200 MM. | SET | 1 | 0
| 1010180100 | WASHER,PLAIN,SQUARE,LARGE 52x52x4.5 mm.HOLE DIA. 18 MM. TIS.258 | PCS. | 18 | 0
| 1010180301 | WASHER,LOCK,SPRING,SIZE 16 mm.,GENERAL PURPOSE,TIS.259 | PCS. | 2 | 0
| 1010210200 | BOLT,STRAND EYE,SINGLE M.16X350 MM. | SET | 1 | 0
| 1010210304 | THIMBLE,GUY,FOR STEEL WIRE 50-95 sq.mm. | PCS. | 1 | 0
| 1010230000 | CLAMP,SINGLE U-BOLT,M.8 (WIRE ROPE CLIP) | SET | 1 | 0
| 1010230003 | CLAMP,TRIPLE BOLTS FOR STEEL STRANDED WIRE 35 SQ.MM. | SET | 4 | 0
| 9090011007 | WELDING POWDER, ST. WIRE 50 SQ.MM. TO GD | EA | 1 | 0
set54118 | OVERHEAD GROUND WIRE ASSEMBLY D-5R
| 1010000304 | STEEL CHANNEL150X75X6.5 MM.2,500MM. | PCS | 2 | 2
| 1010030002 | PLATE,STEEL 6X100X450 MM. | PCS. | 4 | 0
| 1010030006 | PLATE,STEEL,FOR OVERHEAD GROUND WIRE BAYONET,ACCORDING TO DWG.NO.SA3-015/44004 | PCS. | 1 | 0
| 1010050002 | ST. PIPE,SIZE 20, 150 MM.LONG W/O T.E. | PCS. | 1 | 0
| 1010050010 | PIPE,STEEL,SIZE 20,TYPE 2, 250 mm LONG TIS.277 BUT WITHOUT THREADED END | EACH | 1 | 0
| 1010100003 | WIRE,STEEL STRANDED 35 SQ.MM.TIS.404 | M | 2.5 | 0
| 1010110101 | BOLE,MACHINE M. 12X50 MM. | SET | 1 | 0
| 1010110202 | BOLT,MACHINE M.16x200 mm. | SET | 4 | 0
| 1010110204 | BOLT,MACHINE M.16x300 mm. | SET | 3 | 0
| 1010140001 | BOLT, ROUNG EYE M 16X200 MM. | SET | 1 | 0
| 1010180001 | NUT,EYE M.16 DIN 582 | PCS | 1 | 0
| 1010180100 | WASHER,PLAIN,SQUARE,LARGE 52x52x4.5 mm.HOLE DIA. 18 MM. TIS.258 | PCS. | 18 | 0
| 1010180301 | WASHER,LOCK,SPRING,SIZE 16 mm.,GENERAL PURPOSE,TIS.259 | PCS. | 1 | 0
| 1010210200 | BOLT,STRAND EYE,SINGLE M.16X350 MM. | SET | 1 | 0
| 1010210304 | THIMBLE,GUY,FOR STEEL WIRE 50-95 sq.mm. | PCS. | 2 | 0
| 1010230000 | CLAMP,SINGLE U-BOLT,M.8 (WIRE ROPE CLIP) | SET | 1 | 0
| 1010230003 | CLAMP,TRIPLE BOLTS FOR STEEL STRANDED WIRE 35 SQ.MM. | SET | 6 | 0
| 9090011007 | WELDING POWDER, ST. WIRE 50 SQ.MM. TO GD | EA | 1 | 0
set54119 | OVERHEAD GROUND WIRE ASSEMBLY D-5S
| 1010000304 | STEEL CHANNEL150X75X6.5 MM.2,500MM. | PCS | 2 | 2
| 1010010000 | STEEL ANGLE,65X65X6 MM.1,000 MM.LONG | PCS. | 2 | 2
| 1010030005 | PLATE,STEEL 6X100X900 MM. | EACH | 2 | 2
| 1010030006 | PLATE,STEEL,FOR OVERHEAD GROUND WIRE BAYONET,ACCORDING TO DWG.NO.SA3-015/44004 | PCS. | 2 | 0
| 1010100003 | WIRE,STEEL STRANDED 35 SQ.MM.TIS.404 | M | 5 | 0
| 1010110101 | BOLE,MACHINE M. 12X50 MM. | SET | 2 | 0
| 1010110200 | BOLT,MACHINE M.16x130 mm. | SET | 4 | 0
| 1010110204 | BOLT,MACHINE M.16x300 mm. | SET | 6 | 0
| 1010140001 | BOLT, ROUNG EYE M 16X200 MM. | SET | 2 | 0
| 1010180100 | WASHER,PLAIN,SQUARE,LARGE 52x52x4.5 mm.HOLE DIA. 18 MM. TIS.258 | PCS. | 24 | 0
| 1010180301 | WASHER,LOCK,SPRING,SIZE 16 mm.,GENERAL PURPOSE,TIS.259 | PCS. | 6 | 0
| 1010210304 | THIMBLE,GUY,FOR STEEL WIRE 50-95 sq.mm. | PCS. | 2 | 0
| 1010230000 | CLAMP,SINGLE U-BOLT,M.8 (WIRE ROPE CLIP) | SET | 2 | 0
| 1010230003 | CLAMP,TRIPLE BOLTS FOR STEEL STRANDED WIRE 35 SQ.MM. | SET | 5 | 0
| 9090011007 | WELDING POWDER, ST. WIRE 50 SQ.MM. TO GD | EA | 2 | 0
set54120 | OVERHEAD GROUND WIRE ASSEMBLY D-5T
| 1010000304 | STEEL CHANNEL150X75X6.5 MM.2,500MM. | PCS | 2 | 2
| 1010010000 | STEEL ANGLE,65X65X6 MM.1,000 MM.LONG | PCS. | 2 | 2
| 1010030005 | PLATE,STEEL 6X100X900 MM. | EACH | 2 | 2
| 1010030006 | PLATE,STEEL,FOR OVERHEAD GROUND WIRE BAYONET,ACCORDING TO DWG.NO.SA3-015/44004 | PCS. | 2 | 0
| 1010100003 | WIRE,STEEL STRANDED 35 SQ.MM.TIS.404 | M | 5 | 0
| 1010110101 | BOLE,MACHINE M. 12X50 MM. | SET | 2 | 0
| 1010110200 | BOLT,MACHINE M.16x130 mm. | SET | 4 | 0
| 1010110204 | BOLT,MACHINE M.16x300 mm. | SET | 6 | 0
| 1010140001 | BOLT, ROUNG EYE M 16X200 MM. | SET | 2 | 0
| 1010180100 | WASHER,PLAIN,SQUARE,LARGE 52x52x4.5 mm.HOLE DIA. 18 MM. TIS.258 | PCS. | 26 | 0
| 1010180301 | WASHER,LOCK,SPRING,SIZE 16 mm.,GENERAL PURPOSE,TIS.259 | PCS. | 6 | 0
| 1010210202 | BOLT,STRAND EYE,SINGLE 45 DEGREE M.16X350 MM. | SET | 1 | 0
| 1010210304 | THIMBLE,GUY,FOR STEEL WIRE 50-95 sq.mm. | PCS. | 2 | 0
| 1010230000 | CLAMP,SINGLE U-BOLT,M.8 (WIRE ROPE CLIP) | SET | 2 | 0
| 1010230003 | CLAMP,TRIPLE BOLTS FOR STEEL STRANDED WIRE 35 SQ.MM. | SET | 5 | 0
| 9090011007 | WELDING POWDER, ST. WIRE 50 SQ.MM. TO GD | EA | 2 | 0
set54121 | OVERHEAD GROUND WIRE ASSEMBLY D-5U
| 1010000304 | STEEL CHANNEL150X75X6.5 MM.2,500MM. | PCS | 2 | 2
| 1010010000 | STEEL ANGLE,65X65X6 MM.1,000 MM.LONG | PCS. | 2 | 2
| 1010030005 | PLATE,STEEL 6X100X900 MM. | EACH | 2 | 2
| 1010030006 | PLATE,STEEL,FOR OVERHEAD GROUND WIRE BAYONET,ACCORDING TO DWG.NO.SA3-015/44004 | PCS. | 2 | 0
| 1010050009 | ST. PIPE,SIZE 20, 75 MM.LONG W/O T.E. | EACH | 1 | 0
| 1010100003 | WIRE,STEEL STRANDED 35 SQ.MM.TIS.404 | M | 5.5 | 0
| 1010110101 | BOLE,MACHINE M. 12X50 MM. | SET | 2 | 0
| 1010110200 | BOLT,MACHINE M.16x130 mm. | SET | 4 | 0
| 1010110204 | BOLT,MACHINE M.16x300 mm. | SET | 6 | 2
| 1010140001 | BOLT, ROUNG EYE M 16X200 MM. | SET | 2 | 0
| 1010180100 | WASHER,PLAIN,SQUARE,LARGE 52x52x4.5 mm.HOLE DIA. 18 MM. TIS.258 | PCS. | 24 | 0
| 1010180301 | WASHER,LOCK,SPRING,SIZE 16 mm.,GENERAL PURPOSE,TIS.259 | PCS. | 6 | 0
| 1010210304 | THIMBLE,GUY,FOR STEEL WIRE 50-95 sq.mm. | PCS. | 2 | 0
| 1010230000 | CLAMP,SINGLE U-BOLT,M.8 (WIRE ROPE CLIP) | SET | 2 | 0
| 1010230003 | CLAMP,TRIPLE BOLTS FOR STEEL STRANDED WIRE 35 SQ.MM. | SET | 5 | 0
| 9090011007 | WELDING POWDER, ST. WIRE 50 SQ.MM. TO GD | EA | 2 | 0
set54122 | OVERHEAD GROUND WIRE ASSEMBLY D-5V
| 1010000304 | STEEL CHANNEL150X75X6.5 MM.2,500MM. | PCS | 2 | 2
| 1010010000 | STEEL ANGLE,65X65X6 MM.1,000 MM.LONG | PCS. | 2 | 2
| 1010030005 | PLATE,STEEL 6X100X900 MM. | EACH | 2 | 2
| 1010030006 | PLATE,STEEL,FOR OVERHEAD GROUND WIRE BAYONET,ACCORDING TO DWG.NO.SA3-015/44004 | PCS. | 2 | 0
| 1010050009 | ST. PIPE,SIZE 20, 75 MM.LONG W/O T.E. | EACH | 1 | 0
| 1010100003 | WIRE,STEEL STRANDED 35 SQ.MM.TIS.404 | M | 5.5 | 0
| 1010110101 | BOLE,MACHINE M. 12X50 MM. | SET | 2 | 0
| 1010110200 | BOLT,MACHINE M.16x130 mm. | SET | 4 | 0
| 1010110204 | BOLT,MACHINE M.16x300 mm. | SET | 6 | 0
| 1010140001 | BOLT, ROUNG EYE M 16X200 MM. | SET | 2 | 0
| 1010180100 | WASHER,PLAIN,SQUARE,LARGE 52x52x4.5 mm.HOLE DIA. 18 MM. TIS.258 | PCS. | 26 | 0
| 1010180301 | WASHER,LOCK,SPRING,SIZE 16 mm.,GENERAL PURPOSE,TIS.259 | PCS. | 6 | 0
| 1010210202 | BOLT,STRAND EYE,SINGLE 45 DEGREE M.16X350 MM. | SET | 1 | 0
| 1010210304 | THIMBLE,GUY,FOR STEEL WIRE 50-95 sq.mm. | PCS. | 2 | 0
| 1010230000 | CLAMP,SINGLE U-BOLT,M.8 (WIRE ROPE CLIP) | SET | 2 | 0
| 1010230003 | CLAMP,TRIPLE BOLTS FOR STEEL STRANDED WIRE 35 SQ.MM. | SET | 5 | 0
| 9090011007 | WELDING POWDER, ST. WIRE 50 SQ.MM. TO GD | EA | 2 | 0
set54123 | OVERHEAD GROUND WIRE ASSEMBLY D-5W
| 1010000304 | STEEL CHANNEL150X75X6.5 MM.2,500MM. | PCS | 2 | 2
| 1010010000 | STEEL ANGLE,65X65X6 MM.1,000 MM.LONG | PCS. | 2 | 2
| 1010030005 | PLATE,STEEL 6X100X900 MM. | EACH | 2 | 2
| 1010030006 | PLATE,STEEL,FOR OVERHEAD GROUND WIRE BAYONET,ACCORDING TO DWG.NO.SA3-015/44004 | PCS. | 2 | 0
| 1010050009 | ST. PIPE,SIZE 20, 75 MM.LONG W/O T.E. | EACH | 1 | 0
| 1010100003 | WIRE,STEEL STRANDED 35 SQ.MM.TIS.404 | M | 5 | 0
| 1010110101 | BOLE,MACHINE M. 12X50 MM. | SET | 2 | 0
| 1010110200 | BOLT,MACHINE M.16x130 mm. | SET | 4 | 0
| 1010110204 | BOLT,MACHINE M.16x300 mm. | SET | 6 | 0
| 1010140001 | BOLT, ROUNG EYE M 16X200 MM. | SET | 3 | 0
| 1010180100 | WASHER,PLAIN,SQUARE,LARGE 52x52x4.5 mm.HOLE DIA. 18 MM. TIS.258 | PCS. | 26 | 0
| 1010180301 | WASHER,LOCK,SPRING,SIZE 16 mm.,GENERAL PURPOSE,TIS.259 | PCS. | 7 | 0
| 1010210304 | THIMBLE,GUY,FOR STEEL WIRE 50-95 sq.mm. | PCS. | 3 | 0
| 1010230000 | CLAMP,SINGLE U-BOLT,M.8 (WIRE ROPE CLIP) | SET | 2 | 0
| 1010230003 | CLAMP,TRIPLE BOLTS FOR STEEL STRANDED WIRE 35 SQ.MM. | SET | 7 | 0
| 9090011007 | WELDING POWDER, ST. WIRE 50 SQ.MM. TO GD | EA | 2 | 0
set54315 | GROUNDING TYPE D-19A,D-19C,D-21F
| 1010100004 | WIRE,STEEL STRANDED 50/7 sq.mm.TIS.404 | M. | 2 | 0
| 1010230000 | CLAMP,SINGLE U-BOLT,M.8 (WIRE ROPE CLIP) | SET | 4 | 0
set54316 | GROUNDING TYPE D-19B
| 1010100004 | WIRE,STEEL STRANDED 50/7 sq.mm.TIS.404 | M. | 2 | 0
| 1010220002 | ROD,GROUND,60x60x5 mm. 2 m.LONG | SET | 4 | 0
| 1010230000 | CLAMP,SINGLE U-BOLT,M.8 (WIRE ROPE CLIP) | SET | 2 | 0
set54317 | GROUNDING TYPE D-19D,D-20A
| 1010100004 | WIRE,STEEL STRANDED 50/7 sq.mm.TIS.404 | M. | 2 | 0
| 1010220002 | ROD,GROUND,60x60x5 mm. 2 m.LONG | SET | 1 | 0
| 1010230000 | CLAMP,SINGLE U-BOLT,M.8 (WIRE ROPE CLIP) | SET | 2 | 0
set54318 | GROUNDING TYPE D-20B
| 1010100004 | WIRE,STEEL STRANDED 50/7 sq.mm.TIS.404 | M. | 3 | 0
| 1010220002 | ROD,GROUND,60x60x5 mm. 2 m.LONG | SET | 1 | 0
| 1010230000 | CLAMP,SINGLE U-BOLT,M.8 (WIRE ROPE CLIP) | SET | 4 | 0
set54319 | GROUNDING TYPE D-21E
| 1010100004 | WIRE,STEEL STRANDED 50/7 sq.mm.TIS.404 | M. | 1 | 0
| 1010230000 | CLAMP,SINGLE U-BOLT,M.8 (WIRE ROPE CLIP) | SET | 4 | 0
set54320 | GROUNDING TYPE D-21G
| 1010100004 | WIRE,STEEL STRANDED 50/7 sq.mm.TIS.404 | M. | 2 | 0
| 1010230000 | CLAMP,SINGLE U-BOLT,M.8 (WIRE ROPE CLIP) | SET | 6 | 0
set54321 | GROUNDING TYPE D-22A,22B
| 1010100004 | WIRE,STEEL STRANDED 50/7 sq.mm.TIS.404 | M. | 4 | 0
| 1010220002 | ROD,GROUND,60x60x5 mm. 2 m.LONG | SET | 1 | 0
| 1010230000 | CLAMP,SINGLE U-BOLT,M.8 (WIRE ROPE CLIP) | SET | 2 | 0
set54322 | GROUNDING TYPE D-22C
| 1010100004 | WIRE,STEEL STRANDED 50/7 sq.mm.TIS.404 | M. | 8 | 0
| 1010220002 | ROD,GROUND,60x60x5 mm. 2 m.LONG | SET | 1 | 0
| 1010230000 | CLAMP,SINGLE U-BOLT,M.8 (WIRE ROPE CLIP) | SET | 4 | 0
set54323 | GROUNDING TYPE D-23A
| 1010100004 | WIRE,STEEL STRANDED 50/7 sq.mm.TIS.404 | M. | 4 | 0
| 1010220002 | ROD,GROUND,60x60x5 mm. 2 m.LONG | SET | 1 | 0
| 1010230000 | CLAMP,SINGLE U-BOLT,M.8 (WIRE ROPE CLIP) | SET | 2 | 0
set54324 | GROUNDING TYPE D-23B
| 1010100004 | WIRE,STEEL STRANDED 50/7 sq.mm.TIS.404 | M. | 8 | 0
| 1010220002 | ROD,GROUND,60x60x5 mm. 2 m.LONG | SET | 2 | 0
| 1010230000 | CLAMP,SINGLE U-BOLT,M.8 (WIRE ROPE CLIP) | SET | 4 | 0
set54325 | GROUNDING TYPE D-23C
| 1010100004 | WIRE,STEEL STRANDED 50/7 sq.mm.TIS.404 | M. | 6 | 0
| 1010230000 | CLAMP,SINGLE U-BOLT,M.8 (WIRE ROPE CLIP) | SET | 4 | 0
set54326 | GROUNDING TYPE D-23D
| 1010100004 | WIRE,STEEL STRANDED 50/7 sq.mm.TIS.404 | M. | 6 | 0
| 1010230000 | CLAMP,SINGLE U-BOLT,M.8 (WIRE ROPE CLIP) | SET | 4 | 0
set54327 | GROUNDING TYPE D-23E
| 1010100004 | WIRE,STEEL STRANDED 50/7 sq.mm.TIS.404 | M. | 12 | 0
| 1010230000 | CLAMP,SINGLE U-BOLT,M.8 (WIRE ROPE CLIP) | SET | 8 | 0
set54328 | GROUNDING TYPE D-24A
| 1010100004 | WIRE,STEEL STRANDED 50/7 sq.mm.TIS.404 | M. | 4 | 0
| 1010220002 | ROD,GROUND,60x60x5 mm. 2 m.LONG | SET | 1 | 0
| 1010230000 | CLAMP,SINGLE U-BOLT,M.8 (WIRE ROPE CLIP) | SET | 2 | 0
set54329 | GROUNDING TYPE D-24B
| 1010100004 | WIRE,STEEL STRANDED 50/7 sq.mm.TIS.404 | M. | 8 | 0
| 1010220002 | ROD,GROUND,60x60x5 mm. 2 m.LONG | SET | 2 | 0
| 1010230000 | CLAMP,SINGLE U-BOLT,M.8 (WIRE ROPE CLIP) | SET | 4 | 0
set54330 | GROUNDING TYPE D-24C
| 1010100004 | WIRE,STEEL STRANDED 50/7 sq.mm.TIS.404 | M. | 8 | 0
| 1010230000 | CLAMP,SINGLE U-BOLT,M.8 (WIRE ROPE CLIP) | SET | 8 | 0
set54401 | SUSPENSION INSULATOR ASSEMBLY D-1C
| 1020220109 | ARMOR ROD,PREFORMED,FOR AL.OR AL-ALLOY CONDUCTOR 400 SQ.MM. | SET | 1 | 0
| 1030020001 | INSULATOR,SUSPENSION,TYPE C (CLASS 52-3) TIS.354 | PCS. | 7 | 7
| 1030140002 | BALL-HOOK | SET | 1 | 0
| 1030140005 | BALL-CLEVIS,ANSI TYPE B | SET | 1 | 0
set54402 | SUSPENSION INSULATOR ASSEMBLY D-2B
| 1020220109 | ARMOR ROD,PREFORMED,FOR AL.OR AL-ALLOY CONDUCTOR 400 SQ.MM. | SET | 1 | 0
| 1030020001 | INSULATOR,SUSPENSION,TYPE C (CLASS 52-3) TIS.354 | PCS. | 7 | 7
| 1030120002 | CLAMP,SUSPENSION,FOR AL 400 SQ.MM. | SET | 1 | 0
| 1030140003 | SOCKET-EYE | SET | 1 | 0
| 1030140004 | Y-CLEVIS-BALL | SET | 1 | 0
set54403 | SUSPENSION INSULATOR ASSEMBLY D-3C
| 1020420302 | TERMINAL,COMPRESSION,15 DEGREE PAD,NEMA,4-HOLE,FOR AL. 400 SQ.MM. | PCS. | 1 | 0
| 1020430001 | CLAMP DEAD END,COMPRESSION,SINGLE LUG,FOR AL.CONDUCTOR 400 SQ.MM. | SET | 1 | 0
| 1030020001 | INSULATOR,SUSPENSION,TYPE C (CLASS 52-3) TIS.354 | PCS. | 10 | 10
| 1030140005 | BALL-CLEVIS,ANSI TYPE B | SET | 1 | 0
| 1030140006 | SOCKET-CLEVIS,ANSI TYPE B | SET | 1 | 0
set54404 | SUSPENSION INSULATOR ASSEMBLY D-4C
| 1030020001 | INSULATOR,SUSPENSION,TYPE C (CLASS 52-3) TIS.354 | PCS. | 10 | 10
| 1030110103 | CLAMP,STRAIN,WITH CLAMPING KEEPER,FOR AL.CONDUCTOR 400 SQ.MM. | SET | 1 | 0
| 1030140003 | SOCKET-EYE | SET | 1 | 0
| 1030140005 | BALL-CLEVIS,ANSI TYPE B | SET | 1 | 0
set54411 | SUSPENSION INSULATOR ASSEMBLY D-11C
| 1020220109 | ARMOR ROD,PREFORMED,FOR AL.OR AL-ALLOY CONDUCTOR 400 SQ.MM. | SET | 1 | 0
| 1030020001 | INSULATOR,SUSPENSION,TYPE C (CLASS 52-3) TIS.354 | PCS. | 7 | 7
| 1030120002 | CLAMP,SUSPENSION,FOR AL 400 SQ.MM. | SET | 1 | 0
| 1030140002 | BALL-HOOK | SET | 1 | 0
| 1030140003 | SOCKET-EYE | SET | 1 | 0
set54412 | SUSPENSION INSULATOR ASSEMBLY D-12B
| 1020220109 | ARMOR ROD,PREFORMED,FOR AL.OR AL-ALLOY CONDUCTOR 400 SQ.MM. | SET | 2 | 0
| 1030020001 | INSULATOR,SUSPENSION,TYPE C (CLASS 52-3) TIS.354 | PCS. | 7 | 7
| 1030120002 | CLAMP,SUSPENSION,FOR AL 400 SQ.MM. | SET | 2 | 0
| 1030140000 | CLEVIS-EYE | SET | 2 | 0
| 1030140004 | Y-CLEVIS-BALL | SET | 1 | 0
| 1030140006 | SOCKET-CLEVIS,ANSI TYPE B | SET | 1 | 0
| 1030140013 | SPACER,PLATE,FOR AL.400 SQ.MM. | EACH | 1 | 0
set54413 | SUSPENSION INSULATOR ASSEMBLY D-13C
| 1020420302 | TERMINAL,COMPRESSION,15 DEGREE PAD,NEMA,4-HOLE,FOR AL. 400 SQ.MM. | PCS. | 2 | 0
| 1020430001 | CLAMP DEAD END,COMPRESSION,SINGLE LUG,FOR AL.CONDUCTOR 400 SQ.MM. | SET | 2 | 0
| 1030020003 | INSULATOR,SUSPENSION,TYPE E (CLASS 52-8)TIS.354 | PCS. | 10 | 10
| 1030140001 | BALL-CLEVIS,ANSI TYPE K | SET | 1 | 0
| 1030140005 | BALL-CLEVIS,ANSI TYPE B | SET | 2 | 0
| 1030140006 | SOCKET-CLEVIS,ANSI TYPE B | SET | 2 | 0
| 1030140007 | SOCKET-CLEVIS,ANSI TYPE K | SET | 1 | 0
| 1030140013 | SPACER,PLATE,FOR AL.400 SQ.MM. | EACH | 1 | 0
set54414 | SUSPENSION INSULATOR ASSEMBLY D-14C
| 1030020003 | INSULATOR,SUSPENSION,TYPE E (CLASS 52-8)TIS.354 | PCS. | 10 | 10
| 1030110103 | CLAMP,STRAIN,WITH CLAMPING KEEPER,FOR AL.CONDUCTOR 400 SQ.MM. | SET | 2 | 0
| 1030140001 | BALL-CLEVIS,ANSI TYPE K | SET | 1 | 0
| 1030140003 | SOCKET-EYE | SET | 2 | 0
| 1030140005 | BALL-CLEVIS,ANSI TYPE B | SET | 2 | 0
| 1030140007 | SOCKET-CLEVIS,ANSI TYPE K | SET | 1 | 0
| 1030140013 | SPACER,PLATE,FOR AL.400 SQ.MM. | EACH | 1 | 0
set54415 | SUSPENSION INSULATOR ASSEMBLY D-15C
| 1020420302 | TERMINAL,COMPRESSION,15 DEGREE PAD,NEMA,4-HOLE,FOR AL. 400 SQ.MM. | PCS. | 2 | 0
| 1020430101 | CLAMP,DEAD END,COMPRESSION,DOUBLE LUG,FOR AL.CONDUCTOR 400 SQ.MM. | SET | 1 | 0
| 1030020001 | INSULATOR,SUSPENSION,TYPE C (CLASS 52-3) TIS.354 | PCS. | 10 | 10
| 1030140005 | BALL-CLEVIS,ANSI TYPE B | SET | 1 | 0
| 1030140006 | SOCKET-CLEVIS,ANSI TYPE B | SET | 1 | 0
set54416 | SUSPENSION INSULATOR ASSEMBLY D-16C
| 1020420302 | TERMINAL,COMPRESSION,15 DEGREE PAD,NEMA,4-HOLE,FOR AL. 400 SQ.MM. | PCS. | 4 | 0
| 1020430101 | CLAMP,DEAD END,COMPRESSION,DOUBLE LUG,FOR AL.CONDUCTOR 400 SQ.MM. | SET | 2 | 0
| 1030020003 | INSULATOR,SUSPENSION,TYPE E (CLASS 52-8)TIS.354 | PCS. | 10 | 10
| 1030140001 | BALL-CLEVIS,ANSI TYPE K | SET | 1 | 0
| 1030140005 | BALL-CLEVIS,ANSI TYPE B | SET | 2 | 0
| 1030140006 | SOCKET-CLEVIS,ANSI TYPE B | SET | 2 | 0
| 1030140007 | SOCKET-CLEVIS,ANSI TYPE K | SET | 1 | 0
| 1030140013 | SPACER,PLATE,FOR AL.400 SQ.MM. | EACH | 1 | 0
set54417 | SUSPENSION INSULATOR ASSEMBLY D-17C
| 1020220109 | ARMOR ROD,PREFORMED,FOR AL.OR AL-ALLOY CONDUCTOR 400 SQ.MM. | SET | 2 | 0
| 1030020001 | INSULATOR,SUSPENSION,TYPE C (CLASS 52-3) TIS.354 | PCS. | 7 | 7
| 1030120002 | CLAMP,SUSPENSION,FOR AL 400 SQ.MM. | SET | 2 | 0
| 1030140000 | CLEVIS-EYE | SET | 2 | 0
| 1030140002 | BALL-HOOK | SET | 1 | 0
| 1030140006 | SOCKET-CLEVIS,ANSI TYPE B | SET | 1 | 0
| 1030140013 | SPACER,PLATE,FOR AL.400 SQ.MM. | EACH | 1 | 0
set54418 | SUSPENSION INSULATOR ASSEMBLY D-18C
| 1020420302 | TERMINAL,COMPRESSION,15 DEGREE PAD,NEMA,4-HOLE,FOR AL. 400 SQ.MM. | PCS. | 4 | 0
| 1020430101 | CLAMP,DEAD END,COMPRESSION,DOUBLE LUG,FOR AL.CONDUCTOR 400 SQ.MM. | SET | 1 | 0
| 1020560200 | PAD COUPLER,AL-ALLOY, T-TYPE FOR ONE TO TWO TRMINAL PAD 4 HOLE NEMA | PCS. | 2 | 0
| 1030020001 | INSULATOR,SUSPENSION,TYPE C (CLASS 52-3) TIS.354 | PCS. | 10 | 10
| 1030140005 | BALL-CLEVIS,ANSI TYPE B | SET | 1 | 0
| 1030140006 | SOCKET-CLEVIS,ANSI TYPE B | SET | 1 | 0
set54419 | COMPOSITE SUSPENSION INSULATOR ASSEMBLY D-19A
| 1020220109 | ARMOR ROD,PREFORMED,FOR AL.OR AL-ALLOY CONDUCTOR 400 SQ.MM. | SET | 1 | 0
| 1030020100 | INSULATOR SUSPENSION COMPOSITE,FOR 115 KV.NOMINAL SECTION LENGHT 1,100-1,200 MM.TENSION , MIN 110 KN. | PCS. | 1 | 1
| 1030120002 | CLAMP,SUSPENSION,FOR AL 400 SQ.MM. | SET | 1 | 0
| 1030140003 | SOCKET-EYE | SET | 1 | 0
set54420 | COMPOSITE SUSPENSION INSULATOR ASSEMBLY D-19B
| 1020420302 | TERMINAL,COMPRESSION,15 DEGREE PAD,NEMA,4-HOLE,FOR AL. 400 SQ.MM. | PCS. | 1 | 0
| 1020430001 | CLAMP DEAD END,COMPRESSION,SINGLE LUG,FOR AL.CONDUCTOR 400 SQ.MM. | SET | 1 | 0
| 1030020101 | INSULATOR,SUSPENSION,COMPOSITE,FOR 115 KV.NOMINAL SELTION LENGHT 1,500-1,600 MM.TENSION LOAD,MIN 110 | PCS | 1 | 1
| 1030140006 | SOCKET-CLEVIS,ANSI TYPE B | SET | 1 | 0
set54421 | COMPOSITE SUSPENSION INSULATOR ASSEMBLY D-19C
| 1030020101 | INSULATOR,SUSPENSION,COMPOSITE,FOR 115 KV.NOMINAL SELTION LENGHT 1,500-1,600 MM.TENSION LOAD,MIN 110 | PCS | 1 | 1
| 1030110103 | CLAMP,STRAIN,WITH CLAMPING KEEPER,FOR AL.CONDUCTOR 400 SQ.MM. | SET | 1 | 0
| 1030140003 | SOCKET-EYE | SET | 1 | 0
set54422 | COMPOSITE SUSPENSION INSULATOR ASSEMBLY D-19D
| 1020220109 | ARMOR ROD,PREFORMED,FOR AL.OR AL-ALLOY CONDUCTOR 400 SQ.MM. | SET | 2 | 0
| 1030020100 | INSULATOR SUSPENSION COMPOSITE,FOR 115 KV.NOMINAL SECTION LENGHT 1,100-1,200 MM.TENSION , MIN 110 KN. | PCS. | 1 | 1
| 1030120002 | CLAMP,SUSPENSION,FOR AL 400 SQ.MM. | SET | 2 | 0
| 1030140000 | CLEVIS-EYE | SET | 2 | 0
| 1030140006 | SOCKET-CLEVIS,ANSI TYPE B | SET | 1 | 0
| 1030140013 | SPACER,PLATE,FOR AL.400 SQ.MM. | EACH | 1 | 0
set54423 | COMPOSITE SUSPENSION INSULATOR ASSEMBLY D-19E
| 1020420302 | TERMINAL,COMPRESSION,15 DEGREE PAD,NEMA,4-HOLE,FOR AL. 400 SQ.MM. | PCS. | 2 | 0
| 1020430001 | CLAMP DEAD END,COMPRESSION,SINGLE LUG,FOR AL.CONDUCTOR 400 SQ.MM. | SET | 2 | 0
| 1030020103 | INSULATOR SUSPENSION, COMPOSITE, FOR 115 KV. NOMINAL SECTION LENGHT 1,500-1,600 MM.TENSION ,MIN 220 KN. | PCS. | 1 | 1
| 1030140005 | BALL-CLEVIS,ANSI TYPE B | SET | 2 | 0
| 1030140006 | SOCKET-CLEVIS,ANSI TYPE B | SET | 2 | 0
| 1030140007 | SOCKET-CLEVIS,ANSI TYPE K | SET | 1 | 0
| 1030140013 | SPACER,PLATE,FOR AL.400 SQ.MM. | EACH | 1 | 0
set54424 | COMPOSITE SUSPENSION INSULATOR ASSEMBLY D-19F
| 1030020103 | INSULATOR SUSPENSION, COMPOSITE, FOR 115 KV. NOMINAL SECTION LENGHT 1,500-1,600 MM.TENSION ,MIN 220 KN. | PCS. | 1 | 1
| 1030110103 | CLAMP,STRAIN,WITH CLAMPING KEEPER,FOR AL.CONDUCTOR 400 SQ.MM. | SET | 2 | 0
| 1030140003 | SOCKET-EYE | SET | 2 | 0
| 1030140005 | BALL-CLEVIS,ANSI TYPE B | SET | 2 | 0
| 1030140007 | SOCKET-CLEVIS,ANSI TYPE K | SET | 1 | 0
| 1030140013 | SPACER,PLATE,FOR AL.400 SQ.MM. | EACH | 1 | 0
set54425 | COMPOSITE SUSPENSION INSULATOR ASSEMBLY D-19G
| 1020420302 | TERMINAL,COMPRESSION,15 DEGREE PAD,NEMA,4-HOLE,FOR AL. 400 SQ.MM. | PCS. | 2 | 0
| 1020430101 | CLAMP,DEAD END,COMPRESSION,DOUBLE LUG,FOR AL.CONDUCTOR 400 SQ.MM. | SET | 1 | 0
| 1030020101 | INSULATOR,SUSPENSION,COMPOSITE,FOR 115 KV.NOMINAL SELTION LENGHT 1,500-1,600 MM.TENSION LOAD,MIN 110 | PCS | 1 | 1
| 1030140006 | SOCKET-CLEVIS,ANSI TYPE B | SET | 1 | 0
set54426 | COMPOSITE SUSPENSION INSULATOR ASSEMBLY D-19H
| 1020420302 | TERMINAL,COMPRESSION,15 DEGREE PAD,NEMA,4-HOLE,FOR AL. 400 SQ.MM. | PCS. | 4 | 0
| 1020430101 | CLAMP,DEAD END,COMPRESSION,DOUBLE LUG,FOR AL.CONDUCTOR 400 SQ.MM. | SET | 2 | 0
| 1030020103 | INSULATOR SUSPENSION, COMPOSITE, FOR 115 KV. NOMINAL SECTION LENGHT 1,500-1,600 MM.TENSION ,MIN 220 KN. | PCS. | 1 | 1
| 1030140005 | BALL-CLEVIS,ANSI TYPE B | SET | 2 | 0
| 1030140006 | SOCKET-CLEVIS,ANSI TYPE B | SET | 2 | 0
| 1030140007 | SOCKET-CLEVIS,ANSI TYPE K | SET | 1 | 0
| 1030140013 | SPACER,PLATE,FOR AL.400 SQ.MM. | EACH | 1 | 0
set54427 | COMPOSITE SUSPENSION INSULATOR ASSEMBLY D-19I
| 1020420302 | TERMINAL,COMPRESSION,15 DEGREE PAD,NEMA,4-HOLE,FOR AL. 400 SQ.MM. | PCS. | 2 | 0
| 1020430101 | CLAMP,DEAD END,COMPRESSION,DOUBLE LUG,FOR AL.CONDUCTOR 400 SQ.MM. | SET | 2 | 0
| 1030020103 | INSULATOR SUSPENSION, COMPOSITE, FOR 115 KV. NOMINAL SECTION LENGHT 1,500-1,600 MM.TENSION ,MIN 220 KN. | PCS. | 1 | 1
| 1030140005 | BALL-CLEVIS,ANSI TYPE B | SET | 2 | 0
| 1030140006 | SOCKET-CLEVIS,ANSI TYPE B | SET | 2 | 0
| 1030140007 | SOCKET-CLEVIS,ANSI TYPE K | SET | 1 | 0
| 1030140013 | SPACER,PLATE,FOR AL.400 SQ.MM. | EACH | 1 | 0
set54428 | COMPOSITE SUSPENSION INSULATOR ASSEMBLY D-19J
| 1020420302 | TERMINAL,COMPRESSION,15 DEGREE PAD,NEMA,4-HOLE,FOR AL. 400 SQ.MM. | PCS. | 4 | 0
| 1020430101 | CLAMP,DEAD END,COMPRESSION,DOUBLE LUG,FOR AL.CONDUCTOR 400 SQ.MM. | SET | 1 | 0
| 1020560201 | PAD COUPLER,AL-ALLOY,STRAIGHT-TYPE,FOR ONE TO TWO TERMINAL PAD, 4 HOLE NEMA | EACH | 2 | 0
| 1030020101 | INSULATOR,SUSPENSION,COMPOSITE,FOR 115 KV.NOMINAL SELTION LENGHT 1,500-1,600 MM.TENSION LOAD,MIN 110 | PCS | 1 | 1
| 1030140006 | SOCKET-CLEVIS,ANSI TYPE B | SET | 1 | 0
set54429 | SUSPENSION INSULATOR ASSEMBLY D-2(AGS)
| 1020230001 | ARMOR-GRIP,PREFORMED,AL 400 SQ.MM. | EA | 1 | 0
| 1030020001 | INSULATOR,SUSPENSION,TYPE C (CLASS 52-3) TIS.354 | PCS. | 7 | 7
| 1030140003 | SOCKET-EYE | SET | 1 | 0
| 1030140004 | Y-CLEVIS-BALL | SET | 1 | 0
set54430 | SUSPENSION INSULATOR ASSEMBLY D-12(AGS)
| 1020230001 | ARMOR-GRIP,PREFORMED,AL 400 SQ.MM. | EA | 2 | 0
| 1030020001 | INSULATOR,SUSPENSION,TYPE C (CLASS 52-3) TIS.354 | PCS. | 7 | 7
| 1030140000 | CLEVIS-EYE | SET | 2 | 0
| 1030140004 | Y-CLEVIS-BALL | SET | 1 | 0
| 1030140006 | SOCKET-CLEVIS,ANSI TYPE B | SET | 1 | 0
| 1030140013 | SPACER,PLATE,FOR AL.400 SQ.MM. | EACH | 1 | 0
set54431 | COMPOSITE SUSPENSION INSULATOR ASSEMBLY D-19A (AGS)
| 1020230001 | ARMOR-GRIP,PREFORMED,AL 400 SQ.MM. | EA | 1 | 0
| 1030020100 | INSULATOR SUSPENSION COMPOSITE,FOR 115 KV.NOMINAL SECTION LENGHT 1,100-1,200 MM.TENSION , MIN 110 KN. | PCS. | 1 | 1
| 1030140003 | SOCKET-EYE | SET | 1 | 0
set54432 | COMPOSITE SUSPENSION INSULATOR ASSEMBLY D-19D (AGS)
| 1020230001 | ARMOR-GRIP,PREFORMED,AL 400 SQ.MM. | EA | 2 | 0
| 1030020100 | INSULATOR SUSPENSION COMPOSITE,FOR 115 KV.NOMINAL SECTION LENGHT 1,100-1,200 MM.TENSION , MIN 110 KN. | PCS. | 1 | 1
| 1030140000 | CLEVIS-EYE | SET | 2 | 0
| 1030140006 | SOCKET-CLEVIS,ANSI TYPE B | SET | 1 | 0
| 1030140013 | SPACER,PLATE,FOR AL.400 SQ.MM. | EACH | 1 | 0
set54433 | SUSPENSION INSULATOR ASSEMBLY D-16D
| 1020420302 | TERMINAL,COMPRESSION,15 DEGREE PAD,NEMA,4-HOLE,FOR AL. 400 SQ.MM. | PCS. | 2 | 0
| 1020430101 | CLAMP,DEAD END,COMPRESSION,DOUBLE LUG,FOR AL.CONDUCTOR 400 SQ.MM. | SET | 2 | 0
| 1030020003 | INSULATOR,SUSPENSION,TYPE E (CLASS 52-8)TIS.354 | PCS. | 10 | 0
| 1030140001 | BALL-CLEVIS,ANSI TYPE K | SET | 1 | 0
| 1030140005 | BALL-CLEVIS,ANSI TYPE B | SET | 2 | 0
| 1030140006 | SOCKET-CLEVIS,ANSI TYPE B | SET | 2 | 0
| 1030140007 | SOCKET-CLEVIS,ANSI TYPE K | SET | 1 | 0
| 1030140013 | SPACER,PLATE,FOR AL.400 SQ.MM. | EACH | 1 | 0
set54434 | SUSPENSION INSULATOR D-19K
| 1020220109 | ARMOR ROD,PREFORMED,FOR AL.OR AL-ALLOY CONDUCTOR 400 SQ.MM. | SET | 2 | 0
| 1030020100 | INSULATOR SUSPENSION COMPOSITE,FOR 115 KV.NOMINAL SECTION LENGHT 1,100-1,200 MM.TENSION , MIN 110 KN. | PCS. | 2 | 2
| 1030120004 | SUSPENSION CLAMP,FOR AL400SQ.MM.(REVISE) | EA | 2 | 0
| 1030140000 | CLEVIS-EYE | SET | 2 | 0
| 1030140005 | BALL-CLEVIS,ANSI TYPE B | SET | 1 | 0
| 1030140006 | SOCKET-CLEVIS,ANSI TYPE B | SET | 3 | 0
| 1030140013 | SPACER,PLATE,FOR AL.400 SQ.MM. | EACH | 2 | 0
set54435 | SUSPENSION INSULATOR D-19K(AGS)
| 1020230001 | ARMOR-GRIP,PREFORMED,AL 400 SQ.MM. | EA | 2 | 0
| 1030020100 | INSULATOR SUSPENSION COMPOSITE,FOR 115 KV.NOMINAL SECTION LENGHT 1,100-1,200 MM.TENSION , MIN 110 KN. | PCS. | 2 | 2
| 1030140000 | CLEVIS-EYE | SET | 2 | 0
| 1030140005 | BALL-CLEVIS,ANSI TYPE B | SET | 1 | 0
| 1030140006 | SOCKET-CLEVIS,ANSI TYPE B | SET | 3 | 0
| 1030140013 | SPACER,PLATE,FOR AL.400 SQ.MM. | EACH | 2 | 0
set54436 | SUSPENSION INSULATOR D-19L
| 1020220109 | ARMOR ROD,PREFORMED,FOR AL.OR AL-ALLOY CONDUCTOR 400 SQ.MM. | SET | 1 | 0
| 1030020100 | INSULATOR SUSPENSION COMPOSITE,FOR 115 KV.NOMINAL SECTION LENGHT 1,100-1,200 MM.TENSION , MIN 110 KN. | PCS. | 2 | 2
| 1030120004 | SUSPENSION CLAMP,FOR AL400SQ.MM.(REVISE) | EA | 1 | 0
| 1030140003 | SOCKET-EYE | SET | 1 | 0
| 1030140005 | BALL-CLEVIS,ANSI TYPE B | SET | 1 | 0
| 1030140006 | SOCKET-CLEVIS,ANSI TYPE B | SET | 2 | 0
| 1030140013 | SPACER,PLATE,FOR AL.400 SQ.MM. | EACH | 1 | 0
set54437 | SUSPENSION INSULATOR D-19L(AGS)
| 1020230001 | ARMOR-GRIP,PREFORMED,AL 400 SQ.MM. | EA | 1 | 0
| 1030020100 | INSULATOR SUSPENSION COMPOSITE,FOR 115 KV.NOMINAL SECTION LENGHT 1,100-1,200 MM.TENSION , MIN 110 KN. | PCS. | 2 | 2
| 1030140003 | SOCKET-EYE | SET | 1 | 0
| 1030140005 | BALL-CLEVIS,ANSI TYPE B | SET | 1 | 0
| 1030140006 | SOCKET-CLEVIS,ANSI TYPE B | SET | 2 | 0
| 1030140013 | SPACER,PLATE,FOR AL.400 SQ.MM. | EACH | 1 | 0
set54438 | SUSPENSION INSULATOR (52-3) VERTICAL INSTALLATION
| 1030020001 | INSULATOR,SUSPENSION,TYPE C (CLASS 52-3) TIS.354 | PCS. | 7 | 7
set54439 | SUSPENSION INSULATOR (52-3) HORIZONTAL INSTALLATION
| 1030020001 | INSULATOR,SUSPENSION,TYPE C (CLASS 52-3) TIS.354 | PCS. | 10 | 10
set54440 | SUSPENSION INSULATOR (52-8) HORIZONTAL INSTALLATION
| 1030020003 | INSULATOR,SUSPENSION,TYPE E (CLASS 52-8)TIS.354 | PCS. | 10 | 10
set54501 | GROUNDING TYPE_D -25 A WITH GR- 1
| 1010030007 | PLATE,STEEL,FOR GROUND WIRE,ACCORDING TO DWG.NO.SA3-015/44004 | PCS. | 1 | 0
| 1010030008 | PLATE, STEEL, 5x40x110 mm. | PCS. | 1 | 0
| 1010100004 | WIRE,STEEL STRANDED 50/7 sq.mm.TIS.404 | M. | 6 | 0
| 1010110100 | BOLT,MATCHINE M.12X35 MM. | SET | 2 | 0
| 1010110201 | BOLT,MACHINE M.16x170 mm. | SET | 1 | 0
| 1010180100 | WASHER,PLAIN,SQUARE,LARGE 52x52x4.5 mm.HOLE DIA. 18 MM. TIS.258 | PCS. | 1 | 0
| 1010180301 | WASHER,LOCK,SPRING,SIZE 16 mm.,GENERAL PURPOSE,TIS.259 | PCS. | 1 | 0
| 1010220002 | ROD,GROUND,60x60x5 mm. 2 m.LONG | SET | 1 | 0
| 1080040005 | CONDUIT,PVC,RIGID,DIA. 20x2000 mm.TIS.216 | EACH | 1 | 0
| 1080040006 | CONDUIT,PVC,RIGID,DIA 40x200 MM. TIS.216 | EACH | 1 | 0
| 9090011007 | WELDING POWDER, ST. WIRE 50 SQ.MM. TO GD | EA | 2 | 0
set54502 | GROUNDING TYPE_D -25 A WITH GR- 2
| 1010030007 | PLATE,STEEL,FOR GROUND WIRE,ACCORDING TO DWG.NO.SA3-015/44004 | PCS. | 1 | 0
| 1010030008 | PLATE, STEEL, 5x40x110 mm. | PCS. | 1 | 0
| 1010100004 | WIRE,STEEL STRANDED 50/7 sq.mm.TIS.404 | M. | 10 | 0
| 1010110100 | BOLT,MATCHINE M.12X35 MM. | SET | 2 | 0
| 1010110201 | BOLT,MACHINE M.16x170 mm. | SET | 1 | 0
| 1010180100 | WASHER,PLAIN,SQUARE,LARGE 52x52x4.5 mm.HOLE DIA. 18 MM. TIS.258 | PCS. | 1 | 0
| 1010180301 | WASHER,LOCK,SPRING,SIZE 16 mm.,GENERAL PURPOSE,TIS.259 | PCS. | 1 | 0
| 1010220002 | ROD,GROUND,60x60x5 mm. 2 m.LONG | SET | 2 | 0
| 1080040005 | CONDUIT,PVC,RIGID,DIA. 20x2000 mm.TIS.216 | EACH | 1 | 0
| 1080040006 | CONDUIT,PVC,RIGID,DIA 40x200 MM. TIS.216 | EACH | 1 | 0
| 9090011007 | WELDING POWDER, ST. WIRE 50 SQ.MM. TO GD | EA | 4 | 0
set54503 | GROUNDING TYPE_D -25 A WITH GR- 3
| 1010030007 | PLATE,STEEL,FOR GROUND WIRE,ACCORDING TO DWG.NO.SA3-015/44004 | PCS. | 1 | 0
| 1010030008 | PLATE, STEEL, 5x40x110 mm. | PCS. | 1 | 0
| 1010100004 | WIRE,STEEL STRANDED 50/7 sq.mm.TIS.404 | M. | 14 | 0
| 1010110100 | BOLT,MATCHINE M.12X35 MM. | SET | 2 | 0
| 1010110201 | BOLT,MACHINE M.16x170 mm. | SET | 1 | 0
| 1010180100 | WASHER,PLAIN,SQUARE,LARGE 52x52x4.5 mm.HOLE DIA. 18 MM. TIS.258 | PCS. | 1 | 0
| 1010180301 | WASHER,LOCK,SPRING,SIZE 16 mm.,GENERAL PURPOSE,TIS.259 | PCS. | 1 | 0
| 1010220002 | ROD,GROUND,60x60x5 mm. 2 m.LONG | SET | 3 | 0
| 1080040005 | CONDUIT,PVC,RIGID,DIA. 20x2000 mm.TIS.216 | EACH | 1 | 0
| 1080040006 | CONDUIT,PVC,RIGID,DIA 40x200 MM. TIS.216 | EACH | 1 | 0
| 9090011007 | WELDING POWDER, ST. WIRE 50 SQ.MM. TO GD | EA | 6 | 0
set54504 | GROUNDING TYPE_D -25 A WITH GR- 4
| 1010030007 | PLATE,STEEL,FOR GROUND WIRE,ACCORDING TO DWG.NO.SA3-015/44004 | PCS. | 1 | 0
| 1010030008 | PLATE, STEEL, 5x40x110 mm. | PCS. | 1 | 0
| 1010100004 | WIRE,STEEL STRANDED 50/7 sq.mm.TIS.404 | M. | 18 | 0
| 1010110100 | BOLT,MATCHINE M.12X35 MM. | SET | 2 | 0
| 1010110201 | BOLT,MACHINE M.16x170 mm. | SET | 1 | 0
| 1010180100 | WASHER,PLAIN,SQUARE,LARGE 52x52x4.5 mm.HOLE DIA. 18 MM. TIS.258 | PCS. | 1 | 0
| 1010180301 | WASHER,LOCK,SPRING,SIZE 16 mm.,GENERAL PURPOSE,TIS.259 | PCS. | 1 | 0
| 1010220002 | ROD,GROUND,60x60x5 mm. 2 m.LONG | SET | 4 | 0
| 1080040005 | CONDUIT,PVC,RIGID,DIA. 20x2000 mm.TIS.216 | EACH | 1 | 0
| 1080040006 | CONDUIT,PVC,RIGID,DIA 40x200 MM. TIS.216 | EACH | 1 | 0
| 9090011007 | WELDING POWDER, ST. WIRE 50 SQ.MM. TO GD | EA | 8 | 0
set54505 | GROUNDING TYPE_D -25 A WITH GS- 5
| 1010030007 | PLATE,STEEL,FOR GROUND WIRE,ACCORDING TO DWG.NO.SA3-015/44004 | PCS. | 1 | 0
| 1010030008 | PLATE, STEEL, 5x40x110 mm. | PCS. | 1 | 0
| 1010100004 | WIRE,STEEL STRANDED 50/7 sq.mm.TIS.404 | M. | 22 | 0
| 1010110100 | BOLT,MATCHINE M.12X35 MM. | SET | 2 | 0
| 1010110201 | BOLT,MACHINE M.16x170 mm. | SET | 1 | 0
| 1010180100 | WASHER,PLAIN,SQUARE,LARGE 52x52x4.5 mm.HOLE DIA. 18 MM. TIS.258 | PCS. | 1 | 0
| 1010180301 | WASHER,LOCK,SPRING,SIZE 16 mm.,GENERAL PURPOSE,TIS.259 | PCS. | 1 | 0
| 1010220002 | ROD,GROUND,60x60x5 mm. 2 m.LONG | SET | 5 | 0
| 1080040005 | CONDUIT,PVC,RIGID,DIA. 20x2000 mm.TIS.216 | EACH | 1 | 0
| 1080040006 | CONDUIT,PVC,RIGID,DIA 40x200 MM. TIS.216 | EACH | 1 | 0
| 9090011007 | WELDING POWDER, ST. WIRE 50 SQ.MM. TO GD | EA | 10 | 0
set54506 | GROUNDING TYPE_D -25 A WITH GS
| 1010030007 | PLATE,STEEL,FOR GROUND WIRE,ACCORDING TO DWG.NO.SA3-015/44004 | PCS. | 1 | 0
| 1010030008 | PLATE, STEEL, 5x40x110 mm. | PCS. | 1 | 0
| 1010100004 | WIRE,STEEL STRANDED 50/7 sq.mm.TIS.404 | M. | 6 | 0
| 1010110100 | BOLT,MATCHINE M.12X35 MM. | SET | 2 | 0
| 1010110201 | BOLT,MACHINE M.16x170 mm. | SET | 1 | 0
| 1010180100 | WASHER,PLAIN,SQUARE,LARGE 52x52x4.5 mm.HOLE DIA. 18 MM. TIS.258 | PCS. | 1 | 0
| 1010180301 | WASHER,LOCK,SPRING,SIZE 16 mm.,GENERAL PURPOSE,TIS.259 | PCS. | 1 | 0
| 1010220010 | CONDUCTOR, GROUND, FLAT IRON 30X3.5 MM. GALV. | M. | 40 | 0
| 1010230102 | CONNECTOR,FLAT IRON 30 mm.TO CONDUCTOR 16-50 sq.mm. | EACH | 3 | 0
| 1010230103 | CONNECTOR,FLAT IRON TO FLAT IRON 30 mm. | EACH | 3 | 0
| 1080040005 | CONDUIT,PVC,RIGID,DIA. 20x2000 mm.TIS.216 | EACH | 1 | 0
| 1080040006 | CONDUIT,PVC,RIGID,DIA 40x200 MM. TIS.216 | EACH | 1 | 0
| 9090011007 | WELDING POWDER, ST. WIRE 50 SQ.MM. TO GD | EA | 1 | 0
set54507 | GROUNDING TYPE_D -25 A WITH GS- 60
| 1010030007 | PLATE,STEEL,FOR GROUND WIRE,ACCORDING TO DWG.NO.SA3-015/44004 | PCS. | 1 | 0
| 1010030008 | PLATE, STEEL, 5x40x110 mm. | PCS. | 1 | 0
| 1010100004 | WIRE,STEEL STRANDED 50/7 sq.mm.TIS.404 | M. | 6 | 0
| 1010110100 | BOLT,MATCHINE M.12X35 MM. | SET | 2 | 0
| 1010110201 | BOLT,MACHINE M.16x170 mm. | SET | 1 | 0
| 1010180100 | WASHER,PLAIN,SQUARE,LARGE 52x52x4.5 mm.HOLE DIA. 18 MM. TIS.258 | PCS. | 1 | 0
| 1010180301 | WASHER,LOCK,SPRING,SIZE 16 mm.,GENERAL PURPOSE,TIS.259 | PCS. | 1 | 0
| 1010220002 | ROD,GROUND,60x60x5 mm. 2 m.LONG | SET | 1 | 0
| 1010220200 | CHEMICALS FOR EARTH RESISTANCE REDUCTION | KG | 140 | 0
| 1080040005 | CONDUIT,PVC,RIGID,DIA. 20x2000 mm.TIS.216 | EACH | 1 | 0
| 1080040006 | CONDUIT,PVC,RIGID,DIA 40x200 MM. TIS.216 | EACH | 1 | 0
| 9090011007 | WELDING POWDER, ST. WIRE 50 SQ.MM. TO GD | EA | 2 | 0
set54508 | GROUNDING TYPE_D -25 A WITH GS- 80
| 1010030007 | PLATE,STEEL,FOR GROUND WIRE,ACCORDING TO DWG.NO.SA3-015/44004 | PCS. | 1 | 0
| 1010030008 | PLATE, STEEL, 5x40x110 mm. | PCS. | 1 | 0
| 1010100004 | WIRE,STEEL STRANDED 50/7 sq.mm.TIS.404 | M. | 8 | 0
| 1010110100 | BOLT,MATCHINE M.12X35 MM. | SET | 2 | 0
| 1010110202 | BOLT,MACHINE M.16x200 mm. | SET | 1 | 0
| 1010180100 | WASHER,PLAIN,SQUARE,LARGE 52x52x4.5 mm.HOLE DIA. 18 MM. TIS.258 | PCS. | 1 | 0
| 1010180301 | WASHER,LOCK,SPRING,SIZE 16 mm.,GENERAL PURPOSE,TIS.259 | PCS. | 1 | 0
| 1010220010 | CONDUCTOR, GROUND, FLAT IRON 30X3.5 MM. GALV. | M. | 8 | 0
| 1010230004 | CLAMP,TRIPLE BOLTS FOR STEEL STRANDED WIRE 50 SQ.MM. | SET | 1 | 0
| 1010230102 | CONNECTOR,FLAT IRON 30 mm.TO CONDUCTOR 16-50 sq.mm. | EACH | 6 | 0
| 1010230103 | CONNECTOR,FLAT IRON TO FLAT IRON 30 mm. | EACH | 6 | 0
| 1080040005 | CONDUIT,PVC,RIGID,DIA. 20x2000 mm.TIS.216 | EACH | 1 | 0
| 1080040006 | CONDUIT,PVC,RIGID,DIA 40x200 MM. TIS.216 | EACH | 1 | 0
| 9090011007 | WELDING POWDER, ST. WIRE 50 SQ.MM. TO GD | EA | 1 | 0
set54511 | GROUNDING TYPE_D -25 B WITH GR- 1
| 1010030007 | PLATE,STEEL,FOR GROUND WIRE,ACCORDING TO DWG.NO.SA3-015/44004 | PCS. | 1 | 0
| 1010030008 | PLATE, STEEL, 5x40x110 mm. | PCS. | 1 | 0
| 1010100004 | WIRE,STEEL STRANDED 50/7 sq.mm.TIS.404 | M. | 10 | 0
| 1010110100 | BOLT,MATCHINE M.12X35 MM. | SET | 2 | 0
| 1010110201 | BOLT,MACHINE M.16x170 mm. | SET | 1 | 0
| 1010180100 | WASHER,PLAIN,SQUARE,LARGE 52x52x4.5 mm.HOLE DIA. 18 MM. TIS.258 | PCS. | 1 | 0
| 1010180301 | WASHER,LOCK,SPRING,SIZE 16 mm.,GENERAL PURPOSE,TIS.259 | PCS. | 1 | 0
| 1010220002 | ROD,GROUND,60x60x5 mm. 2 m.LONG | SET | 1 | 0
| 1080040005 | CONDUIT,PVC,RIGID,DIA. 20x2000 mm.TIS.216 | EACH | 1 | 0
| 1080040006 | CONDUIT,PVC,RIGID,DIA 40x200 MM. TIS.216 | EACH | 1 | 0
| 9090011007 | WELDING POWDER, ST. WIRE 50 SQ.MM. TO GD | EA | 2 | 0
set54512 | GROUNDING TYPE_D -25 B WITH GR- 2
| 1010030007 | PLATE,STEEL,FOR GROUND WIRE,ACCORDING TO DWG.NO.SA3-015/44004 | PCS. | 1 | 0
| 1010030008 | PLATE, STEEL, 5x40x110 mm. | PCS. | 1 | 0
| 1010100004 | WIRE,STEEL STRANDED 50/7 sq.mm.TIS.404 | M. | 14 | 0
| 1010110100 | BOLT,MATCHINE M.12X35 MM. | SET | 2 | 0
| 1010110201 | BOLT,MACHINE M.16x170 mm. | SET | 1 | 0
| 1010180100 | WASHER,PLAIN,SQUARE,LARGE 52x52x4.5 mm.HOLE DIA. 18 MM. TIS.258 | PCS. | 1 | 0
| 1010180301 | WASHER,LOCK,SPRING,SIZE 16 mm.,GENERAL PURPOSE,TIS.259 | PCS. | 1 | 0
| 1010220002 | ROD,GROUND,60x60x5 mm. 2 m.LONG | SET | 2 | 0
| 1080040005 | CONDUIT,PVC,RIGID,DIA. 20x2000 mm.TIS.216 | EACH | 1 | 0
| 1080040006 | CONDUIT,PVC,RIGID,DIA 40x200 MM. TIS.216 | EACH | 1 | 0
| 9090011007 | WELDING POWDER, ST. WIRE 50 SQ.MM. TO GD | EA | 4 | 0
set54513 | GROUNDING TYPE_D -25 B WITH GR- 3
| 1010030007 | PLATE,STEEL,FOR GROUND WIRE,ACCORDING TO DWG.NO.SA3-015/44004 | PCS. | 1 | 0
| 1010030008 | PLATE, STEEL, 5x40x110 mm. | PCS. | 1 | 0
| 1010100004 | WIRE,STEEL STRANDED 50/7 sq.mm.TIS.404 | M. | 18 | 0
| 1010110100 | BOLT,MATCHINE M.12X35 MM. | SET | 2 | 0
| 1010110201 | BOLT,MACHINE M.16x170 mm. | SET | 1 | 0
| 1010180100 | WASHER,PLAIN,SQUARE,LARGE 52x52x4.5 mm.HOLE DIA. 18 MM. TIS.258 | PCS. | 1 | 0
| 1010180301 | WASHER,LOCK,SPRING,SIZE 16 mm.,GENERAL PURPOSE,TIS.259 | PCS. | 1 | 0
| 1010220002 | ROD,GROUND,60x60x5 mm. 2 m.LONG | SET | 3 | 0
| 1080040005 | CONDUIT,PVC,RIGID,DIA. 20x2000 mm.TIS.216 | EACH | 1 | 0
| 1080040006 | CONDUIT,PVC,RIGID,DIA 40x200 MM. TIS.216 | EACH | 1 | 0
| 9090011007 | WELDING POWDER, ST. WIRE 50 SQ.MM. TO GD | EA | 6 | 0
set54514 | GROUNDING TYPE_D -25 B WITH GR- 4
| 1010030007 | PLATE,STEEL,FOR GROUND WIRE,ACCORDING TO DWG.NO.SA3-015/44004 | PCS. | 1 | 0
| 1010030008 | PLATE, STEEL, 5x40x110 mm. | PCS. | 1 | 0
| 1010100004 | WIRE,STEEL STRANDED 50/7 sq.mm.TIS.404 | M. | 22 | 0
| 1010110100 | BOLT,MATCHINE M.12X35 MM. | SET | 2 | 0
| 1010110201 | BOLT,MACHINE M.16x170 mm. | SET | 1 | 0
| 1010180100 | WASHER,PLAIN,SQUARE,LARGE 52x52x4.5 mm.HOLE DIA. 18 MM. TIS.258 | PCS. | 1 | 0
| 1010180301 | WASHER,LOCK,SPRING,SIZE 16 mm.,GENERAL PURPOSE,TIS.259 | PCS. | 1 | 0
| 1010220002 | ROD,GROUND,60x60x5 mm. 2 m.LONG | SET | 4 | 0
| 1080040005 | CONDUIT,PVC,RIGID,DIA. 20x2000 mm.TIS.216 | EACH | 1 | 0
| 1080040006 | CONDUIT,PVC,RIGID,DIA 40x200 MM. TIS.216 | EACH | 1 | 0
| 9090011007 | WELDING POWDER, ST. WIRE 50 SQ.MM. TO GD | EA | 8 | 0
set54515 | GROUNDING TYPE_D -25 B WITH GS- 5
| 1010030007 | PLATE,STEEL,FOR GROUND WIRE,ACCORDING TO DWG.NO.SA3-015/44004 | PCS. | 1 | 0
| 1010030008 | PLATE, STEEL, 5x40x110 mm. | PCS. | 1 | 0
| 1010100004 | WIRE,STEEL STRANDED 50/7 sq.mm.TIS.404 | M. | 26 | 0
| 1010110100 | BOLT,MATCHINE M.12X35 MM. | SET | 2 | 0
| 1010110201 | BOLT,MACHINE M.16x170 mm. | SET | 1 | 0
| 1010180100 | WASHER,PLAIN,SQUARE,LARGE 52x52x4.5 mm.HOLE DIA. 18 MM. TIS.258 | PCS. | 1 | 0
| 1010180301 | WASHER,LOCK,SPRING,SIZE 16 mm.,GENERAL PURPOSE,TIS.259 | PCS. | 1 | 0
| 1010220002 | ROD,GROUND,60x60x5 mm. 2 m.LONG | SET | 5 | 0
| 1080040005 | CONDUIT,PVC,RIGID,DIA. 20x2000 mm.TIS.216 | EACH | 1 | 0
| 1080040006 | CONDUIT,PVC,RIGID,DIA 40x200 MM. TIS.216 | EACH | 1 | 0
| 9090011007 | WELDING POWDER, ST. WIRE 50 SQ.MM. TO GD | EA | 10 | 0
set54516 | GROUNDING TYPE_D -25 B WITH GS
| 1010030007 | PLATE,STEEL,FOR GROUND WIRE,ACCORDING TO DWG.NO.SA3-015/44004 | PCS. | 1 | 0
| 1010030008 | PLATE, STEEL, 5x40x110 mm. | PCS. | 1 | 0
| 1010100004 | WIRE,STEEL STRANDED 50/7 sq.mm.TIS.404 | M. | 10 | 0
| 1010110100 | BOLT,MATCHINE M.12X35 MM. | SET | 2 | 0
| 1010110201 | BOLT,MACHINE M.16x170 mm. | SET | 1 | 0
| 1010180100 | WASHER,PLAIN,SQUARE,LARGE 52x52x4.5 mm.HOLE DIA. 18 MM. TIS.258 | PCS. | 1 | 0
| 1010180301 | WASHER,LOCK,SPRING,SIZE 16 mm.,GENERAL PURPOSE,TIS.259 | PCS. | 1 | 0
| 1010220010 | CONDUCTOR, GROUND, FLAT IRON 30X3.5 MM. GALV. | M. | 40 | 0
| 1010230102 | CONNECTOR,FLAT IRON 30 mm.TO CONDUCTOR 16-50 sq.mm. | EACH | 3 | 0
| 1010230103 | CONNECTOR,FLAT IRON TO FLAT IRON 30 mm. | EACH | 3 | 0
| 1080040005 | CONDUIT,PVC,RIGID,DIA. 20x2000 mm.TIS.216 | EACH | 1 | 0
| 1080040006 | CONDUIT,PVC,RIGID,DIA 40x200 MM. TIS.216 | EACH | 1 | 0
| 9090011007 | WELDING POWDER, ST. WIRE 50 SQ.MM. TO GD | EA | 2 | 0
set54517 | GROUNDING TYPE_D -25 B WITH GC
| 1010030007 | PLATE,STEEL,FOR GROUND WIRE,ACCORDING TO DWG.NO.SA3-015/44004 | PCS. | 1 | 0
| 1010030008 | PLATE, STEEL, 5x40x110 mm. | PCS. | 1 | 0
| 1010100004 | WIRE,STEEL STRANDED 50/7 sq.mm.TIS.404 | M. | 10 | 0
| 1010110100 | BOLT,MATCHINE M.12X35 MM. | SET | 2 | 0
| 1010110201 | BOLT,MACHINE M.16x170 mm. | SET | 1 | 0
| 1010180100 | WASHER,PLAIN,SQUARE,LARGE 52x52x4.5 mm.HOLE DIA. 18 MM. TIS.258 | PCS. | 1 | 0
| 1010180301 | WASHER,LOCK,SPRING,SIZE 16 mm.,GENERAL PURPOSE,TIS.259 | PCS. | 1 | 0
| 1010220002 | ROD,GROUND,60x60x5 mm. 2 m.LONG | SET | 1 | 0
| 1010220200 | CHEMICALS FOR EARTH RESISTANCE REDUCTION | KG | 140 | 0
| 1080040005 | CONDUIT,PVC,RIGID,DIA. 20x2000 mm.TIS.216 | EACH | 1 | 0
| 1080040006 | CONDUIT,PVC,RIGID,DIA 40x200 MM. TIS.216 | EACH | 1 | 0
| 9090011007 | WELDING POWDER, ST. WIRE 50 SQ.MM. TO GD | EA | 2 | 0
set54518 | GROUNDING TYPE_D -25 B WITH GS- 80
| 1010030007 | PLATE,STEEL,FOR GROUND WIRE,ACCORDING TO DWG.NO.SA3-015/44004 | PCS. | 1 | 0
| 1010030008 | PLATE, STEEL, 5x40x110 mm. | PCS. | 1 | 0
| 1010100004 | WIRE,STEEL STRANDED 50/7 sq.mm.TIS.404 | M. | 10 | 0
| 1010110100 | BOLT,MATCHINE M.12X35 MM. | SET | 2 | 0
| 1010110202 | BOLT,MACHINE M.16x200 mm. | SET | 1 | 0
| 1010180100 | WASHER,PLAIN,SQUARE,LARGE 52x52x4.5 mm.HOLE DIA. 18 MM. TIS.258 | PCS. | 1 | 0
| 1010180301 | WASHER,LOCK,SPRING,SIZE 16 mm.,GENERAL PURPOSE,TIS.259 | PCS. | 1 | 0
| 1010220010 | CONDUCTOR, GROUND, FLAT IRON 30X3.5 MM. GALV. | M. | 8 | 0
| 1010230004 | CLAMP,TRIPLE BOLTS FOR STEEL STRANDED WIRE 50 SQ.MM. | SET | 1 | 0
| 1010230102 | CONNECTOR,FLAT IRON 30 mm.TO CONDUCTOR 16-50 sq.mm. | EACH | 6 | 0
| 1010230103 | CONNECTOR,FLAT IRON TO FLAT IRON 30 mm. | EACH | 6 | 0
| 1080040005 | CONDUIT,PVC,RIGID,DIA. 20x2000 mm.TIS.216 | EACH | 1 | 0
| 1080040006 | CONDUIT,PVC,RIGID,DIA 40x200 MM. TIS.216 | EACH | 1 | 0
| 9090011007 | WELDING POWDER, ST. WIRE 50 SQ.MM. TO GD | EA | 1 | 0
set54521 | GROUNDING TYPE_D - 25 C WITH GR- 1
| 1010030007 | PLATE,STEEL,FOR GROUND WIRE,ACCORDING TO DWG.NO.SA3-015/44004 | PCS. | 2 | 0
| 1010030008 | PLATE, STEEL, 5x40x110 mm. | PCS. | 2 | 0
| 1010100004 | WIRE,STEEL STRANDED 50/7 sq.mm.TIS.404 | M. | 12 | 0
| 1010110100 | BOLT,MATCHINE M.12X35 MM. | SET | 4 | 0
| 1010110201 | BOLT,MACHINE M.16x170 mm. | SET | 2 | 0
| 1010180100 | WASHER,PLAIN,SQUARE,LARGE 52x52x4.5 mm.HOLE DIA. 18 MM. TIS.258 | PCS. | 2 | 0
| 1010180301 | WASHER,LOCK,SPRING,SIZE 16 mm.,GENERAL PURPOSE,TIS.259 | PCS. | 2 | 0
| 1010220002 | ROD,GROUND,60x60x5 mm. 2 m.LONG | SET | 1 | 0
| 1010230004 | CLAMP,TRIPLE BOLTS FOR STEEL STRANDED WIRE 50 SQ.MM. | SET | 1 | 0
| 1080040005 | CONDUIT,PVC,RIGID,DIA. 20x2000 mm.TIS.216 | EACH | 2 | 0
| 1080040006 | CONDUIT,PVC,RIGID,DIA 40x200 MM. TIS.216 | EACH | 2 | 0
| 9090011007 | WELDING POWDER, ST. WIRE 50 SQ.MM. TO GD | EA | 3 | 0
set54522 | GROUNDING TYPE_D - 25 C WITH GR- 2
| 1010030007 | PLATE,STEEL,FOR GROUND WIRE,ACCORDING TO DWG.NO.SA3-015/44004 | PCS. | 2 | 0
| 1010030008 | PLATE, STEEL, 5x40x110 mm. | PCS. | 2 | 0
| 1010100004 | WIRE,STEEL STRANDED 50/7 sq.mm.TIS.404 | M. | 16 | 0
| 1010110100 | BOLT,MATCHINE M.12X35 MM. | SET | 4 | 0
| 1010110201 | BOLT,MACHINE M.16x170 mm. | SET | 2 | 0
| 1010180100 | WASHER,PLAIN,SQUARE,LARGE 52x52x4.5 mm.HOLE DIA. 18 MM. TIS.258 | PCS. | 2 | 0
| 1010180301 | WASHER,LOCK,SPRING,SIZE 16 mm.,GENERAL PURPOSE,TIS.259 | PCS. | 2 | 0
| 1010220002 | ROD,GROUND,60x60x5 mm. 2 m.LONG | SET | 2 | 0
| 1010230004 | CLAMP,TRIPLE BOLTS FOR STEEL STRANDED WIRE 50 SQ.MM. | SET | 1 | 0
| 1080040005 | CONDUIT,PVC,RIGID,DIA. 20x2000 mm.TIS.216 | EACH | 2 | 0
| 1080040006 | CONDUIT,PVC,RIGID,DIA 40x200 MM. TIS.216 | EACH | 2 | 0
| 9090011007 | WELDING POWDER, ST. WIRE 50 SQ.MM. TO GD | EA | 5 | 0
set54523 | GROUNDING TYPE_D - 25 C WITH GR- 3
| 1010030007 | PLATE,STEEL,FOR GROUND WIRE,ACCORDING TO DWG.NO.SA3-015/44004 | PCS. | 2 | 0
| 1010030008 | PLATE, STEEL, 5x40x110 mm. | PCS. | 2 | 0
| 1010100004 | WIRE,STEEL STRANDED 50/7 sq.mm.TIS.404 | M. | 20 | 0
| 1010110100 | BOLT,MATCHINE M.12X35 MM. | SET | 4 | 0
| 1010110201 | BOLT,MACHINE M.16x170 mm. | SET | 2 | 0
| 1010180100 | WASHER,PLAIN,SQUARE,LARGE 52x52x4.5 mm.HOLE DIA. 18 MM. TIS.258 | PCS. | 2 | 0
| 1010180301 | WASHER,LOCK,SPRING,SIZE 16 mm.,GENERAL PURPOSE,TIS.259 | PCS. | 2 | 0
| 1010220002 | ROD,GROUND,60x60x5 mm. 2 m.LONG | SET | 3 | 0
| 1010230004 | CLAMP,TRIPLE BOLTS FOR STEEL STRANDED WIRE 50 SQ.MM. | SET | 1 | 0
| 1080040005 | CONDUIT,PVC,RIGID,DIA. 20x2000 mm.TIS.216 | EACH | 2 | 0
| 1080040006 | CONDUIT,PVC,RIGID,DIA 40x200 MM. TIS.216 | EACH | 2 | 0
| 9090011007 | WELDING POWDER, ST. WIRE 50 SQ.MM. TO GD | EA | 7 | 0
set54524 | GROUNDING TYPE_D - 25 C WITH GR- 4
| 1010030007 | PLATE,STEEL,FOR GROUND WIRE,ACCORDING TO DWG.NO.SA3-015/44004 | PCS. | 2 | 0
| 1010030008 | PLATE, STEEL, 5x40x110 mm. | PCS. | 2 | 0
| 1010100004 | WIRE,STEEL STRANDED 50/7 sq.mm.TIS.404 | M. | 24 | 0
| 1010110100 | BOLT,MATCHINE M.12X35 MM. | SET | 4 | 0
| 1010110201 | BOLT,MACHINE M.16x170 mm. | SET | 2 | 0
| 1010180100 | WASHER,PLAIN,SQUARE,LARGE 52x52x4.5 mm.HOLE DIA. 18 MM. TIS.258 | PCS. | 2 | 0
| 1010180301 | WASHER,LOCK,SPRING,SIZE 16 mm.,GENERAL PURPOSE,TIS.259 | PCS. | 2 | 0
| 1010220002 | ROD,GROUND,60x60x5 mm. 2 m.LONG | SET | 4 | 0
| 1010230004 | CLAMP,TRIPLE BOLTS FOR STEEL STRANDED WIRE 50 SQ.MM. | SET | 1 | 0
| 1080040005 | CONDUIT,PVC,RIGID,DIA. 20x2000 mm.TIS.216 | EACH | 2 | 0
| 1080040006 | CONDUIT,PVC,RIGID,DIA 40x200 MM. TIS.216 | EACH | 2 | 0
| 9090011007 | WELDING POWDER, ST. WIRE 50 SQ.MM. TO GD | EA | 9 | 0
set54525 | GROUNDING TYPE_D - 25 C WITH GS- 5
| 1010030007 | PLATE,STEEL,FOR GROUND WIRE,ACCORDING TO DWG.NO.SA3-015/44004 | PCS. | 2 | 0
| 1010030008 | PLATE, STEEL, 5x40x110 mm. | PCS. | 2 | 0
| 1010100004 | WIRE,STEEL STRANDED 50/7 sq.mm.TIS.404 | M. | 28 | 0
| 1010110100 | BOLT,MATCHINE M.12X35 MM. | SET | 4 | 0
| 1010110201 | BOLT,MACHINE M.16x170 mm. | SET | 2 | 0
| 1010180100 | WASHER,PLAIN,SQUARE,LARGE 52x52x4.5 mm.HOLE DIA. 18 MM. TIS.258 | PCS. | 2 | 0
| 1010180301 | WASHER,LOCK,SPRING,SIZE 16 mm.,GENERAL PURPOSE,TIS.259 | PCS. | 2 | 0
| 1010220002 | ROD,GROUND,60x60x5 mm. 2 m.LONG | SET | 5 | 0
| 1010230004 | CLAMP,TRIPLE BOLTS FOR STEEL STRANDED WIRE 50 SQ.MM. | SET | 1 | 0
| 1080040005 | CONDUIT,PVC,RIGID,DIA. 20x2000 mm.TIS.216 | EACH | 2 | 0
| 1080040006 | CONDUIT,PVC,RIGID,DIA 40x200 MM. TIS.216 | EACH | 2 | 0
| 9090011007 | WELDING POWDER, ST. WIRE 50 SQ.MM. TO GD | EA | 11 | 0
set54526 | GROUNDING TYPE_D - 25 C WITH GS
| 1010030007 | PLATE,STEEL,FOR GROUND WIRE,ACCORDING TO DWG.NO.SA3-015/44004 | PCS. | 2 | 0
| 1010030008 | PLATE, STEEL, 5x40x110 mm. | PCS. | 2 | 0
| 1010100004 | WIRE,STEEL STRANDED 50/7 sq.mm.TIS.404 | M. | 12 | 0
| 1010110100 | BOLT,MATCHINE M.12X35 MM. | SET | 4 | 0
| 1010110201 | BOLT,MACHINE M.16x170 mm. | SET | 2 | 0
| 1010180100 | WASHER,PLAIN,SQUARE,LARGE 52x52x4.5 mm.HOLE DIA. 18 MM. TIS.258 | PCS. | 2 | 0
| 1010180301 | WASHER,LOCK,SPRING,SIZE 16 mm.,GENERAL PURPOSE,TIS.259 | PCS. | 2 | 0
| 1010220010 | CONDUCTOR, GROUND, FLAT IRON 30X3.5 MM. GALV. | M. | 40 | 0
| 1010230004 | CLAMP,TRIPLE BOLTS FOR STEEL STRANDED WIRE 50 SQ.MM. | SET | 1 | 0
| 1010230102 | CONNECTOR,FLAT IRON 30 mm.TO CONDUCTOR 16-50 sq.mm. | EACH | 3 | 0
| 1010230103 | CONNECTOR,FLAT IRON TO FLAT IRON 30 mm. | EACH | 3 | 0
| 1080040005 | CONDUIT,PVC,RIGID,DIA. 20x2000 mm.TIS.216 | EACH | 2 | 0
| 1080040006 | CONDUIT,PVC,RIGID,DIA 40x200 MM. TIS.216 | EACH | 2 | 0
| 9090011007 | WELDING POWDER, ST. WIRE 50 SQ.MM. TO GD | EA | 2 | 0
set54527 | GROUNDING TYPE_D - 25 C WITH GC
| 1010030007 | PLATE,STEEL,FOR GROUND WIRE,ACCORDING TO DWG.NO.SA3-015/44004 | PCS. | 4 | 0
| 1010030008 | PLATE, STEEL, 5x40x110 mm. | PCS. | 2 | 0
| 1010100004 | WIRE,STEEL STRANDED 50/7 sq.mm.TIS.404 | M. | 12 | 0
| 1010110100 | BOLT,MATCHINE M.12X35 MM. | SET | 4 | 0
| 1010110201 | BOLT,MACHINE M.16x170 mm. | SET | 2 | 0
| 1010180100 | WASHER,PLAIN,SQUARE,LARGE 52x52x4.5 mm.HOLE DIA. 18 MM. TIS.258 | PCS. | 2 | 0
| 1010180301 | WASHER,LOCK,SPRING,SIZE 16 mm.,GENERAL PURPOSE,TIS.259 | PCS. | 2 | 0
| 1010220002 | ROD,GROUND,60x60x5 mm. 2 m.LONG | SET | 1 | 0
| 1010220200 | CHEMICALS FOR EARTH RESISTANCE REDUCTION | KG | 140 | 0
| 1010230004 | CLAMP,TRIPLE BOLTS FOR STEEL STRANDED WIRE 50 SQ.MM. | SET | 1 | 0
| 1080040005 | CONDUIT,PVC,RIGID,DIA. 20x2000 mm.TIS.216 | EACH | 2 | 0
| 1080040006 | CONDUIT,PVC,RIGID,DIA 40x200 MM. TIS.216 | EACH | 2 | 0
| 9090011007 | WELDING POWDER, ST. WIRE 50 SQ.MM. TO GD | EA | 3 | 0
set54528 | GROUNDING TYPE_D - 25 C WITH GS- 80
| 1010030007 | PLATE,STEEL,FOR GROUND WIRE,ACCORDING TO DWG.NO.SA3-015/44004 | PCS. | 2 | 0
| 1010030008 | PLATE, STEEL, 5x40x110 mm. | PCS. | 2 | 0
| 1010100004 | WIRE,STEEL STRANDED 50/7 sq.mm.TIS.404 | M. | 15 | 0
| 1010110100 | BOLT,MATCHINE M.12X35 MM. | SET | 4 | 0
| 1010110202 | BOLT,MACHINE M.16x200 mm. | SET | 2 | 0
| 1010180100 | WASHER,PLAIN,SQUARE,LARGE 52x52x4.5 mm.HOLE DIA. 18 MM. TIS.258 | PCS. | 2 | 0
| 1010180301 | WASHER,LOCK,SPRING,SIZE 16 mm.,GENERAL PURPOSE,TIS.259 | PCS. | 2 | 0
| 1010220010 | CONDUCTOR, GROUND, FLAT IRON 30X3.5 MM. GALV. | M. | 8 | 0
| 1010230004 | CLAMP,TRIPLE BOLTS FOR STEEL STRANDED WIRE 50 SQ.MM. | SET | 2 | 0
| 1010230102 | CONNECTOR,FLAT IRON 30 mm.TO CONDUCTOR 16-50 sq.mm. | EACH | 6 | 0
| 1010230103 | CONNECTOR,FLAT IRON TO FLAT IRON 30 mm. | EACH | 6 | 0
| 1080040005 | CONDUIT,PVC,RIGID,DIA. 20x2000 mm.TIS.216 | EACH | 2 | 0
| 1080040006 | CONDUIT,PVC,RIGID,DIA 40x200 MM. TIS.216 | EACH | 2 | 0
| 9090011007 | WELDING POWDER, ST. WIRE 50 SQ.MM. TO GD | EA | 2 | 0
set54531 | GROUNDING TYPE_D - 25 D WITH GR- 1
| 1010030007 | PLATE,STEEL,FOR GROUND WIRE,ACCORDING TO DWG.NO.SA3-015/44004 | PCS. | 2 | 0
| 1010030008 | PLATE, STEEL, 5x40x110 mm. | PCS. | 2 | 0
| 1010100004 | WIRE,STEEL STRANDED 50/7 sq.mm.TIS.404 | M. | 23 | 0
| 1010110100 | BOLT,MATCHINE M.12X35 MM. | SET | 4 | 0
| 1010110201 | BOLT,MACHINE M.16x170 mm. | SET | 2 | 0
| 1010180100 | WASHER,PLAIN,SQUARE,LARGE 52x52x4.5 mm.HOLE DIA. 18 MM. TIS.258 | PCS. | 2 | 0
| 1010180301 | WASHER,LOCK,SPRING,SIZE 16 mm.,GENERAL PURPOSE,TIS.259 | PCS. | 2 | 0
| 1010220002 | ROD,GROUND,60x60x5 mm. 2 m.LONG | SET | 1 | 0
| 1010230004 | CLAMP,TRIPLE BOLTS FOR STEEL STRANDED WIRE 50 SQ.MM. | SET | 1 | 0
| 1080040005 | CONDUIT,PVC,RIGID,DIA. 20x2000 mm.TIS.216 | EACH | 2 | 0
| 1080040006 | CONDUIT,PVC,RIGID,DIA 40x200 MM. TIS.216 | EACH | 2 | 0
| 9090011007 | WELDING POWDER, ST. WIRE 50 SQ.MM. TO GD | EA | 3 | 0
set54532 | GROUNDING TYPE_D - 25 D WITH GR- 2
| 1010030007 | PLATE,STEEL,FOR GROUND WIRE,ACCORDING TO DWG.NO.SA3-015/44004 | PCS. | 2 | 0
| 1010030008 | PLATE, STEEL, 5x40x110 mm. | PCS. | 2 | 0
| 1010100004 | WIRE,STEEL STRANDED 50/7 sq.mm.TIS.404 | M. | 27 | 0
| 1010110100 | BOLT,MATCHINE M.12X35 MM. | SET | 4 | 0
| 1010110201 | BOLT,MACHINE M.16x170 mm. | SET | 2 | 0
| 1010180100 | WASHER,PLAIN,SQUARE,LARGE 52x52x4.5 mm.HOLE DIA. 18 MM. TIS.258 | PCS. | 2 | 0
| 1010180301 | WASHER,LOCK,SPRING,SIZE 16 mm.,GENERAL PURPOSE,TIS.259 | PCS. | 2 | 0
| 1010220002 | ROD,GROUND,60x60x5 mm. 2 m.LONG | SET | 2 | 0
| 1010230004 | CLAMP,TRIPLE BOLTS FOR STEEL STRANDED WIRE 50 SQ.MM. | SET | 1 | 0
| 1080040005 | CONDUIT,PVC,RIGID,DIA. 20x2000 mm.TIS.216 | EACH | 2 | 0
| 1080040006 | CONDUIT,PVC,RIGID,DIA 40x200 MM. TIS.216 | EACH | 2 | 0
| 9090011007 | WELDING POWDER, ST. WIRE 50 SQ.MM. TO GD | EA | 5 | 0
set54533 | GROUNDING TYPE_D - 25 D WITH GR- 3
| 1010030007 | PLATE,STEEL,FOR GROUND WIRE,ACCORDING TO DWG.NO.SA3-015/44004 | PCS. | 2 | 0
| 1010030008 | PLATE, STEEL, 5x40x110 mm. | PCS. | 2 | 0
| 1010100004 | WIRE,STEEL STRANDED 50/7 sq.mm.TIS.404 | M. | 31 | 0
| 1010110100 | BOLT,MATCHINE M.12X35 MM. | SET | 4 | 0
| 1010110201 | BOLT,MACHINE M.16x170 mm. | SET | 2 | 0
| 1010180100 | WASHER,PLAIN,SQUARE,LARGE 52x52x4.5 mm.HOLE DIA. 18 MM. TIS.258 | PCS. | 2 | 0
| 1010180301 | WASHER,LOCK,SPRING,SIZE 16 mm.,GENERAL PURPOSE,TIS.259 | PCS. | 2 | 0
| 1010220002 | ROD,GROUND,60x60x5 mm. 2 m.LONG | SET | 3 | 0
| 1010230004 | CLAMP,TRIPLE BOLTS FOR STEEL STRANDED WIRE 50 SQ.MM. | SET | 1 | 0
| 1080040005 | CONDUIT,PVC,RIGID,DIA. 20x2000 mm.TIS.216 | EACH | 2 | 0
| 1080040006 | CONDUIT,PVC,RIGID,DIA 40x200 MM. TIS.216 | EACH | 2 | 0
| 9090011007 | WELDING POWDER, ST. WIRE 50 SQ.MM. TO GD | EA | 7 | 0
set54534 | GROUNDING TYPE_D - 25 D WITH GR- 4
| 1010030007 | PLATE,STEEL,FOR GROUND WIRE,ACCORDING TO DWG.NO.SA3-015/44004 | PCS. | 2 | 0
| 1010030008 | PLATE, STEEL, 5x40x110 mm. | PCS. | 2 | 0
| 1010100004 | WIRE,STEEL STRANDED 50/7 sq.mm.TIS.404 | M. | 35 | 0
| 1010110100 | BOLT,MATCHINE M.12X35 MM. | SET | 4 | 0
| 1010110201 | BOLT,MACHINE M.16x170 mm. | SET | 2 | 0
| 1010180100 | WASHER,PLAIN,SQUARE,LARGE 52x52x4.5 mm.HOLE DIA. 18 MM. TIS.258 | PCS. | 2 | 0
| 1010180301 | WASHER,LOCK,SPRING,SIZE 16 mm.,GENERAL PURPOSE,TIS.259 | PCS. | 2 | 0
| 1010220002 | ROD,GROUND,60x60x5 mm. 2 m.LONG | SET | 4 | 0
| 1010230004 | CLAMP,TRIPLE BOLTS FOR STEEL STRANDED WIRE 50 SQ.MM. | SET | 1 | 0
| 1080040005 | CONDUIT,PVC,RIGID,DIA. 20x2000 mm.TIS.216 | EACH | 2 | 0
| 1080040006 | CONDUIT,PVC,RIGID,DIA 40x200 MM. TIS.216 | EACH | 2 | 0
| 9090011007 | WELDING POWDER, ST. WIRE 50 SQ.MM. TO GD | EA | 9 | 0
set54535 | GROUNDING TYPE_D - 25 D WITH GR-5
| 1010030007 | PLATE,STEEL,FOR GROUND WIRE,ACCORDING TO DWG.NO.SA3-015/44004 | PCS. | 2 | 0
| 1010030008 | PLATE, STEEL, 5x40x110 mm. | PCS. | 2 | 0
| 1010100004 | WIRE,STEEL STRANDED 50/7 sq.mm.TIS.404 | M. | 39 | 0
| 1010110100 | BOLT,MATCHINE M.12X35 MM. | SET | 4 | 0
| 1010110201 | BOLT,MACHINE M.16x170 mm. | SET | 2 | 0
| 1010180100 | WASHER,PLAIN,SQUARE,LARGE 52x52x4.5 mm.HOLE DIA. 18 MM. TIS.258 | PCS. | 2 | 0
| 1010180301 | WASHER,LOCK,SPRING,SIZE 16 mm.,GENERAL PURPOSE,TIS.259 | PCS. | 2 | 0
| 1010220002 | ROD,GROUND,60x60x5 mm. 2 m.LONG | SET | 5 | 0
| 1010230004 | CLAMP,TRIPLE BOLTS FOR STEEL STRANDED WIRE 50 SQ.MM. | SET | 1 | 0
| 1080040005 | CONDUIT,PVC,RIGID,DIA. 20x2000 mm.TIS.216 | EACH | 2 | 0
| 1080040006 | CONDUIT,PVC,RIGID,DIA 40x200 MM. TIS.216 | EACH | 2 | 0
| 9090011007 | WELDING POWDER, ST. WIRE 50 SQ.MM. TO GD | EA | 11 | 0
set54536 | GROUNDING TYPE_D - 25 D WITH GS
| 1010030007 | PLATE,STEEL,FOR GROUND WIRE,ACCORDING TO DWG.NO.SA3-015/44004 | PCS. | 2 | 0
| 1010030008 | PLATE, STEEL, 5x40x110 mm. | PCS. | 2 | 0
| 1010100004 | WIRE,STEEL STRANDED 50/7 sq.mm.TIS.404 | M. | 23 | 0
| 1010110100 | BOLT,MATCHINE M.12X35 MM. | SET | 4 | 0
| 1010110201 | BOLT,MACHINE M.16x170 mm. | SET | 2 | 0
| 1010180100 | WASHER,PLAIN,SQUARE,LARGE 52x52x4.5 mm.HOLE DIA. 18 MM. TIS.258 | PCS. | 2 | 0
| 1010180301 | WASHER,LOCK,SPRING,SIZE 16 mm.,GENERAL PURPOSE,TIS.259 | PCS. | 2 | 0
| 1010220010 | CONDUCTOR, GROUND, FLAT IRON 30X3.5 MM. GALV. | M. | 40 | 0
| 1010230004 | CLAMP,TRIPLE BOLTS FOR STEEL STRANDED WIRE 50 SQ.MM. | SET | 1 | 0
| 1010230102 | CONNECTOR,FLAT IRON 30 mm.TO CONDUCTOR 16-50 sq.mm. | EACH | 3 | 0
| 1010230103 | CONNECTOR,FLAT IRON TO FLAT IRON 30 mm. | EACH | 3 | 0
| 1080040005 | CONDUIT,PVC,RIGID,DIA. 20x2000 mm.TIS.216 | EACH | 2 | 0
| 1080040006 | CONDUIT,PVC,RIGID,DIA 40x200 MM. TIS.216 | EACH | 2 | 0
| 9090011007 | WELDING POWDER, ST. WIRE 50 SQ.MM. TO GD | EA | 2 | 0
set54537 | GROUNDING TYPE_D - 25 E WITH GC
| 1010030007 | PLATE,STEEL,FOR GROUND WIRE,ACCORDING TO DWG.NO.SA3-015/44004 | PCS. | 2 | 0
| 1010030008 | PLATE, STEEL, 5x40x110 mm. | PCS. | 1 | 0
| 1010100004 | WIRE,STEEL STRANDED 50/7 sq.mm.TIS.404 | M. | 23 | 0
| 1010110100 | BOLT,MATCHINE M.12X35 MM. | SET | 4 | 0
| 1010110201 | BOLT,MACHINE M.16x170 mm. | SET | 2 | 0
| 1010180100 | WASHER,PLAIN,SQUARE,LARGE 52x52x4.5 mm.HOLE DIA. 18 MM. TIS.258 | PCS. | 2 | 0
| 1010180301 | WASHER,LOCK,SPRING,SIZE 16 mm.,GENERAL PURPOSE,TIS.259 | PCS. | 2 | 0
| 1010220002 | ROD,GROUND,60x60x5 mm. 2 m.LONG | SET | 1 | 0
| 1010220200 | CHEMICALS FOR EARTH RESISTANCE REDUCTION | KG | 140 | 0
| 1010230004 | CLAMP,TRIPLE BOLTS FOR STEEL STRANDED WIRE 50 SQ.MM. | SET | 1 | 0
| 1080040005 | CONDUIT,PVC,RIGID,DIA. 20x2000 mm.TIS.216 | EACH | 2 | 0
| 1080040006 | CONDUIT,PVC,RIGID,DIA 40x200 MM. TIS.216 | EACH | 2 | 0
| 9090011007 | WELDING POWDER, ST. WIRE 50 SQ.MM. TO GD | EA | 3 | 0
set54538 | GROUNDING TYPE_D - 25 E WITH GS- 80
| 1010030007 | PLATE,STEEL,FOR GROUND WIRE,ACCORDING TO DWG.NO.SA3-015/44004 | PCS. | 1 | 0
| 1010030008 | PLATE, STEEL, 5x40x110 mm. | PCS. | 1 | 0
| 1010100004 | WIRE,STEEL STRANDED 50/7 sq.mm.TIS.404 | M. | 8 | 0
| 1010110100 | BOLT,MATCHINE M.12X35 MM. | SET | 2 | 0
| 1010110202 | BOLT,MACHINE M.16x200 mm. | SET | 1 | 0
| 1010180100 | WASHER,PLAIN,SQUARE,LARGE 52x52x4.5 mm.HOLE DIA. 18 MM. TIS.258 | PCS. | 1 | 0
| 1010180301 | WASHER,LOCK,SPRING,SIZE 16 mm.,GENERAL PURPOSE,TIS.259 | PCS. | 1 | 0
| 1010220010 | CONDUCTOR, GROUND, FLAT IRON 30X3.5 MM. GALV. | M. | 8 | 0
| 1010230004 | CLAMP,TRIPLE BOLTS FOR STEEL STRANDED WIRE 50 SQ.MM. | SET | 2 | 0
| 1010230102 | CONNECTOR,FLAT IRON 30 mm.TO CONDUCTOR 16-50 sq.mm. | EACH | 6 | 0
| 1010230103 | CONNECTOR,FLAT IRON TO FLAT IRON 30 mm. | EACH | 6 | 0
| 1080040005 | CONDUIT,PVC,RIGID,DIA. 20x2000 mm.TIS.216 | EACH | 1 | 0
| 1080040006 | CONDUIT,PVC,RIGID,DIA 40x200 MM. TIS.216 | EACH | 1 | 0
| 9090011007 | WELDING POWDER, ST. WIRE 50 SQ.MM. TO GD | EA | 1 | 0
set54541 | GROUNDING TYPE_D - 25 E WITH GR- 1
| 1010030007 | PLATE,STEEL,FOR GROUND WIRE,ACCORDING TO DWG.NO.SA3-015/44004 | PCS. | 1 | 0
| 1010030008 | PLATE, STEEL, 5x40x110 mm. | PCS. | 1 | 0
| 1010100004 | WIRE,STEEL STRANDED 50/7 sq.mm.TIS.404 | M. | 10 | 0
| 1010110100 | BOLT,MATCHINE M.12X35 MM. | SET | 2 | 0
| 1010110201 | BOLT,MACHINE M.16x170 mm. | SET | 1 | 0
| 1010180100 | WASHER,PLAIN,SQUARE,LARGE 52x52x4.5 mm.HOLE DIA. 18 MM. TIS.258 | PCS. | 1 | 0
| 1010180301 | WASHER,LOCK,SPRING,SIZE 16 mm.,GENERAL PURPOSE,TIS.259 | PCS. | 1 | 0
| 1010220002 | ROD,GROUND,60x60x5 mm. 2 m.LONG | SET | 1 | 0
| 1010230004 | CLAMP,TRIPLE BOLTS FOR STEEL STRANDED WIRE 50 SQ.MM. | SET | 1 | 0
| 1080040005 | CONDUIT,PVC,RIGID,DIA. 20x2000 mm.TIS.216 | EACH | 1 | 0
| 1080040006 | CONDUIT,PVC,RIGID,DIA 40x200 MM. TIS.216 | EACH | 1 | 0
| 9090011007 | WELDING POWDER, ST. WIRE 50 SQ.MM. TO GD | EA | 2 | 0
set54542 | GROUNDING TYPE_D - 25 E WITH GR- 2
| 1010030007 | PLATE,STEEL,FOR GROUND WIRE,ACCORDING TO DWG.NO.SA3-015/44004 | PCS. | 1 | 0
| 1010030008 | PLATE, STEEL, 5x40x110 mm. | PCS. | 1 | 0
| 1010100004 | WIRE,STEEL STRANDED 50/7 sq.mm.TIS.404 | M. | 14 | 0
| 1010110100 | BOLT,MATCHINE M.12X35 MM. | SET | 2 | 0
| 1010110201 | BOLT,MACHINE M.16x170 mm. | SET | 1 | 0
| 1010180100 | WASHER,PLAIN,SQUARE,LARGE 52x52x4.5 mm.HOLE DIA. 18 MM. TIS.258 | PCS. | 1 | 0
| 1010180301 | WASHER,LOCK,SPRING,SIZE 16 mm.,GENERAL PURPOSE,TIS.259 | PCS. | 1 | 0
| 1010220002 | ROD,GROUND,60x60x5 mm. 2 m.LONG | SET | 2 | 0
| 1010230004 | CLAMP,TRIPLE BOLTS FOR STEEL STRANDED WIRE 50 SQ.MM. | SET | 1 | 0
| 1080040005 | CONDUIT,PVC,RIGID,DIA. 20x2000 mm.TIS.216 | EACH | 1 | 0
| 1080040006 | CONDUIT,PVC,RIGID,DIA 40x200 MM. TIS.216 | EACH | 1 | 0
| 9090011007 | WELDING POWDER, ST. WIRE 50 SQ.MM. TO GD | EA | 4 | 0
set54543 | GROUNDING TYPE_D - 25 E WITH GR- 3
| 1010030007 | PLATE,STEEL,FOR GROUND WIRE,ACCORDING TO DWG.NO.SA3-015/44004 | PCS. | 1 | 0
| 1010030008 | PLATE, STEEL, 5x40x110 mm. | PCS. | 1 | 0
| 1010100004 | WIRE,STEEL STRANDED 50/7 sq.mm.TIS.404 | M. | 18 | 0
| 1010110100 | BOLT,MATCHINE M.12X35 MM. | SET | 2 | 0
| 1010110201 | BOLT,MACHINE M.16x170 mm. | SET | 1 | 0
| 1010180100 | WASHER,PLAIN,SQUARE,LARGE 52x52x4.5 mm.HOLE DIA. 18 MM. TIS.258 | PCS. | 1 | 0
| 1010180301 | WASHER,LOCK,SPRING,SIZE 16 mm.,GENERAL PURPOSE,TIS.259 | PCS. | 1 | 0
| 1010220002 | ROD,GROUND,60x60x5 mm. 2 m.LONG | SET | 3 | 0
| 1010230004 | CLAMP,TRIPLE BOLTS FOR STEEL STRANDED WIRE 50 SQ.MM. | SET | 1 | 0
| 1080040005 | CONDUIT,PVC,RIGID,DIA. 20x2000 mm.TIS.216 | EACH | 1 | 0
| 1080040006 | CONDUIT,PVC,RIGID,DIA 40x200 MM. TIS.216 | EACH | 1 | 0
| 9090011007 | WELDING POWDER, ST. WIRE 50 SQ.MM. TO GD | EA | 6 | 0
set54544 | GROUNDING TYPE_D - 25 E WITH GR- 4
| 1010030007 | PLATE,STEEL,FOR GROUND WIRE,ACCORDING TO DWG.NO.SA3-015/44004 | PCS. | 1 | 0
| 1010030008 | PLATE, STEEL, 5x40x110 mm. | PCS. | 1 | 0
| 1010100004 | WIRE,STEEL STRANDED 50/7 sq.mm.TIS.404 | M. | 22 | 0
| 1010110100 | BOLT,MATCHINE M.12X35 MM. | SET | 2 | 0
| 1010110201 | BOLT,MACHINE M.16x170 mm. | SET | 1 | 0
| 1010180100 | WASHER,PLAIN,SQUARE,LARGE 52x52x4.5 mm.HOLE DIA. 18 MM. TIS.258 | PCS. | 1 | 0
| 1010180301 | WASHER,LOCK,SPRING,SIZE 16 mm.,GENERAL PURPOSE,TIS.259 | PCS. | 1 | 0
| 1010220002 | ROD,GROUND,60x60x5 mm. 2 m.LONG | SET | 4 | 0
| 1010230004 | CLAMP,TRIPLE BOLTS FOR STEEL STRANDED WIRE 50 SQ.MM. | SET | 1 | 0
| 1080040005 | CONDUIT,PVC,RIGID,DIA. 20x2000 mm.TIS.216 | EACH | 1 | 0
| 1080040006 | CONDUIT,PVC,RIGID,DIA 40x200 MM. TIS.216 | EACH | 1 | 0
| 9090011007 | WELDING POWDER, ST. WIRE 50 SQ.MM. TO GD | EA | 8 | 0
set54545 | GROUNDING TYPE_D - 25 E WITH GR- 5
| 1010030007 | PLATE,STEEL,FOR GROUND WIRE,ACCORDING TO DWG.NO.SA3-015/44004 | PCS. | 1 | 0
| 1010030008 | PLATE, STEEL, 5x40x110 mm. | PCS. | 1 | 0
| 1010100004 | WIRE,STEEL STRANDED 50/7 sq.mm.TIS.404 | M. | 26 | 0
| 1010110100 | BOLT,MATCHINE M.12X35 MM. | SET | 2 | 0
| 1010110201 | BOLT,MACHINE M.16x170 mm. | SET | 1 | 0
| 1010180100 | WASHER,PLAIN,SQUARE,LARGE 52x52x4.5 mm.HOLE DIA. 18 MM. TIS.258 | PCS. | 1 | 0
| 1010180301 | WASHER,LOCK,SPRING,SIZE 16 mm.,GENERAL PURPOSE,TIS.259 | PCS. | 1 | 0
| 1010220002 | ROD,GROUND,60x60x5 mm. 2 m.LONG | SET | 5 | 0
| 1010230004 | CLAMP,TRIPLE BOLTS FOR STEEL STRANDED WIRE 50 SQ.MM. | SET | 1 | 0
| 1080040005 | CONDUIT,PVC,RIGID,DIA. 20x2000 mm.TIS.216 | EACH | 1 | 0
| 1080040006 | CONDUIT,PVC,RIGID,DIA 40x200 MM. TIS.216 | EACH | 1 | 0
| 9090011007 | WELDING POWDER, ST. WIRE 50 SQ.MM. TO GD | EA | 10 | 0
set54546 | GROUNDING TYPE_D - 25 E WITH GS
| 1010030007 | PLATE,STEEL,FOR GROUND WIRE,ACCORDING TO DWG.NO.SA3-015/44004 | PCS. | 1 | 0
| 1010030008 | PLATE, STEEL, 5x40x110 mm. | PCS. | 1 | 0
| 1010100004 | WIRE,STEEL STRANDED 50/7 sq.mm.TIS.404 | M. | 10 | 0
| 1010110100 | BOLT,MATCHINE M.12X35 MM. | SET | 2 | 0
| 1010110201 | BOLT,MACHINE M.16x170 mm. | SET | 1 | 0
| 1010180100 | WASHER,PLAIN,SQUARE,LARGE 52x52x4.5 mm.HOLE DIA. 18 MM. TIS.258 | PCS. | 1 | 0
| 1010180301 | WASHER,LOCK,SPRING,SIZE 16 mm.,GENERAL PURPOSE,TIS.259 | PCS. | 1 | 0
| 1010220010 | CONDUCTOR, GROUND, FLAT IRON 30X3.5 MM. GALV. | M. | 40 | 0
| 1010230004 | CLAMP,TRIPLE BOLTS FOR STEEL STRANDED WIRE 50 SQ.MM. | SET | 1 | 0
| 1010230102 | CONNECTOR,FLAT IRON 30 mm.TO CONDUCTOR 16-50 sq.mm. | EACH | 3 | 0
| 1010230103 | CONNECTOR,FLAT IRON TO FLAT IRON 30 mm. | EACH | 3 | 0
| 1080040005 | CONDUIT,PVC,RIGID,DIA. 20x2000 mm.TIS.216 | EACH | 1 | 0
| 1080040006 | CONDUIT,PVC,RIGID,DIA 40x200 MM. TIS.216 | EACH | 1 | 0
| 9090011007 | WELDING POWDER, ST. WIRE 50 SQ.MM. TO GD | EA | 1 | 0
set54547 | GROUNDING TYPE_D - 25 F WITH GC
| 1010030007 | PLATE,STEEL,FOR GROUND WIRE,ACCORDING TO DWG.NO.SA3-015/44004 | PCS. | 1 | 0
| 1010030008 | PLATE, STEEL, 5x40x110 mm. | PCS. | 1 | 0
| 1010100004 | WIRE,STEEL STRANDED 50/7 sq.mm.TIS.404 | M. | 12 | 0
| 1010110100 | BOLT,MATCHINE M.12X35 MM. | SET | 2 | 0
| 1010110201 | BOLT,MACHINE M.16x170 mm. | SET | 1 | 0
| 1010180100 | WASHER,PLAIN,SQUARE,LARGE 52x52x4.5 mm.HOLE DIA. 18 MM. TIS.258 | PCS. | 1 | 0
| 1010180301 | WASHER,LOCK,SPRING,SIZE 16 mm.,GENERAL PURPOSE,TIS.259 | PCS. | 1 | 0
| 1010220002 | ROD,GROUND,60x60x5 mm. 2 m.LONG | SET | 1 | 0
| 1010220200 | CHEMICALS FOR EARTH RESISTANCE REDUCTION | KG | 140 | 0
| 1010230004 | CLAMP,TRIPLE BOLTS FOR STEEL STRANDED WIRE 50 SQ.MM. | SET | 1 | 0
| 1080040005 | CONDUIT,PVC,RIGID,DIA. 20x2000 mm.TIS.216 | EACH | 1 | 0
| 1080040006 | CONDUIT,PVC,RIGID,DIA 40x200 MM. TIS.216 | EACH | 1 | 0
| 9090011007 | WELDING POWDER, ST. WIRE 50 SQ.MM. TO GD | EA | 2 | 0
set54548 | GROUNDING TYPE_D - 25 F WITH GS- 80
| 1010030007 | PLATE,STEEL,FOR GROUND WIRE,ACCORDING TO DWG.NO.SA3-015/44004 | PCS. | 1 | 0
| 1010030008 | PLATE, STEEL, 5x40x110 mm. | PCS. | 1 | 0
| 1010100004 | WIRE,STEEL STRANDED 50/7 sq.mm.TIS.404 | M. | 10 | 0
| 1010110100 | BOLT,MATCHINE M.12X35 MM. | SET | 2 | 0
| 1010110202 | BOLT,MACHINE M.16x200 mm. | SET | 1 | 0
| 1010180100 | WASHER,PLAIN,SQUARE,LARGE 52x52x4.5 mm.HOLE DIA. 18 MM. TIS.258 | PCS. | 1 | 0
| 1010180301 | WASHER,LOCK,SPRING,SIZE 16 mm.,GENERAL PURPOSE,TIS.259 | PCS. | 1 | 0
| 1010220010 | CONDUCTOR, GROUND, FLAT IRON 30X3.5 MM. GALV. | M. | 8 | 0
| 1010230004 | CLAMP,TRIPLE BOLTS FOR STEEL STRANDED WIRE 50 SQ.MM. | SET | 2 | 0
| 1010230102 | CONNECTOR,FLAT IRON 30 mm.TO CONDUCTOR 16-50 sq.mm. | EACH | 6 | 0
| 1010230103 | CONNECTOR,FLAT IRON TO FLAT IRON 30 mm. | EACH | 6 | 0
| 1020200000 | TAPE,ARMOR,AL 1x10 mm. | KG. | 4 | 0
| 1080040005 | CONDUIT,PVC,RIGID,DIA. 20x2000 mm.TIS.216 | EACH | 2 | 0
| 1080040006 | CONDUIT,PVC,RIGID,DIA 40x200 MM. TIS.216 | EACH | 1 | 0
| 9090011007 | WELDING POWDER, ST. WIRE 50 SQ.MM. TO GD | EA | 1 | 0
set54551 | GROUNDING TYPE_D - 25 F WITH GR - 1
| 1010030007 | PLATE,STEEL,FOR GROUND WIRE,ACCORDING TO DWG.NO.SA3-015/44004 | PCS. | 1 | 0
| 1010030008 | PLATE, STEEL, 5x40x110 mm. | PCS. | 1 | 0
| 1010100004 | WIRE,STEEL STRANDED 50/7 sq.mm.TIS.404 | M. | 12 | 0
| 1010110100 | BOLT,MATCHINE M.12X35 MM. | SET | 2 | 0
| 1010110201 | BOLT,MACHINE M.16x170 mm. | SET | 1 | 0
| 1010180100 | WASHER,PLAIN,SQUARE,LARGE 52x52x4.5 mm.HOLE DIA. 18 MM. TIS.258 | PCS. | 1 | 0
| 1010180301 | WASHER,LOCK,SPRING,SIZE 16 mm.,GENERAL PURPOSE,TIS.259 | PCS. | 1 | 0
| 1010220002 | ROD,GROUND,60x60x5 mm. 2 m.LONG | SET | 1 | 0
| 1010230004 | CLAMP,TRIPLE BOLTS FOR STEEL STRANDED WIRE 50 SQ.MM. | SET | 1 | 0
| 1020200000 | TAPE,ARMOR,AL 1x10 mm. | KG. | 0.11 | 0
| 1080040005 | CONDUIT,PVC,RIGID,DIA. 20x2000 mm.TIS.216 | EACH | 2 | 0
| 1080040006 | CONDUIT,PVC,RIGID,DIA 40x200 MM. TIS.216 | EACH | 1 | 0
| 9090011007 | WELDING POWDER, ST. WIRE 50 SQ.MM. TO GD | EA | 2 | 0
set54552 | GROUNDING TYPE_D - 25 F WITH GR - 2
| 1010030007 | PLATE,STEEL,FOR GROUND WIRE,ACCORDING TO DWG.NO.SA3-015/44004 | PCS. | 1 | 0
| 1010030008 | PLATE, STEEL, 5x40x110 mm. | PCS. | 1 | 0
| 1010100004 | WIRE,STEEL STRANDED 50/7 sq.mm.TIS.404 | M. | 16 | 0
| 1010110100 | BOLT,MATCHINE M.12X35 MM. | SET | 2 | 0
| 1010110201 | BOLT,MACHINE M.16x170 mm. | SET | 1 | 0
| 1010180100 | WASHER,PLAIN,SQUARE,LARGE 52x52x4.5 mm.HOLE DIA. 18 MM. TIS.258 | PCS. | 1 | 0
| 1010180301 | WASHER,LOCK,SPRING,SIZE 16 mm.,GENERAL PURPOSE,TIS.259 | PCS. | 1 | 0
| 1010220002 | ROD,GROUND,60x60x5 mm. 2 m.LONG | SET | 2 | 0
| 1010230004 | CLAMP,TRIPLE BOLTS FOR STEEL STRANDED WIRE 50 SQ.MM. | SET | 1 | 0
| 1020200000 | TAPE,ARMOR,AL 1x10 mm. | KG. | 0.11 | 0
| 1080040005 | CONDUIT,PVC,RIGID,DIA. 20x2000 mm.TIS.216 | EACH | 2 | 0
| 1080040006 | CONDUIT,PVC,RIGID,DIA 40x200 MM. TIS.216 | EACH | 1 | 0
| 9090011007 | WELDING POWDER, ST. WIRE 50 SQ.MM. TO GD | EA | 4 | 0
set54553 | GROUNDING TYPE_D - 25 F WITH GR - 3
| 1010030007 | PLATE,STEEL,FOR GROUND WIRE,ACCORDING TO DWG.NO.SA3-015/44004 | PCS. | 1 | 0
| 1010030008 | PLATE, STEEL, 5x40x110 mm. | PCS. | 1 | 0
| 1010100004 | WIRE,STEEL STRANDED 50/7 sq.mm.TIS.404 | M. | 20 | 0
| 1010110100 | BOLT,MATCHINE M.12X35 MM. | SET | 2 | 0
| 1010110201 | BOLT,MACHINE M.16x170 mm. | SET | 1 | 0
| 1010180100 | WASHER,PLAIN,SQUARE,LARGE 52x52x4.5 mm.HOLE DIA. 18 MM. TIS.258 | PCS. | 1 | 0
| 1010180301 | WASHER,LOCK,SPRING,SIZE 16 mm.,GENERAL PURPOSE,TIS.259 | PCS. | 1 | 0
| 1010220002 | ROD,GROUND,60x60x5 mm. 2 m.LONG | SET | 3 | 0
| 1010230004 | CLAMP,TRIPLE BOLTS FOR STEEL STRANDED WIRE 50 SQ.MM. | SET | 1 | 0
| 1020200000 | TAPE,ARMOR,AL 1x10 mm. | KG. | 0.11 | 0
| 1080040005 | CONDUIT,PVC,RIGID,DIA. 20x2000 mm.TIS.216 | EACH | 2 | 0
| 1080040006 | CONDUIT,PVC,RIGID,DIA 40x200 MM. TIS.216 | EACH | 1 | 0
| 9090011007 | WELDING POWDER, ST. WIRE 50 SQ.MM. TO GD | EA | 6 | 0
set54554 | GROUNDING TYPE_D - 25 F WITH GR - 4
| 1010030007 | PLATE,STEEL,FOR GROUND WIRE,ACCORDING TO DWG.NO.SA3-015/44004 | PCS. | 1 | 0
| 1010030008 | PLATE, STEEL, 5x40x110 mm. | PCS. | 1 | 0
| 1010100004 | WIRE,STEEL STRANDED 50/7 sq.mm.TIS.404 | M. | 24 | 0
| 1010110100 | BOLT,MATCHINE M.12X35 MM. | SET | 2 | 0
| 1010110201 | BOLT,MACHINE M.16x170 mm. | SET | 1 | 0
| 1010180100 | WASHER,PLAIN,SQUARE,LARGE 52x52x4.5 mm.HOLE DIA. 18 MM. TIS.258 | PCS. | 1 | 0
| 1010180301 | WASHER,LOCK,SPRING,SIZE 16 mm.,GENERAL PURPOSE,TIS.259 | PCS. | 1 | 0
| 1010220002 | ROD,GROUND,60x60x5 mm. 2 m.LONG | SET | 4 | 0
| 1010230004 | CLAMP,TRIPLE BOLTS FOR STEEL STRANDED WIRE 50 SQ.MM. | SET | 1 | 0
| 1020200000 | TAPE,ARMOR,AL 1x10 mm. | KG. | 0.11 | 0
| 1080040005 | CONDUIT,PVC,RIGID,DIA. 20x2000 mm.TIS.216 | EACH | 2 | 0
| 1080040006 | CONDUIT,PVC,RIGID,DIA 40x200 MM. TIS.216 | EACH | 1 | 0
| 9090011007 | WELDING POWDER, ST. WIRE 50 SQ.MM. TO GD | EA | 8 | 0
set54555 | GROUNDING TYPE_D - 25 F WITH GR- 5
| 1010030007 | PLATE,STEEL,FOR GROUND WIRE,ACCORDING TO DWG.NO.SA3-015/44004 | PCS. | 1 | 0
| 1010030008 | PLATE, STEEL, 5x40x110 mm. | PCS. | 1 | 0
| 1010100004 | WIRE,STEEL STRANDED 50/7 sq.mm.TIS.404 | M. | 28 | 0
| 1010110100 | BOLT,MATCHINE M.12X35 MM. | SET | 2 | 0
| 1010110201 | BOLT,MACHINE M.16x170 mm. | SET | 1 | 0
| 1010180100 | WASHER,PLAIN,SQUARE,LARGE 52x52x4.5 mm.HOLE DIA. 18 MM. TIS.258 | PCS. | 1 | 0
| 1010180301 | WASHER,LOCK,SPRING,SIZE 16 mm.,GENERAL PURPOSE,TIS.259 | PCS. | 1 | 0
| 1010220002 | ROD,GROUND,60x60x5 mm. 2 m.LONG | SET | 5 | 0
| 1010230004 | CLAMP,TRIPLE BOLTS FOR STEEL STRANDED WIRE 50 SQ.MM. | SET | 1 | 0
| 1020200000 | TAPE,ARMOR,AL 1x10 mm. | KG. | 0.11 | 0
| 1080040005 | CONDUIT,PVC,RIGID,DIA. 20x2000 mm.TIS.216 | EACH | 2 | 0
| 1080040006 | CONDUIT,PVC,RIGID,DIA 40x200 MM. TIS.216 | EACH | 1 | 0
| 9090011007 | WELDING POWDER, ST. WIRE 50 SQ.MM. TO GD | EA | 10 | 0
set54556 | GROUNDING TYPE_D - 25 F WITH GS
| 1010030007 | PLATE,STEEL,FOR GROUND WIRE,ACCORDING TO DWG.NO.SA3-015/44004 | PCS. | 1 | 0
| 1010030008 | PLATE, STEEL, 5x40x110 mm. | PCS. | 1 | 0
| 1010100004 | WIRE,STEEL STRANDED 50/7 sq.mm.TIS.404 | M. | 12 | 0
| 1010110100 | BOLT,MATCHINE M.12X35 MM. | SET | 2 | 0
| 1010110201 | BOLT,MACHINE M.16x170 mm. | SET | 1 | 0
| 1010180100 | WASHER,PLAIN,SQUARE,LARGE 52x52x4.5 mm.HOLE DIA. 18 MM. TIS.258 | PCS. | 1 | 0
| 1010180301 | WASHER,LOCK,SPRING,SIZE 16 mm.,GENERAL PURPOSE,TIS.259 | PCS. | 1 | 0
| 1010220010 | CONDUCTOR, GROUND, FLAT IRON 30X3.5 MM. GALV. | M. | 40 | 0
| 1010230004 | CLAMP,TRIPLE BOLTS FOR STEEL STRANDED WIRE 50 SQ.MM. | SET | 1 | 0
| 1010230102 | CONNECTOR,FLAT IRON 30 mm.TO CONDUCTOR 16-50 sq.mm. | EACH | 3 | 0
| 1010230103 | CONNECTOR,FLAT IRON TO FLAT IRON 30 mm. | EACH | 3 | 0
| 1020200000 | TAPE,ARMOR,AL 1x10 mm. | KG. | 0.11 | 0
| 1080040005 | CONDUIT,PVC,RIGID,DIA. 20x2000 mm.TIS.216 | EACH | 2 | 0
| 1080040006 | CONDUIT,PVC,RIGID,DIA 40x200 MM. TIS.216 | EACH | 1 | 0
| 9090011007 | WELDING POWDER, ST. WIRE 50 SQ.MM. TO GD | EA | 1 | 0
set54557 | GROUNDING TYPE_D - 25 G WITH GS- 60
| 1010030007 | PLATE,STEEL,FOR GROUND WIRE,ACCORDING TO DWG.NO.SA3-015/44004 | PCS. | 1 | 0
| 1010030008 | PLATE, STEEL, 5x40x110 mm. | PCS. | 1 | 0
| 1010100004 | WIRE,STEEL STRANDED 50/7 sq.mm.TIS.404 | M. | 12 | 0
| 1010110100 | BOLT,MATCHINE M.12X35 MM. | SET | 2 | 0
| 1010110201 | BOLT,MACHINE M.16x170 mm. | SET | 1 | 0
| 1010180100 | WASHER,PLAIN,SQUARE,LARGE 52x52x4.5 mm.HOLE DIA. 18 MM. TIS.258 | PCS. | 1 | 0
| 1010180301 | WASHER,LOCK,SPRING,SIZE 16 mm.,GENERAL PURPOSE,TIS.259 | PCS. | 1 | 0
| 1010220002 | ROD,GROUND,60x60x5 mm. 2 m.LONG | SET | 1 | 0
| 1010220200 | CHEMICALS FOR EARTH RESISTANCE REDUCTION | KG | 140 | 0
| 1010230004 | CLAMP,TRIPLE BOLTS FOR STEEL STRANDED WIRE 50 SQ.MM. | SET | 1 | 0
| 1020200000 | TAPE,ARMOR,AL 1x10 mm. | KG. | 0.11 | 0
| 1080040005 | CONDUIT,PVC,RIGID,DIA. 20x2000 mm.TIS.216 | EACH | 2 | 0
| 1080040006 | CONDUIT,PVC,RIGID,DIA 40x200 MM. TIS.216 | EACH | 1 | 0
| 9090011007 | WELDING POWDER, ST. WIRE 50 SQ.MM. TO GD | EA | 2 | 0
set54558 | GROUNDING TYPE_D - 25 G WITH GS- 80
| 1010030007 | PLATE,STEEL,FOR GROUND WIRE,ACCORDING TO DWG.NO.SA3-015/44004 | PCS. | 1 | 0
| 1010030008 | PLATE, STEEL, 5x40x110 mm. | PCS. | 1 | 0
| 1010100004 | WIRE,STEEL STRANDED 50/7 sq.mm.TIS.404 | M. | 14 | 0
| 1010110100 | BOLT,MATCHINE M.12X35 MM. | SET | 2 | 0
| 1010110202 | BOLT,MACHINE M.16x200 mm. | SET | 1 | 0
| 1010180100 | WASHER,PLAIN,SQUARE,LARGE 52x52x4.5 mm.HOLE DIA. 18 MM. TIS.258 | PCS. | 1 | 0
| 1010180301 | WASHER,LOCK,SPRING,SIZE 16 mm.,GENERAL PURPOSE,TIS.259 | PCS. | 1 | 0
| 1010220010 | CONDUCTOR, GROUND, FLAT IRON 30X3.5 MM. GALV. | M. | 8 | 0
| 1010230004 | CLAMP,TRIPLE BOLTS FOR STEEL STRANDED WIRE 50 SQ.MM. | SET | 2 | 0
| 1010230102 | CONNECTOR,FLAT IRON 30 mm.TO CONDUCTOR 16-50 sq.mm. | EACH | 6 | 0
| 1010230103 | CONNECTOR,FLAT IRON TO FLAT IRON 30 mm. | EACH | 6 | 0
| 1080040005 | CONDUIT,PVC,RIGID,DIA. 20x2000 mm.TIS.216 | EACH | 1 | 0
| 1080040006 | CONDUIT,PVC,RIGID,DIA 40x200 MM. TIS.216 | EACH | 1 | 0
| 9090011007 | WELDING POWDER, ST. WIRE 50 SQ.MM. TO GD | EA | 1 | 0
set54561 | GROUNDING TYPE_D - 25 G WITH GR - 1
| 1010030007 | PLATE,STEEL,FOR GROUND WIRE,ACCORDING TO DWG.NO.SA3-015/44004 | PCS. | 1 | 0
| 1010030008 | PLATE, STEEL, 5x40x110 mm. | PCS. | 1 | 0
| 1010100004 | WIRE,STEEL STRANDED 50/7 sq.mm.TIS.404 | M. | 12 | 0
| 1010110100 | BOLT,MATCHINE M.12X35 MM. | SET | 2 | 0
| 1010110201 | BOLT,MACHINE M.16x170 mm. | SET | 1 | 0
| 1010180100 | WASHER,PLAIN,SQUARE,LARGE 52x52x4.5 mm.HOLE DIA. 18 MM. TIS.258 | PCS. | 1 | 0
| 1010180301 | WASHER,LOCK,SPRING,SIZE 16 mm.,GENERAL PURPOSE,TIS.259 | PCS. | 1 | 0
| 1010220002 | ROD,GROUND,60x60x5 mm. 2 m.LONG | SET | 1 | 0
| 1010230004 | CLAMP,TRIPLE BOLTS FOR STEEL STRANDED WIRE 50 SQ.MM. | SET | 1 | 0
| 1080040005 | CONDUIT,PVC,RIGID,DIA. 20x2000 mm.TIS.216 | EACH | 1 | 0
| 1080040006 | CONDUIT,PVC,RIGID,DIA 40x200 MM. TIS.216 | EACH | 1 | 0
| 9090011007 | WELDING POWDER, ST. WIRE 50 SQ.MM. TO GD | EA | 2 | 0
set54562 | GROUNDING TYPE_D - 25 G WITH GR - 2
| 1010030007 | PLATE,STEEL,FOR GROUND WIRE,ACCORDING TO DWG.NO.SA3-015/44004 | PCS. | 1 | 0
| 1010030008 | PLATE, STEEL, 5x40x110 mm. | PCS. | 1 | 0
| 1010100004 | WIRE,STEEL STRANDED 50/7 sq.mm.TIS.404 | M. | 16 | 0
| 1010110100 | BOLT,MATCHINE M.12X35 MM. | SET | 2 | 0
| 1010110201 | BOLT,MACHINE M.16x170 mm. | SET | 1 | 0
| 1010180100 | WASHER,PLAIN,SQUARE,LARGE 52x52x4.5 mm.HOLE DIA. 18 MM. TIS.258 | PCS. | 1 | 0
| 1010180301 | WASHER,LOCK,SPRING,SIZE 16 mm.,GENERAL PURPOSE,TIS.259 | PCS. | 1 | 0
| 1010220002 | ROD,GROUND,60x60x5 mm. 2 m.LONG | SET | 2 | 0
| 1010230004 | CLAMP,TRIPLE BOLTS FOR STEEL STRANDED WIRE 50 SQ.MM. | SET | 1 | 0
| 1080040005 | CONDUIT,PVC,RIGID,DIA. 20x2000 mm.TIS.216 | EACH | 1 | 0
| 1080040006 | CONDUIT,PVC,RIGID,DIA 40x200 MM. TIS.216 | EACH | 1 | 0
| 9090011007 | WELDING POWDER, ST. WIRE 50 SQ.MM. TO GD | EA | 4 | 0
set54563 | GROUNDING TYPE_D - 25 G WITH GR - 3
| 1010030007 | PLATE,STEEL,FOR GROUND WIRE,ACCORDING TO DWG.NO.SA3-015/44004 | PCS. | 1 | 0
| 1010030008 | PLATE, STEEL, 5x40x110 mm. | PCS. | 1 | 0
| 1010100004 | WIRE,STEEL STRANDED 50/7 sq.mm.TIS.404 | M. | 20 | 0
| 1010110100 | BOLT,MATCHINE M.12X35 MM. | SET | 2 | 0
| 1010110201 | BOLT,MACHINE M.16x170 mm. | SET | 1 | 0
| 1010180100 | WASHER,PLAIN,SQUARE,LARGE 52x52x4.5 mm.HOLE DIA. 18 MM. TIS.258 | PCS. | 1 | 0
| 1010180301 | WASHER,LOCK,SPRING,SIZE 16 mm.,GENERAL PURPOSE,TIS.259 | PCS. | 1 | 0
| 1010220002 | ROD,GROUND,60x60x5 mm. 2 m.LONG | SET | 3 | 0
| 1010230004 | CLAMP,TRIPLE BOLTS FOR STEEL STRANDED WIRE 50 SQ.MM. | SET | 1 | 0
| 1080040005 | CONDUIT,PVC,RIGID,DIA. 20x2000 mm.TIS.216 | EACH | 1 | 0
| 1080040006 | CONDUIT,PVC,RIGID,DIA 40x200 MM. TIS.216 | EACH | 1 | 0
| 9090011007 | WELDING POWDER, ST. WIRE 50 SQ.MM. TO GD | EA | 6 | 0
set54564 | GROUNDING TYPE_D - 25 G WITH GR - 4
| 1010030007 | PLATE,STEEL,FOR GROUND WIRE,ACCORDING TO DWG.NO.SA3-015/44004 | PCS. | 1 | 0
| 1010030008 | PLATE, STEEL, 5x40x110 mm. | PCS. | 1 | 0
| 1010100004 | WIRE,STEEL STRANDED 50/7 sq.mm.TIS.404 | M. | 24 | 0
| 1010110100 | BOLT,MATCHINE M.12X35 MM. | SET | 2 | 0
| 1010110201 | BOLT,MACHINE M.16x170 mm. | SET | 1 | 0
| 1010180100 | WASHER,PLAIN,SQUARE,LARGE 52x52x4.5 mm.HOLE DIA. 18 MM. TIS.258 | PCS. | 1 | 0
| 1010180301 | WASHER,LOCK,SPRING,SIZE 16 mm.,GENERAL PURPOSE,TIS.259 | PCS. | 1 | 0
| 1010220002 | ROD,GROUND,60x60x5 mm. 2 m.LONG | SET | 4 | 0
| 1010230004 | CLAMP,TRIPLE BOLTS FOR STEEL STRANDED WIRE 50 SQ.MM. | SET | 1 | 0
| 1080040005 | CONDUIT,PVC,RIGID,DIA. 20x2000 mm.TIS.216 | EACH | 1 | 0
| 1080040006 | CONDUIT,PVC,RIGID,DIA 40x200 MM. TIS.216 | EACH | 1 | 0
| 9090011007 | WELDING POWDER, ST. WIRE 50 SQ.MM. TO GD | EA | 8 | 0
set54565 | GROUNDING TYPE_D - 25 G WITH GS - 5
| 1010030007 | PLATE,STEEL,FOR GROUND WIRE,ACCORDING TO DWG.NO.SA3-015/44004 | PCS. | 1 | 0
| 1010030008 | PLATE, STEEL, 5x40x110 mm. | PCS. | 1 | 0
| 1010100004 | WIRE,STEEL STRANDED 50/7 sq.mm.TIS.404 | M. | 28 | 0
| 1010110100 | BOLT,MATCHINE M.12X35 MM. | SET | 2 | 0
| 1010110201 | BOLT,MACHINE M.16x170 mm. | SET | 1 | 0
| 1010180100 | WASHER,PLAIN,SQUARE,LARGE 52x52x4.5 mm.HOLE DIA. 18 MM. TIS.258 | PCS. | 1 | 0
| 1010180301 | WASHER,LOCK,SPRING,SIZE 16 mm.,GENERAL PURPOSE,TIS.259 | PCS. | 1 | 0
| 1010220002 | ROD,GROUND,60x60x5 mm. 2 m.LONG | SET | 5 | 0
| 1010230004 | CLAMP,TRIPLE BOLTS FOR STEEL STRANDED WIRE 50 SQ.MM. | SET | 1 | 0
| 1080040005 | CONDUIT,PVC,RIGID,DIA. 20x2000 mm.TIS.216 | EACH | 1 | 0
| 1080040006 | CONDUIT,PVC,RIGID,DIA 40x200 MM. TIS.216 | EACH | 1 | 0
| 9090011007 | WELDING POWDER, ST. WIRE 50 SQ.MM. TO GD | EA | 10 | 0
set54566 | GROUNDING TYPE_D - 25 G WITH GS
| 1010030007 | PLATE,STEEL,FOR GROUND WIRE,ACCORDING TO DWG.NO.SA3-015/44004 | PCS. | 1 | 0
| 1010030008 | PLATE, STEEL, 5x40x110 mm. | PCS. | 1 | 0
| 1010100004 | WIRE,STEEL STRANDED 50/7 sq.mm.TIS.404 | M. | 12 | 0
| 1010110100 | BOLT,MATCHINE M.12X35 MM. | SET | 2 | 0
| 1010110201 | BOLT,MACHINE M.16x170 mm. | SET | 1 | 0
| 1010180100 | WASHER,PLAIN,SQUARE,LARGE 52x52x4.5 mm.HOLE DIA. 18 MM. TIS.258 | PCS. | 1 | 0
| 1010180301 | WASHER,LOCK,SPRING,SIZE 16 mm.,GENERAL PURPOSE,TIS.259 | PCS. | 1 | 0
| 1010220010 | CONDUCTOR, GROUND, FLAT IRON 30X3.5 MM. GALV. | M. | 40 | 0
| 1010230004 | CLAMP,TRIPLE BOLTS FOR STEEL STRANDED WIRE 50 SQ.MM. | SET | 1 | 0
| 1010230102 | CONNECTOR,FLAT IRON 30 mm.TO CONDUCTOR 16-50 sq.mm. | EACH | 3 | 0
| 1010230103 | CONNECTOR,FLAT IRON TO FLAT IRON 30 mm. | EACH | 3 | 0
| 1080040005 | CONDUIT,PVC,RIGID,DIA. 20x2000 mm.TIS.216 | EACH | 1 | 0
| 1080040006 | CONDUIT,PVC,RIGID,DIA 40x200 MM. TIS.216 | EACH | 1 | 0
| 9090011007 | WELDING POWDER, ST. WIRE 50 SQ.MM. TO GD | EA | 1 | 0
set54567 | GROUNDING TYPE_D - 25 H WITH GS - 60
| 1010030007 | PLATE,STEEL,FOR GROUND WIRE,ACCORDING TO DWG.NO.SA3-015/44004 | PCS. | 1 | 0
| 1010030008 | PLATE, STEEL, 5x40x110 mm. | PCS. | 1 | 0
| 1010100004 | WIRE,STEEL STRANDED 50/7 sq.mm.TIS.404 | M. | 12 | 0
| 1010110100 | BOLT,MATCHINE M.12X35 MM. | SET | 2 | 0
| 1010110201 | BOLT,MACHINE M.16x170 mm. | SET | 1 | 0
| 1010180100 | WASHER,PLAIN,SQUARE,LARGE 52x52x4.5 mm.HOLE DIA. 18 MM. TIS.258 | PCS. | 1 | 0
| 1010180301 | WASHER,LOCK,SPRING,SIZE 16 mm.,GENERAL PURPOSE,TIS.259 | PCS. | 1 | 0
| 1010220002 | ROD,GROUND,60x60x5 mm. 2 m.LONG | SET | 1 | 0
| 1010220200 | CHEMICALS FOR EARTH RESISTANCE REDUCTION | KG | 140 | 0
| 1010230004 | CLAMP,TRIPLE BOLTS FOR STEEL STRANDED WIRE 50 SQ.MM. | SET | 1 | 0
| 1080040005 | CONDUIT,PVC,RIGID,DIA. 20x2000 mm.TIS.216 | EACH | 1 | 0
| 1080040006 | CONDUIT,PVC,RIGID,DIA 40x200 MM. TIS.216 | EACH | 1 | 0
| 9090011007 | WELDING POWDER, ST. WIRE 50 SQ.MM. TO GD | EA | 2 | 0
set54568 | GROUNDING TYPE_D - 25 H WITH GS - 80
| 1010030007 | PLATE,STEEL,FOR GROUND WIRE,ACCORDING TO DWG.NO.SA3-015/44004 | PCS. | 1 | 0
| 1010030008 | PLATE, STEEL, 5x40x110 mm. | PCS. | 1 | 0
| 1010100004 | WIRE,STEEL STRANDED 50/7 sq.mm.TIS.404 | M. | 10 | 0
| 1010110100 | BOLT,MATCHINE M.12X35 MM. | SET | 2 | 0
| 1010110202 | BOLT,MACHINE M.16x200 mm. | SET | 1 | 0
| 1010180100 | WASHER,PLAIN,SQUARE,LARGE 52x52x4.5 mm.HOLE DIA. 18 MM. TIS.258 | PCS. | 1 | 0
| 1010180301 | WASHER,LOCK,SPRING,SIZE 16 mm.,GENERAL PURPOSE,TIS.259 | PCS. | 1 | 0
| 1010220010 | CONDUCTOR, GROUND, FLAT IRON 30X3.5 MM. GALV. | M. | 8 | 0
| 1010230004 | CLAMP,TRIPLE BOLTS FOR STEEL STRANDED WIRE 50 SQ.MM. | SET | 2 | 0
| 1010230102 | CONNECTOR,FLAT IRON 30 mm.TO CONDUCTOR 16-50 sq.mm. | EACH | 6 | 0
| 1010230103 | CONNECTOR,FLAT IRON TO FLAT IRON 30 mm. | EACH | 6 | 0
| 1080040005 | CONDUIT,PVC,RIGID,DIA. 20x2000 mm.TIS.216 | EACH | 1 | 0
| 1080040006 | CONDUIT,PVC,RIGID,DIA 40x200 MM. TIS.216 | EACH | 1 | 0
| 9090011007 | WELDING POWDER, ST. WIRE 50 SQ.MM. TO GD | EA | 1 | 0
set54571 | GROUNDING TYPE_D - 25 H WITH GR - 1
| 1010030007 | PLATE,STEEL,FOR GROUND WIRE,ACCORDING TO DWG.NO.SA3-015/44004 | PCS. | 1 | 0
| 1010030008 | PLATE, STEEL, 5x40x110 mm. | PCS. | 1 | 0
| 1010100004 | WIRE,STEEL STRANDED 50/7 sq.mm.TIS.404 | M. | 9 | 0
| 1010110100 | BOLT,MATCHINE M.12X35 MM. | SET | 2 | 0
| 1010110201 | BOLT,MACHINE M.16x170 mm. | SET | 1 | 0
| 1010180100 | WASHER,PLAIN,SQUARE,LARGE 52x52x4.5 mm.HOLE DIA. 18 MM. TIS.258 | PCS. | 1 | 0
| 1010180301 | WASHER,LOCK,SPRING,SIZE 16 mm.,GENERAL PURPOSE,TIS.259 | PCS. | 1 | 0
| 1010220002 | ROD,GROUND,60x60x5 mm. 2 m.LONG | SET | 1 | 0
| 1010230004 | CLAMP,TRIPLE BOLTS FOR STEEL STRANDED WIRE 50 SQ.MM. | SET | 1 | 0
| 1080040005 | CONDUIT,PVC,RIGID,DIA. 20x2000 mm.TIS.216 | EACH | 1 | 0
| 1080040006 | CONDUIT,PVC,RIGID,DIA 40x200 MM. TIS.216 | EACH | 1 | 0
| 9090011007 | WELDING POWDER, ST. WIRE 50 SQ.MM. TO GD | EA | 2 | 0
set54572 | GROUNDING TYPE_D - 25 H WITH GR - 2
| 1010030007 | PLATE,STEEL,FOR GROUND WIRE,ACCORDING TO DWG.NO.SA3-015/44004 | PCS. | 1 | 0
| 1010030008 | PLATE, STEEL, 5x40x110 mm. | PCS. | 1 | 0
| 1010100004 | WIRE,STEEL STRANDED 50/7 sq.mm.TIS.404 | M. | 13 | 0
| 1010110100 | BOLT,MATCHINE M.12X35 MM. | SET | 2 | 0
| 1010110201 | BOLT,MACHINE M.16x170 mm. | SET | 1 | 0
| 1010180100 | WASHER,PLAIN,SQUARE,LARGE 52x52x4.5 mm.HOLE DIA. 18 MM. TIS.258 | PCS. | 1 | 0
| 1010180301 | WASHER,LOCK,SPRING,SIZE 16 mm.,GENERAL PURPOSE,TIS.259 | PCS. | 1 | 0
| 1010220002 | ROD,GROUND,60x60x5 mm. 2 m.LONG | SET | 2 | 0
| 1010230004 | CLAMP,TRIPLE BOLTS FOR STEEL STRANDED WIRE 50 SQ.MM. | SET | 1 | 0
| 1080040005 | CONDUIT,PVC,RIGID,DIA. 20x2000 mm.TIS.216 | EACH | 1 | 0
| 1080040006 | CONDUIT,PVC,RIGID,DIA 40x200 MM. TIS.216 | EACH | 1 | 0
| 9090011007 | WELDING POWDER, ST. WIRE 50 SQ.MM. TO GD | EA | 4 | 0
set54573 | GROUNDING TYPE_D - 25 H WITH GR - 3
| 1010030007 | PLATE,STEEL,FOR GROUND WIRE,ACCORDING TO DWG.NO.SA3-015/44004 | PCS. | 1 | 0
| 1010030008 | PLATE, STEEL, 5x40x110 mm. | PCS. | 1 | 0
| 1010100004 | WIRE,STEEL STRANDED 50/7 sq.mm.TIS.404 | M. | 17 | 0
| 1010110100 | BOLT,MATCHINE M.12X35 MM. | SET | 2 | 0
| 1010110201 | BOLT,MACHINE M.16x170 mm. | SET | 1 | 0
| 1010180100 | WASHER,PLAIN,SQUARE,LARGE 52x52x4.5 mm.HOLE DIA. 18 MM. TIS.258 | PCS. | 1 | 0
| 1010180301 | WASHER,LOCK,SPRING,SIZE 16 mm.,GENERAL PURPOSE,TIS.259 | PCS. | 1 | 0
| 1010220002 | ROD,GROUND,60x60x5 mm. 2 m.LONG | SET | 3 | 0
| 1010230004 | CLAMP,TRIPLE BOLTS FOR STEEL STRANDED WIRE 50 SQ.MM. | SET | 1 | 0
| 1080040005 | CONDUIT,PVC,RIGID,DIA. 20x2000 mm.TIS.216 | EACH | 1 | 0
| 1080040006 | CONDUIT,PVC,RIGID,DIA 40x200 MM. TIS.216 | EACH | 1 | 0
| 9090011007 | WELDING POWDER, ST. WIRE 50 SQ.MM. TO GD | EA | 6 | 0
set54574 | GROUNDING TYPE_D - 25 H WITH GR - 4
| 1010030007 | PLATE,STEEL,FOR GROUND WIRE,ACCORDING TO DWG.NO.SA3-015/44004 | PCS. | 1 | 0
| 1010030008 | PLATE, STEEL, 5x40x110 mm. | PCS. | 1 | 0
| 1010100004 | WIRE,STEEL STRANDED 50/7 sq.mm.TIS.404 | M. | 21 | 0
| 1010110100 | BOLT,MATCHINE M.12X35 MM. | SET | 2 | 0
| 1010110201 | BOLT,MACHINE M.16x170 mm. | SET | 1 | 0
| 1010180100 | WASHER,PLAIN,SQUARE,LARGE 52x52x4.5 mm.HOLE DIA. 18 MM. TIS.258 | PCS. | 1 | 0
| 1010180301 | WASHER,LOCK,SPRING,SIZE 16 mm.,GENERAL PURPOSE,TIS.259 | PCS. | 1 | 0
| 1010220002 | ROD,GROUND,60x60x5 mm. 2 m.LONG | SET | 4 | 0
| 1010230004 | CLAMP,TRIPLE BOLTS FOR STEEL STRANDED WIRE 50 SQ.MM. | SET | 1 | 0
| 1080040005 | CONDUIT,PVC,RIGID,DIA. 20x2000 mm.TIS.216 | EACH | 1 | 0
| 1080040006 | CONDUIT,PVC,RIGID,DIA 40x200 MM. TIS.216 | EACH | 1 | 0
| 9090011007 | WELDING POWDER, ST. WIRE 50 SQ.MM. TO GD | EA | 8 | 0
set54575 | GROUNDING TYPE_D - 25 H WITH GR - 5
| 1010030007 | PLATE,STEEL,FOR GROUND WIRE,ACCORDING TO DWG.NO.SA3-015/44004 | PCS. | 1 | 0
| 1010030008 | PLATE, STEEL, 5x40x110 mm. | PCS. | 1 | 0
| 1010100004 | WIRE,STEEL STRANDED 50/7 sq.mm.TIS.404 | M. | 25 | 0
| 1010110100 | BOLT,MATCHINE M.12X35 MM. | SET | 2 | 0
| 1010110201 | BOLT,MACHINE M.16x170 mm. | SET | 1 | 0
| 1010180100 | WASHER,PLAIN,SQUARE,LARGE 52x52x4.5 mm.HOLE DIA. 18 MM. TIS.258 | PCS. | 1 | 0
| 1010180301 | WASHER,LOCK,SPRING,SIZE 16 mm.,GENERAL PURPOSE,TIS.259 | PCS. | 1 | 0
| 1010220002 | ROD,GROUND,60x60x5 mm. 2 m.LONG | SET | 5 | 0
| 1010230004 | CLAMP,TRIPLE BOLTS FOR STEEL STRANDED WIRE 50 SQ.MM. | SET | 1 | 0
| 1080040005 | CONDUIT,PVC,RIGID,DIA. 20x2000 mm.TIS.216 | EACH | 1 | 0
| 1080040006 | CONDUIT,PVC,RIGID,DIA 40x200 MM. TIS.216 | EACH | 1 | 0
| 9090011007 | WELDING POWDER, ST. WIRE 50 SQ.MM. TO GD | EA | 10 | 0
set54576 | GROUNDING TYPE_D - 25 H WITH GS
| 1010030007 | PLATE,STEEL,FOR GROUND WIRE,ACCORDING TO DWG.NO.SA3-015/44004 | PCS. | 1 | 0
| 1010030008 | PLATE, STEEL, 5x40x110 mm. | PCS. | 1 | 0
| 1010100004 | WIRE,STEEL STRANDED 50/7 sq.mm.TIS.404 | M. | 9 | 0
| 1010110100 | BOLT,MATCHINE M.12X35 MM. | SET | 2 | 0
| 1010110201 | BOLT,MACHINE M.16x170 mm. | SET | 1 | 0
| 1010180100 | WASHER,PLAIN,SQUARE,LARGE 52x52x4.5 mm.HOLE DIA. 18 MM. TIS.258 | PCS. | 1 | 0
| 1010180301 | WASHER,LOCK,SPRING,SIZE 16 mm.,GENERAL PURPOSE,TIS.259 | PCS. | 1 | 0
| 1010220010 | CONDUCTOR, GROUND, FLAT IRON 30X3.5 MM. GALV. | M. | 40 | 0
| 1010230004 | CLAMP,TRIPLE BOLTS FOR STEEL STRANDED WIRE 50 SQ.MM. | SET | 1 | 0
| 1010230102 | CONNECTOR,FLAT IRON 30 mm.TO CONDUCTOR 16-50 sq.mm. | EACH | 3 | 0
| 1010230103 | CONNECTOR,FLAT IRON TO FLAT IRON 30 mm. | EACH | 3 | 0
| 1080040005 | CONDUIT,PVC,RIGID,DIA. 20x2000 mm.TIS.216 | EACH | 1 | 0
| 1080040006 | CONDUIT,PVC,RIGID,DIA 40x200 MM. TIS.216 | EACH | 1 | 0
| 9090011007 | WELDING POWDER, ST. WIRE 50 SQ.MM. TO GD | EA | 1 | 0
set54577 | GROUNDING TYPE_D - 25 I WITH GS - 60
| 1010030007 | PLATE,STEEL,FOR GROUND WIRE,ACCORDING TO DWG.NO.SA3-015/44004 | PCS. | 1 | 0
| 1010030008 | PLATE, STEEL, 5x40x110 mm. | PCS. | 1 | 0
| 1010100004 | WIRE,STEEL STRANDED 50/7 sq.mm.TIS.404 | M. | 9 | 0
| 1010110100 | BOLT,MATCHINE M.12X35 MM. | SET | 2 | 0
| 1010110201 | BOLT,MACHINE M.16x170 mm. | SET | 1 | 0
| 1010180100 | WASHER,PLAIN,SQUARE,LARGE 52x52x4.5 mm.HOLE DIA. 18 MM. TIS.258 | PCS. | 1 | 0
| 1010180301 | WASHER,LOCK,SPRING,SIZE 16 mm.,GENERAL PURPOSE,TIS.259 | PCS. | 1 | 0
| 1010220002 | ROD,GROUND,60x60x5 mm. 2 m.LONG | SET | 1 | 0
| 1010220200 | CHEMICALS FOR EARTH RESISTANCE REDUCTION | KG | 140 | 0
| 1010230004 | CLAMP,TRIPLE BOLTS FOR STEEL STRANDED WIRE 50 SQ.MM. | SET | 1 | 0
| 1080040005 | CONDUIT,PVC,RIGID,DIA. 20x2000 mm.TIS.216 | EACH | 1 | 0
| 1080040006 | CONDUIT,PVC,RIGID,DIA 40x200 MM. TIS.216 | EACH | 1 | 0
| 9090011007 | WELDING POWDER, ST. WIRE 50 SQ.MM. TO GD | EA | 2 | 0
set54578 | GROUNDING TYPE_D - 25 I WITH GS - 80
| 1010030007 | PLATE,STEEL,FOR GROUND WIRE,ACCORDING TO DWG.NO.SA3-015/44004 | PCS. | 1 | 0
| 1010030008 | PLATE, STEEL, 5x40x110 mm. | PCS. | 1 | 0
| 1010100004 | WIRE,STEEL STRANDED 50/7 sq.mm.TIS.404 | M. | 15 | 0
| 1010110100 | BOLT,MATCHINE M.12X35 MM. | SET | 2 | 0
| 1010110202 | BOLT,MACHINE M.16x200 mm. | SET | 1 | 0
| 1010180100 | WASHER,PLAIN,SQUARE,LARGE 52x52x4.5 mm.HOLE DIA. 18 MM. TIS.258 | PCS. | 1 | 0
| 1010180301 | WASHER,LOCK,SPRING,SIZE 16 mm.,GENERAL PURPOSE,TIS.259 | PCS. | 1 | 0
| 1010220010 | CONDUCTOR, GROUND, FLAT IRON 30X3.5 MM. GALV. | M. | 8 | 0
| 1010230004 | CLAMP,TRIPLE BOLTS FOR STEEL STRANDED WIRE 50 SQ.MM. | SET | 2 | 0
| 1010230102 | CONNECTOR,FLAT IRON 30 mm.TO CONDUCTOR 16-50 sq.mm. | EACH | 6 | 0
| 1010230103 | CONNECTOR,FLAT IRON TO FLAT IRON 30 mm. | EACH | 6 | 0
| 1080040005 | CONDUIT,PVC,RIGID,DIA. 20x2000 mm.TIS.216 | EACH | 1 | 0
| 1080040006 | CONDUIT,PVC,RIGID,DIA 40x200 MM. TIS.216 | EACH | 1 | 0
| 9090011007 | WELDING POWDER, ST. WIRE 50 SQ.MM. TO GD | EA | 1 | 0
set54581 | GROUNDING TYPE_D-25 I WITH GR-1
| 1010030007 | PLATE,STEEL,FOR GROUND WIRE,ACCORDING TO DWG.NO.SA3-015/44004 | PCS. | 1 | 0
| 1010030008 | PLATE, STEEL, 5x40x110 mm. | PCS. | 1 | 0
| 1010100004 | WIRE,STEEL STRANDED 50/7 sq.mm.TIS.404 | M. | 13 | 0
| 1010110100 | BOLT,MATCHINE M.12X35 MM. | SET | 2 | 0
| 1010110201 | BOLT,MACHINE M.16x170 mm. | SET | 1 | 0
| 1010180100 | WASHER,PLAIN,SQUARE,LARGE 52x52x4.5 mm.HOLE DIA. 18 MM. TIS.258 | PCS. | 1 | 0
| 1010180301 | WASHER,LOCK,SPRING,SIZE 16 mm.,GENERAL PURPOSE,TIS.259 | PCS. | 1 | 0
| 1010220002 | ROD,GROUND,60x60x5 mm. 2 m.LONG | SET | 1 | 0
| 1010230004 | CLAMP,TRIPLE BOLTS FOR STEEL STRANDED WIRE 50 SQ.MM. | SET | 1 | 0
| 1080040005 | CONDUIT,PVC,RIGID,DIA. 20x2000 mm.TIS.216 | EACH | 1 | 0
| 1080040006 | CONDUIT,PVC,RIGID,DIA 40x200 MM. TIS.216 | EACH | 1 | 0
| 9090011007 | WELDING POWDER, ST. WIRE 50 SQ.MM. TO GD | EA | 2 | 0
set54582 | GROUNDING TYPE_D - 25 I WITH GR - 2
| 1010030007 | PLATE,STEEL,FOR GROUND WIRE,ACCORDING TO DWG.NO.SA3-015/44004 | PCS. | 1 | 0
| 1010030008 | PLATE, STEEL, 5x40x110 mm. | PCS. | 1 | 0
| 1010100004 | WIRE,STEEL STRANDED 50/7 sq.mm.TIS.404 | M. | 17 | 0
| 1010110100 | BOLT,MATCHINE M.12X35 MM. | SET | 2 | 0
| 1010110201 | BOLT,MACHINE M.16x170 mm. | SET | 1 | 0
| 1010180100 | WASHER,PLAIN,SQUARE,LARGE 52x52x4.5 mm.HOLE DIA. 18 MM. TIS.258 | PCS. | 1 | 0
| 1010180301 | WASHER,LOCK,SPRING,SIZE 16 mm.,GENERAL PURPOSE,TIS.259 | PCS. | 1 | 0
| 1010220002 | ROD,GROUND,60x60x5 mm. 2 m.LONG | SET | 2 | 0
| 1010230004 | CLAMP,TRIPLE BOLTS FOR STEEL STRANDED WIRE 50 SQ.MM. | SET | 1 | 0
| 1080040005 | CONDUIT,PVC,RIGID,DIA. 20x2000 mm.TIS.216 | EACH | 1 | 0
| 1080040006 | CONDUIT,PVC,RIGID,DIA 40x200 MM. TIS.216 | EACH | 1 | 0
| 9090011007 | WELDING POWDER, ST. WIRE 50 SQ.MM. TO GD | EA | 4 | 0
set54583 | GROUNDING TYPE_D - 25 I WITH GR - 3
| 1010030007 | PLATE,STEEL,FOR GROUND WIRE,ACCORDING TO DWG.NO.SA3-015/44004 | PCS. | 1 | 0
| 1010030008 | PLATE, STEEL, 5x40x110 mm. | PCS. | 1 | 0
| 1010100004 | WIRE,STEEL STRANDED 50/7 sq.mm.TIS.404 | M. | 21 | 0
| 1010110100 | BOLT,MATCHINE M.12X35 MM. | SET | 2 | 0
| 1010110201 | BOLT,MACHINE M.16x170 mm. | SET | 1 | 0
| 1010180100 | WASHER,PLAIN,SQUARE,LARGE 52x52x4.5 mm.HOLE DIA. 18 MM. TIS.258 | PCS. | 1 | 0
| 1010180301 | WASHER,LOCK,SPRING,SIZE 16 mm.,GENERAL PURPOSE,TIS.259 | PCS. | 1 | 0
| 1010220002 | ROD,GROUND,60x60x5 mm. 2 m.LONG | SET | 3 | 0
| 1010230004 | CLAMP,TRIPLE BOLTS FOR STEEL STRANDED WIRE 50 SQ.MM. | SET | 1 | 0
| 1080040005 | CONDUIT,PVC,RIGID,DIA. 20x2000 mm.TIS.216 | EACH | 1 | 0
| 1080040006 | CONDUIT,PVC,RIGID,DIA 40x200 MM. TIS.216 | EACH | 1 | 0
| 9090011007 | WELDING POWDER, ST. WIRE 50 SQ.MM. TO GD | EA | 6 | 0
set54584 | GROUNDING TYPE_D - 25 I WITH GR - 4
| 1010030007 | PLATE,STEEL,FOR GROUND WIRE,ACCORDING TO DWG.NO.SA3-015/44004 | PCS. | 1 | 0
| 1010030008 | PLATE, STEEL, 5x40x110 mm. | PCS. | 1 | 0
| 1010100004 | WIRE,STEEL STRANDED 50/7 sq.mm.TIS.404 | M. | 25 | 0
| 1010110100 | BOLT,MATCHINE M.12X35 MM. | SET | 2 | 0
| 1010110201 | BOLT,MACHINE M.16x170 mm. | SET | 1 | 0
| 1010180100 | WASHER,PLAIN,SQUARE,LARGE 52x52x4.5 mm.HOLE DIA. 18 MM. TIS.258 | PCS. | 1 | 0
| 1010180301 | WASHER,LOCK,SPRING,SIZE 16 mm.,GENERAL PURPOSE,TIS.259 | PCS. | 1 | 0
| 1010220002 | ROD,GROUND,60x60x5 mm. 2 m.LONG | SET | 4 | 0
| 1010230004 | CLAMP,TRIPLE BOLTS FOR STEEL STRANDED WIRE 50 SQ.MM. | SET | 1 | 0
| 1080040005 | CONDUIT,PVC,RIGID,DIA. 20x2000 mm.TIS.216 | EACH | 1 | 0
| 1080040006 | CONDUIT,PVC,RIGID,DIA 40x200 MM. TIS.216 | EACH | 1 | 0
| 9090011007 | WELDING POWDER, ST. WIRE 50 SQ.MM. TO GD | EA | 8 | 0
set54585 | GROUNDING TYPE_D - 25 I WITH GS - 5
| 1010030007 | PLATE,STEEL,FOR GROUND WIRE,ACCORDING TO DWG.NO.SA3-015/44004 | PCS. | 1 | 0
| 1010030008 | PLATE, STEEL, 5x40x110 mm. | PCS. | 1 | 0
| 1010100004 | WIRE,STEEL STRANDED 50/7 sq.mm.TIS.404 | M. | 29 | 0
| 1010110100 | BOLT,MATCHINE M.12X35 MM. | SET | 2 | 0
| 1010110201 | BOLT,MACHINE M.16x170 mm. | SET | 1 | 0
| 1010180100 | WASHER,PLAIN,SQUARE,LARGE 52x52x4.5 mm.HOLE DIA. 18 MM. TIS.258 | PCS. | 1 | 0
| 1010180301 | WASHER,LOCK,SPRING,SIZE 16 mm.,GENERAL PURPOSE,TIS.259 | PCS. | 1 | 0
| 1010220002 | ROD,GROUND,60x60x5 mm. 2 m.LONG | SET | 5 | 0
| 1010230004 | CLAMP,TRIPLE BOLTS FOR STEEL STRANDED WIRE 50 SQ.MM. | SET | 1 | 0
| 1080040005 | CONDUIT,PVC,RIGID,DIA. 20x2000 mm.TIS.216 | EACH | 1 | 0
| 1080040006 | CONDUIT,PVC,RIGID,DIA 40x200 MM. TIS.216 | EACH | 1 | 0
| 9090011007 | WELDING POWDER, ST. WIRE 50 SQ.MM. TO GD | EA | 10 | 0
set54586 | GROUNDING TYPE_D - 25 I WITH GS
| 1010030007 | PLATE,STEEL,FOR GROUND WIRE,ACCORDING TO DWG.NO.SA3-015/44004 | PCS. | 1 | 0
| 1010030008 | PLATE, STEEL, 5x40x110 mm. | PCS. | 1 | 0
| 1010100004 | WIRE,STEEL STRANDED 50/7 sq.mm.TIS.404 | M. | 13 | 0
| 1010110100 | BOLT,MATCHINE M.12X35 MM. | SET | 2 | 0
| 1010110201 | BOLT,MACHINE M.16x170 mm. | SET | 1 | 0
| 1010180100 | WASHER,PLAIN,SQUARE,LARGE 52x52x4.5 mm.HOLE DIA. 18 MM. TIS.258 | PCS. | 1 | 0
| 1010180301 | WASHER,LOCK,SPRING,SIZE 16 mm.,GENERAL PURPOSE,TIS.259 | PCS. | 1 | 0
| 1010220010 | CONDUCTOR, GROUND, FLAT IRON 30X3.5 MM. GALV. | M. | 40 | 0
| 1010230004 | CLAMP,TRIPLE BOLTS FOR STEEL STRANDED WIRE 50 SQ.MM. | SET | 1 | 0
| 1010230102 | CONNECTOR,FLAT IRON 30 mm.TO CONDUCTOR 16-50 sq.mm. | EACH | 3 | 0
| 1010230103 | CONNECTOR,FLAT IRON TO FLAT IRON 30 mm. | EACH | 3 | 0
| 1080040005 | CONDUIT,PVC,RIGID,DIA. 20x2000 mm.TIS.216 | EACH | 1 | 0
| 1080040006 | CONDUIT,PVC,RIGID,DIA 40x200 MM. TIS.216 | EACH | 1 | 0
| 9090011007 | WELDING POWDER, ST. WIRE 50 SQ.MM. TO GD | EA | 1 | 0
set54587 | GROUNDING TYPE_D - 25 J WITH GS - 60
| 1010030007 | PLATE,STEEL,FOR GROUND WIRE,ACCORDING TO DWG.NO.SA3-015/44004 | PCS. | 1 | 0
| 1010030008 | PLATE, STEEL, 5x40x110 mm. | PCS. | 1 | 0
| 1010100004 | WIRE,STEEL STRANDED 50/7 sq.mm.TIS.404 | M. | 13 | 0
| 1010110100 | BOLT,MATCHINE M.12X35 MM. | SET | 2 | 0
| 1010110201 | BOLT,MACHINE M.16x170 mm. | SET | 1 | 0
| 1010180100 | WASHER,PLAIN,SQUARE,LARGE 52x52x4.5 mm.HOLE DIA. 18 MM. TIS.258 | PCS. | 1 | 0
| 1010180301 | WASHER,LOCK,SPRING,SIZE 16 mm.,GENERAL PURPOSE,TIS.259 | PCS. | 1 | 0
| 1010220002 | ROD,GROUND,60x60x5 mm. 2 m.LONG | SET | 1 | 0
| 1010220200 | CHEMICALS FOR EARTH RESISTANCE REDUCTION | KG | 140 | 0
| 1010230004 | CLAMP,TRIPLE BOLTS FOR STEEL STRANDED WIRE 50 SQ.MM. | SET | 1 | 0
| 1080040005 | CONDUIT,PVC,RIGID,DIA. 20x2000 mm.TIS.216 | EACH | 1 | 0
| 1080040006 | CONDUIT,PVC,RIGID,DIA 40x200 MM. TIS.216 | EACH | 1 | 0
| 9090011007 | WELDING POWDER, ST. WIRE 50 SQ.MM. TO GD | EA | 2 | 0
set54588 | GROUNDING TYPE_D - 25 J WITH GS - 80
| 1010030007 | PLATE,STEEL,FOR GROUND WIRE,ACCORDING TO DWG.NO.SA3-015/44004 | PCS. | 2 | 0
| 1010030008 | PLATE, STEEL, 5x40x110 mm. | PCS. | 2 | 0
| 1010100004 | WIRE,STEEL STRANDED 50/7 sq.mm.TIS.404 | M. | 20 | 0
| 1010110100 | BOLT,MATCHINE M.12X35 MM. | SET | 4 | 0
| 1010110202 | BOLT,MACHINE M.16x200 mm. | SET | 2 | 0
| 1010180100 | WASHER,PLAIN,SQUARE,LARGE 52x52x4.5 mm.HOLE DIA. 18 MM. TIS.258 | PCS. | 2 | 0
| 1010180301 | WASHER,LOCK,SPRING,SIZE 16 mm.,GENERAL PURPOSE,TIS.259 | PCS. | 2 | 0
| 1010220010 | CONDUCTOR, GROUND, FLAT IRON 30X3.5 MM. GALV. | M. | 8 | 0
| 1010230004 | CLAMP,TRIPLE BOLTS FOR STEEL STRANDED WIRE 50 SQ.MM. | SET | 4 | 0
| 1010230102 | CONNECTOR,FLAT IRON 30 mm.TO CONDUCTOR 16-50 sq.mm. | EACH | 6 | 0
| 1010230103 | CONNECTOR,FLAT IRON TO FLAT IRON 30 mm. | EACH | 6 | 0
| 1080040005 | CONDUIT,PVC,RIGID,DIA. 20x2000 mm.TIS.216 | EACH | 2 | 0
| 1080040006 | CONDUIT,PVC,RIGID,DIA 40x200 MM. TIS.216 | EACH | 2 | 0
| 9090011007 | WELDING POWDER, ST. WIRE 50 SQ.MM. TO GD | EA | 2 | 0
set54591 | GROUNDING TYPE_D-25J WITH GR-1
| 1010030007 | PLATE,STEEL,FOR GROUND WIRE,ACCORDING TO DWG.NO.SA3-015/44004 | PCS. | 2 | 0
| 1010030008 | PLATE, STEEL, 5x40x110 mm. | PCS. | 2 | 0
| 1010100004 | WIRE,STEEL STRANDED 50/7 sq.mm.TIS.404 | M. | 18 | 0
| 1010110100 | BOLT,MATCHINE M.12X35 MM. | SET | 4 | 0
| 1010110201 | BOLT,MACHINE M.16x170 mm. | SET | 2 | 0
| 1010180100 | WASHER,PLAIN,SQUARE,LARGE 52x52x4.5 mm.HOLE DIA. 18 MM. TIS.258 | PCS. | 2 | 0
| 1010180301 | WASHER,LOCK,SPRING,SIZE 16 mm.,GENERAL PURPOSE,TIS.259 | PCS. | 2 | 0
| 1010220002 | ROD,GROUND,60x60x5 mm. 2 m.LONG | SET | 1 | 0
| 1010230004 | CLAMP,TRIPLE BOLTS FOR STEEL STRANDED WIRE 50 SQ.MM. | SET | 3 | 0
| 1080040005 | CONDUIT,PVC,RIGID,DIA. 20x2000 mm.TIS.216 | EACH | 2 | 0
| 1080040006 | CONDUIT,PVC,RIGID,DIA 40x200 MM. TIS.216 | EACH | 2 | 0
| 9090011007 | WELDING POWDER, ST. WIRE 50 SQ.MM. TO GD | EA | 3 | 0
set54592 | GROUNDING TYPE_D - 25 J WITH GR - 2
| 1010030007 | PLATE,STEEL,FOR GROUND WIRE,ACCORDING TO DWG.NO.SA3-015/44004 | PCS. | 2 | 0
| 1010030008 | PLATE, STEEL, 5x40x110 mm. | PCS. | 2 | 0
| 1010100004 | WIRE,STEEL STRANDED 50/7 sq.mm.TIS.404 | M. | 22 | 0
| 1010110100 | BOLT,MATCHINE M.12X35 MM. | SET | 4 | 0
| 1010110201 | BOLT,MACHINE M.16x170 mm. | SET | 2 | 0
| 1010180100 | WASHER,PLAIN,SQUARE,LARGE 52x52x4.5 mm.HOLE DIA. 18 MM. TIS.258 | PCS. | 2 | 0
| 1010180301 | WASHER,LOCK,SPRING,SIZE 16 mm.,GENERAL PURPOSE,TIS.259 | PCS. | 2 | 0
| 1010220002 | ROD,GROUND,60x60x5 mm. 2 m.LONG | SET | 2 | 0
| 1010230004 | CLAMP,TRIPLE BOLTS FOR STEEL STRANDED WIRE 50 SQ.MM. | SET | 3 | 0
| 1080040005 | CONDUIT,PVC,RIGID,DIA. 20x2000 mm.TIS.216 | EACH | 2 | 0
| 1080040006 | CONDUIT,PVC,RIGID,DIA 40x200 MM. TIS.216 | EACH | 2 | 0
| 9090011007 | WELDING POWDER, ST. WIRE 50 SQ.MM. TO GD | EA | 5 | 0
set54593 | GROUNDING TYPE_D - 25 J WITH GR - 3
| 1010030007 | PLATE,STEEL,FOR GROUND WIRE,ACCORDING TO DWG.NO.SA3-015/44004 | PCS. | 2 | 0
| 1010030008 | PLATE, STEEL, 5x40x110 mm. | PCS. | 2 | 0
| 1010100004 | WIRE,STEEL STRANDED 50/7 sq.mm.TIS.404 | M. | 26 | 0
| 1010110100 | BOLT,MATCHINE M.12X35 MM. | SET | 4 | 0
| 1010110201 | BOLT,MACHINE M.16x170 mm. | SET | 2 | 0
| 1010180100 | WASHER,PLAIN,SQUARE,LARGE 52x52x4.5 mm.HOLE DIA. 18 MM. TIS.258 | PCS. | 2 | 0
| 1010180301 | WASHER,LOCK,SPRING,SIZE 16 mm.,GENERAL PURPOSE,TIS.259 | PCS. | 2 | 0
| 1010220002 | ROD,GROUND,60x60x5 mm. 2 m.LONG | SET | 3 | 0
| 1010230004 | CLAMP,TRIPLE BOLTS FOR STEEL STRANDED WIRE 50 SQ.MM. | SET | 3 | 0
| 1080040005 | CONDUIT,PVC,RIGID,DIA. 20x2000 mm.TIS.216 | EACH | 2 | 0
| 1080040006 | CONDUIT,PVC,RIGID,DIA 40x200 MM. TIS.216 | EACH | 2 | 0
| 9090011007 | WELDING POWDER, ST. WIRE 50 SQ.MM. TO GD | EA | 7 | 0
set54594 | GROUNDING TYPE_D - 25 J WITH GR - 4
| 1010030007 | PLATE,STEEL,FOR GROUND WIRE,ACCORDING TO DWG.NO.SA3-015/44004 | PCS. | 2 | 0
| 1010030008 | PLATE, STEEL, 5x40x110 mm. | PCS. | 2 | 0
| 1010100004 | WIRE,STEEL STRANDED 50/7 sq.mm.TIS.404 | M. | 30 | 0
| 1010110100 | BOLT,MATCHINE M.12X35 MM. | SET | 4 | 0
| 1010110201 | BOLT,MACHINE M.16x170 mm. | SET | 2 | 0
| 1010180100 | WASHER,PLAIN,SQUARE,LARGE 52x52x4.5 mm.HOLE DIA. 18 MM. TIS.258 | PCS. | 2 | 0
| 1010180301 | WASHER,LOCK,SPRING,SIZE 16 mm.,GENERAL PURPOSE,TIS.259 | PCS. | 2 | 0
| 1010220002 | ROD,GROUND,60x60x5 mm. 2 m.LONG | SET | 4 | 0
| 1010230004 | CLAMP,TRIPLE BOLTS FOR STEEL STRANDED WIRE 50 SQ.MM. | SET | 3 | 0
| 1080040005 | CONDUIT,PVC,RIGID,DIA. 20x2000 mm.TIS.216 | EACH | 2 | 0
| 1080040006 | CONDUIT,PVC,RIGID,DIA 40x200 MM. TIS.216 | EACH | 2 | 0
set54595 | GROUNDING TYPE_D - 25 J WITH GR - 5
| 1010030007 | PLATE,STEEL,FOR GROUND WIRE,ACCORDING TO DWG.NO.SA3-015/44004 | PCS. | 2 | 0
| 1010030008 | PLATE, STEEL, 5x40x110 mm. | PCS. | 2 | 0
| 1010100004 | WIRE,STEEL STRANDED 50/7 sq.mm.TIS.404 | M. | 34 | 0
| 1010110100 | BOLT,MATCHINE M.12X35 MM. | SET | 4 | 0
| 1010110201 | BOLT,MACHINE M.16x170 mm. | SET | 2 | 0
| 1010180100 | WASHER,PLAIN,SQUARE,LARGE 52x52x4.5 mm.HOLE DIA. 18 MM. TIS.258 | PCS. | 2 | 0
| 1010180301 | WASHER,LOCK,SPRING,SIZE 16 mm.,GENERAL PURPOSE,TIS.259 | PCS. | 2 | 0
| 1010220002 | ROD,GROUND,60x60x5 mm. 2 m.LONG | SET | 5 | 0
| 1010230004 | CLAMP,TRIPLE BOLTS FOR STEEL STRANDED WIRE 50 SQ.MM. | SET | 3 | 0
| 1080040005 | CONDUIT,PVC,RIGID,DIA. 20x2000 mm.TIS.216 | EACH | 2 | 0
| 1080040006 | CONDUIT,PVC,RIGID,DIA 40x200 MM. TIS.216 | EACH | 2 | 0
| 9090011007 | WELDING POWDER, ST. WIRE 50 SQ.MM. TO GD | EA | 11 | 0
set54596 | GROUNDING TYPE_D - 25 J WITH GR
| 1010030007 | PLATE,STEEL,FOR GROUND WIRE,ACCORDING TO DWG.NO.SA3-015/44004 | PCS. | 2 | 0
| 1010030008 | PLATE, STEEL, 5x40x110 mm. | PCS. | 2 | 0
| 1010100004 | WIRE,STEEL STRANDED 50/7 sq.mm.TIS.404 | M. | 18 | 0
| 1010110100 | BOLT,MATCHINE M.12X35 MM. | SET | 4 | 0
| 1010110201 | BOLT,MACHINE M.16x170 mm. | SET | 2 | 0
| 1010180100 | WASHER,PLAIN,SQUARE,LARGE 52x52x4.5 mm.HOLE DIA. 18 MM. TIS.258 | PCS. | 2 | 0
| 1010180301 | WASHER,LOCK,SPRING,SIZE 16 mm.,GENERAL PURPOSE,TIS.259 | PCS. | 2 | 0
| 1010220010 | CONDUCTOR, GROUND, FLAT IRON 30X3.5 MM. GALV. | M. | 40 | 0
| 1010230004 | CLAMP,TRIPLE BOLTS FOR STEEL STRANDED WIRE 50 SQ.MM. | SET | 3 | 0
| 1010230102 | CONNECTOR,FLAT IRON 30 mm.TO CONDUCTOR 16-50 sq.mm. | EACH | 3 | 0
| 1010230103 | CONNECTOR,FLAT IRON TO FLAT IRON 30 mm. | EACH | 3 | 0
| 1080040005 | CONDUIT,PVC,RIGID,DIA. 20x2000 mm.TIS.216 | EACH | 2 | 0
| 1080040006 | CONDUIT,PVC,RIGID,DIA 40x200 MM. TIS.216 | EACH | 2 | 0
| 9090011007 | WELDING POWDER, ST. WIRE 50 SQ.MM. TO GD | EA | 2 | 0
set54597 | GROUNDING TYPE_D - 25 K WITH GS - 60
| 1010030007 | PLATE,STEEL,FOR GROUND WIRE,ACCORDING TO DWG.NO.SA3-015/44004 | PCS. | 2 | 0
| 1010030008 | PLATE, STEEL, 5x40x110 mm. | PCS. | 2 | 0
| 1010100004 | WIRE,STEEL STRANDED 50/7 sq.mm.TIS.404 | M. | 18 | 0
| 1010110100 | BOLT,MATCHINE M.12X35 MM. | SET | 4 | 0
| 1010110201 | BOLT,MACHINE M.16x170 mm. | SET | 2 | 0
| 1010180100 | WASHER,PLAIN,SQUARE,LARGE 52x52x4.5 mm.HOLE DIA. 18 MM. TIS.258 | PCS. | 2 | 0
| 1010180301 | WASHER,LOCK,SPRING,SIZE 16 mm.,GENERAL PURPOSE,TIS.259 | PCS. | 2 | 0
| 1010220002 | ROD,GROUND,60x60x5 mm. 2 m.LONG | SET | 1 | 0
| 1010220200 | CHEMICALS FOR EARTH RESISTANCE REDUCTION | KG | 140 | 0
| 1010230004 | CLAMP,TRIPLE BOLTS FOR STEEL STRANDED WIRE 50 SQ.MM. | SET | 3 | 0
| 1080040005 | CONDUIT,PVC,RIGID,DIA. 20x2000 mm.TIS.216 | EACH | 2 | 0
| 1080040006 | CONDUIT,PVC,RIGID,DIA 40x200 MM. TIS.216 | EACH | 2 | 0
| 9090011007 | WELDING POWDER, ST. WIRE 50 SQ.MM. TO GD | EA | 3 | 0
set54598 | GROUNDING TYPE_D - 25 K WITH GS - 80
| 1010030007 | PLATE,STEEL,FOR GROUND WIRE,ACCORDING TO DWG.NO.SA3-015/44004 | PCS. | 2 | 0
| 1010030008 | PLATE, STEEL, 5x40x110 mm. | PCS. | 2 | 0
| 1010100004 | WIRE,STEEL STRANDED 50/7 sq.mm.TIS.404 | M. | 32 | 0
| 1010110100 | BOLT,MATCHINE M.12X35 MM. | SET | 4 | 0
| 1010110202 | BOLT,MACHINE M.16x200 mm. | SET | 2 | 0
| 1010180100 | WASHER,PLAIN,SQUARE,LARGE 52x52x4.5 mm.HOLE DIA. 18 MM. TIS.258 | PCS. | 2 | 0
| 1010180301 | WASHER,LOCK,SPRING,SIZE 16 mm.,GENERAL PURPOSE,TIS.259 | PCS. | 2 | 0
| 1010220010 | CONDUCTOR, GROUND, FLAT IRON 30X3.5 MM. GALV. | M. | 8 | 0
| 1010230004 | CLAMP,TRIPLE BOLTS FOR STEEL STRANDED WIRE 50 SQ.MM. | SET | 3 | 0
| 1010230102 | CONNECTOR,FLAT IRON 30 mm.TO CONDUCTOR 16-50 sq.mm. | EACH | 6 | 0
| 1010230103 | CONNECTOR,FLAT IRON TO FLAT IRON 30 mm. | EACH | 6 | 0
| 1080040005 | CONDUIT,PVC,RIGID,DIA. 20x2000 mm.TIS.216 | EACH | 2 | 0
| 1080040006 | CONDUIT,PVC,RIGID,DIA 40x200 MM. TIS.216 | EACH | 2 | 0
| 9090011007 | WELDING POWDER, ST. WIRE 50 SQ.MM. TO GD | EA | 2 | 0
set54601 | GROUNDING TYPE_D25K WITH GR-1
| 1010030007 | PLATE,STEEL,FOR GROUND WIRE,ACCORDING TO DWG.NO.SA3-015/44004 | PCS. | 2 | 0
| 1010030008 | PLATE, STEEL, 5x40x110 mm. | PCS. | 2 | 0
| 1010100004 | WIRE,STEEL STRANDED 50/7 sq.mm.TIS.404 | M. | 24 | 0
| 1010110100 | BOLT,MATCHINE M.12X35 MM. | SET | 4 | 0
| 1010110201 | BOLT,MACHINE M.16x170 mm. | SET | 2 | 0
| 1010180100 | WASHER,PLAIN,SQUARE,LARGE 52x52x4.5 mm.HOLE DIA. 18 MM. TIS.258 | PCS. | 2 | 0
| 1010180301 | WASHER,LOCK,SPRING,SIZE 16 mm.,GENERAL PURPOSE,TIS.259 | PCS. | 2 | 0
| 1010220002 | ROD,GROUND,60x60x5 mm. 2 m.LONG | SET | 1 | 0
| 1010230004 | CLAMP,TRIPLE BOLTS FOR STEEL STRANDED WIRE 50 SQ.MM. | SET | 3 | 0
| 1080040005 | CONDUIT,PVC,RIGID,DIA. 20x2000 mm.TIS.216 | EACH | 2 | 0
| 1080040006 | CONDUIT,PVC,RIGID,DIA 40x200 MM. TIS.216 | EACH | 2 | 0
| 9090011007 | WELDING POWDER, ST. WIRE 50 SQ.MM. TO GD | EA | 3 | 0
set54602 | GROUNDING TYPE_D-25K WITH GR-2
| 1010030007 | PLATE,STEEL,FOR GROUND WIRE,ACCORDING TO DWG.NO.SA3-015/44004 | PCS. | 2 | 0
| 1010030008 | PLATE, STEEL, 5x40x110 mm. | PCS. | 2 | 0
| 1010100004 | WIRE,STEEL STRANDED 50/7 sq.mm.TIS.404 | M. | 28 | 0
| 1010110100 | BOLT,MATCHINE M.12X35 MM. | SET | 4 | 0
| 1010110201 | BOLT,MACHINE M.16x170 mm. | SET | 2 | 0
| 1010180100 | WASHER,PLAIN,SQUARE,LARGE 52x52x4.5 mm.HOLE DIA. 18 MM. TIS.258 | PCS. | 2 | 0
| 1010180301 | WASHER,LOCK,SPRING,SIZE 16 mm.,GENERAL PURPOSE,TIS.259 | PCS. | 2 | 0
| 1010220002 | ROD,GROUND,60x60x5 mm. 2 m.LONG | SET | 2 | 0
| 1010230004 | CLAMP,TRIPLE BOLTS FOR STEEL STRANDED WIRE 50 SQ.MM. | SET | 3 | 0
| 1080040005 | CONDUIT,PVC,RIGID,DIA. 20x2000 mm.TIS.216 | EACH | 2 | 0
| 1080040006 | CONDUIT,PVC,RIGID,DIA 40x200 MM. TIS.216 | EACH | 2 | 0
| 9090011007 | WELDING POWDER, ST. WIRE 50 SQ.MM. TO GD | EA | 5 | 0
set54603 | GROUNDING TYPE_D-25K WITH GR-3
| 1010030007 | PLATE,STEEL,FOR GROUND WIRE,ACCORDING TO DWG.NO.SA3-015/44004 | PCS. | 2 | 0
| 1010030008 | PLATE, STEEL, 5x40x110 mm. | PCS. | 2 | 0
| 1010100004 | WIRE,STEEL STRANDED 50/7 sq.mm.TIS.404 | M. | 32 | 0
| 1010110100 | BOLT,MATCHINE M.12X35 MM. | SET | 4 | 0
| 1010110201 | BOLT,MACHINE M.16x170 mm. | SET | 2 | 0
| 1010180100 | WASHER,PLAIN,SQUARE,LARGE 52x52x4.5 mm.HOLE DIA. 18 MM. TIS.258 | PCS. | 2 | 0
| 1010180301 | WASHER,LOCK,SPRING,SIZE 16 mm.,GENERAL PURPOSE,TIS.259 | PCS. | 2 | 0
| 1010220002 | ROD,GROUND,60x60x5 mm. 2 m.LONG | SET | 3 | 0
| 1010230004 | CLAMP,TRIPLE BOLTS FOR STEEL STRANDED WIRE 50 SQ.MM. | SET | 3 | 0
| 1080040005 | CONDUIT,PVC,RIGID,DIA. 20x2000 mm.TIS.216 | EACH | 2 | 0
| 1080040006 | CONDUIT,PVC,RIGID,DIA 40x200 MM. TIS.216 | EACH | 2 | 0
| 9090011007 | WELDING POWDER, ST. WIRE 50 SQ.MM. TO GD | EA | 7 | 0
set54604 | GROUNDING TYPE_D-25K WITH GR-4
| 1010030007 | PLATE,STEEL,FOR GROUND WIRE,ACCORDING TO DWG.NO.SA3-015/44004 | PCS. | 2 | 0
| 1010030008 | PLATE, STEEL, 5x40x110 mm. | PCS. | 2 | 0
| 1010100004 | WIRE,STEEL STRANDED 50/7 sq.mm.TIS.404 | M. | 36 | 0
| 1010110100 | BOLT,MATCHINE M.12X35 MM. | SET | 4 | 0
| 1010110201 | BOLT,MACHINE M.16x170 mm. | SET | 2 | 0
| 1010180100 | WASHER,PLAIN,SQUARE,LARGE 52x52x4.5 mm.HOLE DIA. 18 MM. TIS.258 | PCS. | 2 | 0
| 1010180301 | WASHER,LOCK,SPRING,SIZE 16 mm.,GENERAL PURPOSE,TIS.259 | PCS. | 2 | 0
| 1010220002 | ROD,GROUND,60x60x5 mm. 2 m.LONG | SET | 4 | 0
| 1010230004 | CLAMP,TRIPLE BOLTS FOR STEEL STRANDED WIRE 50 SQ.MM. | SET | 3 | 0
| 1080040005 | CONDUIT,PVC,RIGID,DIA. 20x2000 mm.TIS.216 | EACH | 2 | 0
| 1080040006 | CONDUIT,PVC,RIGID,DIA 40x200 MM. TIS.216 | EACH | 2 | 0
| 9090011007 | WELDING POWDER, ST. WIRE 50 SQ.MM. TO GD | EA | 9 | 0
set54605 | GROUNDING TYPE_D-25K WITH GR-5
| 1010030007 | PLATE,STEEL,FOR GROUND WIRE,ACCORDING TO DWG.NO.SA3-015/44004 | PCS. | 2 | 0
| 1010030008 | PLATE, STEEL, 5x40x110 mm. | PCS. | 2 | 0
| 1010100004 | WIRE,STEEL STRANDED 50/7 sq.mm.TIS.404 | M. | 40 | 0
| 1010110100 | BOLT,MATCHINE M.12X35 MM. | SET | 4 | 0
| 1010110201 | BOLT,MACHINE M.16x170 mm. | SET | 2 | 0
| 1010180100 | WASHER,PLAIN,SQUARE,LARGE 52x52x4.5 mm.HOLE DIA. 18 MM. TIS.258 | PCS. | 2 | 0
| 1010180301 | WASHER,LOCK,SPRING,SIZE 16 mm.,GENERAL PURPOSE,TIS.259 | PCS. | 2 | 0
| 1010220002 | ROD,GROUND,60x60x5 mm. 2 m.LONG | SET | 5 | 0
| 1010230004 | CLAMP,TRIPLE BOLTS FOR STEEL STRANDED WIRE 50 SQ.MM. | SET | 3 | 0
| 1080040005 | CONDUIT,PVC,RIGID,DIA. 20x2000 mm.TIS.216 | EACH | 2 | 0
| 1080040006 | CONDUIT,PVC,RIGID,DIA 40x200 MM. TIS.216 | EACH | 2 | 0
| 9090011007 | WELDING POWDER, ST. WIRE 50 SQ.MM. TO GD | EA | 11 | 0
set54606 | GROUNDING TYPE_D-25K WITH GS
| 1010030007 | PLATE,STEEL,FOR GROUND WIRE,ACCORDING TO DWG.NO.SA3-015/44004 | PCS. | 2 | 0
| 1010030008 | PLATE, STEEL, 5x40x110 mm. | PCS. | 2 | 0
| 1010100004 | WIRE,STEEL STRANDED 50/7 sq.mm.TIS.404 | M. | 24 | 0
| 1010110100 | BOLT,MATCHINE M.12X35 MM. | SET | 4 | 0
| 1010110201 | BOLT,MACHINE M.16x170 mm. | SET | 2 | 0
| 1010180100 | WASHER,PLAIN,SQUARE,LARGE 52x52x4.5 mm.HOLE DIA. 18 MM. TIS.258 | PCS. | 2 | 0
| 1010180301 | WASHER,LOCK,SPRING,SIZE 16 mm.,GENERAL PURPOSE,TIS.259 | PCS. | 2 | 0
| 1010220010 | CONDUCTOR, GROUND, FLAT IRON 30X3.5 MM. GALV. | M. | 40 | 0
| 1010230004 | CLAMP,TRIPLE BOLTS FOR STEEL STRANDED WIRE 50 SQ.MM. | SET | 3 | 0
| 1010230102 | CONNECTOR,FLAT IRON 30 mm.TO CONDUCTOR 16-50 sq.mm. | EACH | 3 | 0
| 1010230103 | CONNECTOR,FLAT IRON TO FLAT IRON 30 mm. | EACH | 3 | 0
| 1080040005 | CONDUIT,PVC,RIGID,DIA. 20x2000 mm.TIS.216 | EACH | 2 | 0
| 1080040006 | CONDUIT,PVC,RIGID,DIA 40x200 MM. TIS.216 | EACH | 2 | 0
| 9090011007 | WELDING POWDER, ST. WIRE 50 SQ.MM. TO GD | EA | 2 | 0
set54607 | GROUNDING TYPE_D-25 WITH GC
| 1010030007 | PLATE,STEEL,FOR GROUND WIRE,ACCORDING TO DWG.NO.SA3-015/44004 | PCS. | 2 | 0
| 1010030008 | PLATE, STEEL, 5x40x110 mm. | PCS. | 2 | 0
| 1010100004 | WIRE,STEEL STRANDED 50/7 sq.mm.TIS.404 | M. | 24 | 0
| 1010110100 | BOLT,MATCHINE M.12X35 MM. | SET | 4 | 0
| 1010110201 | BOLT,MACHINE M.16x170 mm. | SET | 2 | 0
| 1010180100 | WASHER,PLAIN,SQUARE,LARGE 52x52x4.5 mm.HOLE DIA. 18 MM. TIS.258 | PCS. | 2 | 0
| 1010180301 | WASHER,LOCK,SPRING,SIZE 16 mm.,GENERAL PURPOSE,TIS.259 | PCS. | 2 | 0
| 1010220002 | ROD,GROUND,60x60x5 mm. 2 m.LONG | SET | 1 | 0
| 1010220200 | CHEMICALS FOR EARTH RESISTANCE REDUCTION | KG | 140 | 0
| 1010230004 | CLAMP,TRIPLE BOLTS FOR STEEL STRANDED WIRE 50 SQ.MM. | SET | 3 | 0
| 1080040005 | CONDUIT,PVC,RIGID,DIA. 20x2000 mm.TIS.216 | EACH | 2 | 0
| 1080040006 | CONDUIT,PVC,RIGID,DIA 40x200 MM. TIS.216 | EACH | 2 | 0
| 9090011007 | WELDING POWDER, ST. WIRE 50 SQ.MM. TO GD | EA | 3 | 0
set54608 | Grounding For 115 kV Riser Pole Structure NO. 7911 For SS
| 1010030007 | PLATE,STEEL,FOR GROUND WIRE,ACCORDING TO DWG.NO.SA3-015/44004 | PCS. | 2 | 0
| 1010030008 | PLATE, STEEL, 5x40x110 mm. | PCS. | 4 | 0
| 1010110100 | BOLT,MATCHINE M.12X35 MM. | SET | 8 | 0
| 1010110202 | BOLT,MACHINE M.16x200 mm. | SET | 2 | 0
| 1010180100 | WASHER,PLAIN,SQUARE,LARGE 52x52x4.5 mm.HOLE DIA. 18 MM. TIS.258 | PCS. | 4 | 0
| 1010180301 | WASHER,LOCK,SPRING,SIZE 16 mm.,GENERAL PURPOSE,TIS.259 | PCS. | 2 | 0
| 1010220007 | ROD,GROUND,COPPER COVERED STEEL,16 MM.DIA., 3 M. LONG | SET | 6 | 0
| 1010220127 | GROUND CLAMP FOR CABLE 95-120 SQ.MM. | EA | 8 | 0
| 1010230009 | CLAMP,GROUND,CU 95 SQ.MM. | EA | 2 | 0
| 1020000007 | COND.,CU,BARE 95 SQ.MM.TIS 64 | M | 74 | 0
| 1020080612 | CABLE,POWER,PVC-INSULATED 750 V. 1X95 SQ.MM.TIS.11-2531 TABLE 4 | M. | 70 | 0
| 1020180001 | TAPE,ELECTRICAL,PVC.PLASTIC,OUTDOOR TYPE,ROLL SIZE 0.18X19X10,000 MM. TIS.386 | ROLL | 3 | 0
| 1020300005 | CONN.,PG,DOUBLE BOLT,CU 50-95 SQ.MM. | EA | 12 | 0
| 1080040006 | CONDUIT,PVC,RIGID,DIA 40x200 MM. TIS.216 | EACH | 2 | 0
| 1080040007 | CONDUIT,PVC,RIGID,25x4000 mm TIS.216 | EA | 4 | 0
set54609 | Grounding For 115 kV Riser Pole Structure NO. 7911 For SD
| 1010030007 | PLATE,STEEL,FOR GROUND WIRE,ACCORDING TO DWG.NO.SA3-015/44004 | PCS. | 2 | 0
| 1010030008 | PLATE, STEEL, 5x40x110 mm. | PCS. | 4 | 0
| 1010110100 | BOLT,MATCHINE M.12X35 MM. | SET | 8 | 0
| 1010110202 | BOLT,MACHINE M.16x200 mm. | SET | 2 | 0
| 1010180100 | WASHER,PLAIN,SQUARE,LARGE 52x52x4.5 mm.HOLE DIA. 18 MM. TIS.258 | PCS. | 4 | 0
| 1010180301 | WASHER,LOCK,SPRING,SIZE 16 mm.,GENERAL PURPOSE,TIS.259 | PCS. | 2 | 0
| 1010220007 | ROD,GROUND,COPPER COVERED STEEL,16 MM.DIA., 3 M. LONG | SET | 6 | 0
| 1010220127 | GROUND CLAMP FOR CABLE 95-120 SQ.MM. | EA | 14 | 0
| 1010230009 | CLAMP,GROUND,CU 95 SQ.MM. | EA | 2 | 0
| 1020000007 | COND.,CU,BARE 95 SQ.MM.TIS 64 | M | 74 | 0
| 1020080612 | CABLE,POWER,PVC-INSULATED 750 V. 1X95 SQ.MM.TIS.11-2531 TABLE 4 | M. | 70 | 0
| 1020180001 | TAPE,ELECTRICAL,PVC.PLASTIC,OUTDOOR TYPE,ROLL SIZE 0.18X19X10,000 MM. TIS.386 | ROLL | 4 | 0
| 1020300005 | CONN.,PG,DOUBLE BOLT,CU 50-95 SQ.MM. | EA | 18 | 0
| 1080040006 | CONDUIT,PVC,RIGID,DIA 40x200 MM. TIS.216 | EACH | 2 | 0
| 1080040007 | CONDUIT,PVC,RIGID,25x4000 mm TIS.216 | EA | 4 | 0
set54610 | Grounding Stealing Prevention For 115 kV Riser Pole Structure NO.7910
| 1010000100 | STEEL CHANNEL, 100x50x5 mm. 2,250 MM.LONG | PCS | 1 | 0
| 1010000400 | STEEL CHANNEL,200X80X7.5 MM.1,000 MM.LONG | PCS. | 1 | 0
| 1010020001 | ST. CHANNEL, 100X50X5 MM. 4 M.LONG | EA | 1 | 0
| 1010110201 | BOLT,MACHINE M.16x170 mm. | SET | 2 | 0
| 1010110204 | BOLT,MACHINE M.16x300 mm. | SET | 4 | 0
| 1010110208 | BOLT,MACHINE M.16x500 mm. | SET | 2 | 0
| 1010180100 | WASHER,PLAIN,SQUARE,LARGE 52x52x4.5 mm.HOLE DIA. 18 MM. TIS.258 | PCS. | 16 | 0
| 1010180301 | WASHER,LOCK,SPRING,SIZE 16 mm.,GENERAL PURPOSE,TIS.259 | PCS. | 2 | 0
set54611 | อุปกรณ์ต่อลงดินเสาเหล็กชนิด 8 เหลี่ยมด้วย GR-1
| 1010030008 | PLATE, STEEL, 5x40x110 mm. | PCS. | 1 | 0
| 1010100004 | WIRE,STEEL STRANDED 50/7 sq.mm.TIS.404 | M. | 3 | 0
| 1010110100 | BOLT,MATCHINE M.12X35 MM. | SET | 2 | 0
| 1010220002 | ROD,GROUND,60x60x5 mm. 2 m.LONG | SET | 1 | 0
| 1080040005 | CONDUIT,PVC,RIGID,DIA. 20x2000 mm.TIS.216 | EACH | 1 | 0
| 9090011007 | WELDING POWDER, ST. WIRE 50 SQ.MM. TO GD | EA | 2 | 0
set54612 | อุปกรณ์ต่อลงดินเสาเหล็กชนิด 8 เหลี่ยมด้วย GR-2
| 1010030008 | PLATE, STEEL, 5x40x110 mm. | PCS. | 1 | 0
| 1010100004 | WIRE,STEEL STRANDED 50/7 sq.mm.TIS.404 | M. | 5.5 | 0
| 1010110100 | BOLT,MATCHINE M.12X35 MM. | SET | 2 | 0
| 1010220002 | ROD,GROUND,60x60x5 mm. 2 m.LONG | SET | 2 | 0
| 1080040005 | CONDUIT,PVC,RIGID,DIA. 20x2000 mm.TIS.216 | EACH | 1 | 0
| 9090011007 | WELDING POWDER, ST. WIRE 50 SQ.MM. TO GD | EA | 4 | 0
set54613 | อุปกรณ์ต่อลงดินเสาเหล็กชนิด 8 เหลี่ยมด้วย GR-3
| 1010030008 | PLATE, STEEL, 5x40x110 mm. | PCS. | 1 | 0
| 1010100004 | WIRE,STEEL STRANDED 50/7 sq.mm.TIS.404 | M. | 8 | 0
| 1010110100 | BOLT,MATCHINE M.12X35 MM. | SET | 2 | 0
| 1010220002 | ROD,GROUND,60x60x5 mm. 2 m.LONG | SET | 3 | 0
| 1080040005 | CONDUIT,PVC,RIGID,DIA. 20x2000 mm.TIS.216 | EACH | 1 | 0
| 9090011007 | WELDING POWDER, ST. WIRE 50 SQ.MM. TO GD | EA | 6 | 0
set54614 | อุปกรณ์ต่อลงดินเสาเหล็กชนิด 8 เหลี่ยมด้วย GR-4
| 1010030008 | PLATE, STEEL, 5x40x110 mm. | PCS. | 1 | 0
| 1010100004 | WIRE,STEEL STRANDED 50/7 sq.mm.TIS.404 | M. | 10.5 | 0
| 1010110100 | BOLT,MATCHINE M.12X35 MM. | SET | 2 | 0
| 1010220002 | ROD,GROUND,60x60x5 mm. 2 m.LONG | SET | 4 | 0
| 1080040005 | CONDUIT,PVC,RIGID,DIA. 20x2000 mm.TIS.216 | EACH | 1 | 0
| 9090011007 | WELDING POWDER, ST. WIRE 50 SQ.MM. TO GD | EA | 8 | 0
set54615 | อุปกรณ์ต่อลงดินเสาเหล็กชนิด 8 เหลี่ยมด้วย GR-5
| 1010030008 | PLATE, STEEL, 5x40x110 mm. | PCS. | 1 | 0
| 1010100004 | WIRE,STEEL STRANDED 50/7 sq.mm.TIS.404 | M. | 13 | 0
| 1010110100 | BOLT,MATCHINE M.12X35 MM. | SET | 2 | 0
| 1010220002 | ROD,GROUND,60x60x5 mm. 2 m.LONG | SET | 5 | 0
| 1080040005 | CONDUIT,PVC,RIGID,DIA. 20x2000 mm.TIS.216 | EACH | 1 | 0
| 9090011007 | WELDING POWDER, ST. WIRE 50 SQ.MM. TO GD | EA | 10 | 0
set54616 | อุปกรณ์ต่อลงดินเสาเหล็กชนิด 8 เหลี่ยมด้วย GS
| 1010030008 | PLATE, STEEL, 5x40x110 mm. | PCS. | 1 | 0
| 1010100004 | WIRE,STEEL STRANDED 50/7 sq.mm.TIS.404 | M. | 3 | 0
| 1010110100 | BOLT,MATCHINE M.12X35 MM. | SET | 2 | 0
| 1010220010 | CONDUCTOR, GROUND, FLAT IRON 30X3.5 MM. GALV. | M. | 40 | 0
| 1010230102 | CONNECTOR,FLAT IRON 30 mm.TO CONDUCTOR 16-50 sq.mm. | EACH | 3 | 0
| 1010230103 | CONNECTOR,FLAT IRON TO FLAT IRON 30 mm. | EACH | 3 | 0
| 1080040005 | CONDUIT,PVC,RIGID,DIA. 20x2000 mm.TIS.216 | EACH | 1 | 0
| 9090011007 | WELDING POWDER, ST. WIRE 50 SQ.MM. TO GD | EA | 1 | 0
set54617 | อุปกรณ์ต่อลงดินเสาเหล็กชนิด 8 เหลี่ยมด้วย GC
| 1010030008 | PLATE, STEEL, 5x40x110 mm. | PCS. | 1 | 0
| 1010100004 | WIRE,STEEL STRANDED 50/7 sq.mm.TIS.404 | M. | 3 | 0
| 1010110100 | BOLT,MATCHINE M.12X35 MM. | SET | 2 | 0
| 1010220002 | ROD,GROUND,60x60x5 mm. 2 m.LONG | SET | 1 | 0
| 1010220200 | CHEMICALS FOR EARTH RESISTANCE REDUCTION | KG | 140 | 0
| 1080040005 | CONDUIT,PVC,RIGID,DIA. 20x2000 mm.TIS.216 | EACH | 1 | 0
| 9090011007 | WELDING POWDER, ST. WIRE 50 SQ.MM. TO GD | EA | 2 | 0
set60001 | COMMUNICATION CROSSARM,COVER INSULATED INST, 1 m LONG ON 8.00 AND 9.00 m POLE (DWG NO. SA2-015/56001
| 1000120100 | CROSSARM COM ST.100x50x5MM. 1M.LONG.ACC. | PAC | 1 | 1
| 1010030009 | ST. PLATE, CLEVIS FOR TELECOM. CABLE | EA | 3 | 3
| 1010110202 | BOLT,MACHINE M.16x200 mm. | SET | 2 | 0
| 1010110404 | BOLT,MACHINE,HEXAGON, M.16X50 MM. | SET | 2 | 0
| 1010120006 | BOLT, DOUBLE ARMING, M 16x250 MM. | EA | 3 | 0
| 1010180100 | WASHER,PLAIN,SQUARE,LARGE 52x52x4.5 mm.HOLE DIA. 18 MM. TIS.258 | PCS. | 6 | 0
| 1010180301 | WASHER,LOCK,SPRING,SIZE 16 mm.,GENERAL PURPOSE,TIS.259 | PCS. | 8 | 0
| 1010180400 | WASHER,ROUND,FLAT,SIZE 16 MM. | EA | 11 | 0
set60002 | COMMUNICATION CROSSARM,COVER INSULATED INST, 1 m LONG ON 12.00 AND 14.00 m POLE (DWG NO. SA2-015/56001)
| 1000120100 | CROSSARM COM ST.100x50x5MM. 1M.LONG.ACC. | PAC | 1 | 1
| 1010030009 | ST. PLATE, CLEVIS FOR TELECOM. CABLE | EA | 3 | 3
| 1010110204 | BOLT,MACHINE M.16x300 mm. | SET | 2 | 0
| 1010110404 | BOLT,MACHINE,HEXAGON, M.16X50 MM. | SET | 2 | 0
| 1010120006 | BOLT, DOUBLE ARMING, M 16x250 MM. | EA | 3 | 0
| 1010180100 | WASHER,PLAIN,SQUARE,LARGE 52x52x4.5 mm.HOLE DIA. 18 MM. TIS.258 | PCS. | 6 | 0
| 1010180301 | WASHER,LOCK,SPRING,SIZE 16 mm.,GENERAL PURPOSE,TIS.259 | PCS. | 8 | 0
| 1010180400 | WASHER,ROUND,FLAT,SIZE 16 MM. | EA | 11 | 0
set60003 | COMMUNICATION CROSSARM,COVER INSULATED INST, 1 m LONG ON 12.20 AND 14.30 m POLE (DWG NO. SA2-015/56001)
| 1000120100 | CROSSARM COM ST.100x50x5MM. 1M.LONG.ACC. | PAC | 1 | 1
| 1010030009 | ST. PLATE, CLEVIS FOR TELECOM. CABLE | EA | 3 | 3
| 1010110205 | BOLT,MACHINE M.16x350 mm. | SET | 2 | 0
| 1010110404 | BOLT,MACHINE,HEXAGON, M.16X50 MM. | SET | 2 | 0
| 1010120006 | BOLT, DOUBLE ARMING, M 16x250 MM. | EA | 3 | 0
| 1010180100 | WASHER,PLAIN,SQUARE,LARGE 52x52x4.5 mm.HOLE DIA. 18 MM. TIS.258 | PCS. | 6 | 0
| 1010180301 | WASHER,LOCK,SPRING,SIZE 16 mm.,GENERAL PURPOSE,TIS.259 | PCS. | 8 | 0
| 1010180400 | WASHER,ROUND,FLAT,SIZE 16 MM. | EA | 11 | 0
set60004 | COMMUNICATION CROSSARM,COVER INSULATED INST, 1 m LONG ON 22.00 m POLE (DWG NO. SA2-015/56001)
| 1000120100 | CROSSARM COM ST.100x50x5MM. 1M.LONG.ACC. | PAC | 1 | 1
| 1010030009 | ST. PLATE, CLEVIS FOR TELECOM. CABLE | EA | 3 | 3
| 1010110207 | BOLT,MACHINE M.16x450 mm. | SET | 2 | 0
| 1010110404 | BOLT,MACHINE,HEXAGON, M.16X50 MM. | SET | 2 | 0
| 1010120006 | BOLT, DOUBLE ARMING, M 16x250 MM. | EA | 3 | 0
| 1010180100 | WASHER,PLAIN,SQUARE,LARGE 52x52x4.5 mm.HOLE DIA. 18 MM. TIS.258 | PCS. | 6 | 0
| 1010180301 | WASHER,LOCK,SPRING,SIZE 16 mm.,GENERAL PURPOSE,TIS.259 | PCS. | 8 | 0
| 1010180400 | WASHER,ROUND,FLAT,SIZE 16 MM. | EA | 11 | 0
set60005 | COMMUNICATION CROSSARM,COVER INSULATED INST, 1.7 m LONG ON 8.00 AND 9.00 m POLE (DWG NO. SA2-015/58001)
| 1000120101 | CROSSARM COM ST 100X50X5MM.1.7M.LONG ACC | PAC | 1 | 1
| 1010030009 | ST. PLATE, CLEVIS FOR TELECOM. CABLE | EA | 6 | 6
| 1010110202 | BOLT,MACHINE M.16x200 mm. | SET | 2 | 0
| 1010110404 | BOLT,MACHINE,HEXAGON, M.16X50 MM. | SET | 4 | 0
| 1010120006 | BOLT, DOUBLE ARMING, M 16x250 MM. | EA | 6 | 0
| 1010180100 | WASHER,PLAIN,SQUARE,LARGE 52x52x4.5 mm.HOLE DIA. 18 MM. TIS.258 | PCS. | 8 | 0
| 1010180301 | WASHER,LOCK,SPRING,SIZE 16 mm.,GENERAL PURPOSE,TIS.259 | PCS. | 15 | 0
| 1010180400 | WASHER,ROUND,FLAT,SIZE 16 MM. | EA | 22 | 0
set60006 | COMMUNICATION CROSSARM,COVER INSULATED INST, 1.7 m LONG ON 12.00 AND 14.00 m POLE (DWG NO. SA2-015/58001)
| 1000120101 | CROSSARM COM ST 100X50X5MM.1.7M.LONG ACC | PAC | 1 | 1
| 1010030009 | ST. PLATE, CLEVIS FOR TELECOM. CABLE | EA | 6 | 6
| 1010110204 | BOLT,MACHINE M.16x300 mm. | SET | 2 | 0
| 1010110404 | BOLT,MACHINE,HEXAGON, M.16X50 MM. | SET | 4 | 0
| 1010120006 | BOLT, DOUBLE ARMING, M 16x250 MM. | EA | 6 | 0
| 1010180100 | WASHER,PLAIN,SQUARE,LARGE 52x52x4.5 mm.HOLE DIA. 18 MM. TIS.258 | PCS. | 8 | 0
| 1010180301 | WASHER,LOCK,SPRING,SIZE 16 mm.,GENERAL PURPOSE,TIS.259 | PCS. | 15 | 0
| 1010180400 | WASHER,ROUND,FLAT,SIZE 16 MM. | EA | 22 | 0
set60007 | COMMUNICATION CROSSARM,COVER INSULATED INST, 1.7 m LONG ON 12.20 AND 14.30 m POLE (DWG NO. SA2-015/58001)
| 1000120101 | CROSSARM COM ST 100X50X5MM.1.7M.LONG ACC | PAC | 1 | 1
| 1010030009 | ST. PLATE, CLEVIS FOR TELECOM. CABLE | EA | 6 | 6
| 1010110205 | BOLT,MACHINE M.16x350 mm. | SET | 2 | 0
| 1010110404 | BOLT,MACHINE,HEXAGON, M.16X50 MM. | SET | 4 | 0
| 1010120006 | BOLT, DOUBLE ARMING, M 16x250 MM. | EA | 6 | 0
| 1010180100 | WASHER,PLAIN,SQUARE,LARGE 52x52x4.5 mm.HOLE DIA. 18 MM. TIS.258 | PCS. | 8 | 0
| 1010180301 | WASHER,LOCK,SPRING,SIZE 16 mm.,GENERAL PURPOSE,TIS.259 | PCS. | 15 | 0
| 1010180400 | WASHER,ROUND,FLAT,SIZE 16 MM. | EA | 22 | 0
set60008 | COMMUNICATION CROSSARM,COVER INSULATED INST, 1.7 m LONG ON 22.00 m POLE (DWG NO. SA2-015/58001)
| 1000120101 | CROSSARM COM ST 100X50X5MM.1.7M.LONG ACC | PAC | 1 | 1
| 1010030009 | ST. PLATE, CLEVIS FOR TELECOM. CABLE | EA | 6 | 6
| 1010110207 | BOLT,MACHINE M.16x450 mm. | SET | 2 | 0
| 1010110404 | BOLT,MACHINE,HEXAGON, M.16X50 MM. | SET | 4 | 0
| 1010120006 | BOLT, DOUBLE ARMING, M 16x250 MM. | EA | 6 | 0
| 1010180100 | WASHER,PLAIN,SQUARE,LARGE 52x52x4.5 mm.HOLE DIA. 18 MM. TIS.258 | PCS. | 8 | 0
| 1010180301 | WASHER,LOCK,SPRING,SIZE 16 mm.,GENERAL PURPOSE,TIS.259 | PCS. | 15 | 0
| 1010180400 | WASHER,ROUND,FLAT,SIZE 16 MM. | EA | 22 | 0
set60009 | COMMUNICATION CROSSARM, FRP INST, 1 m LONG ON 8.00 AND 9.00 m POLE (DWG NO. SA2-015/59001)
| 1000130101 | CROSSARM COM FRP 100X50X10MM 1M ACC | PAC | 1 | 1
| 1010030009 | ST. PLATE, CLEVIS FOR TELECOM. CABLE | EA | 3 | 3
| 1010110202 | BOLT,MACHINE M.16x200 mm. | SET | 2 | 0
| 1010110404 | BOLT,MACHINE,HEXAGON, M.16X50 MM. | SET | 2 | 0
| 1010120006 | BOLT, DOUBLE ARMING, M 16x250 MM. | EA | 3 | 0
| 1010180100 | WASHER,PLAIN,SQUARE,LARGE 52x52x4.5 mm.HOLE DIA. 18 MM. TIS.258 | PCS. | 6 | 0
| 1010180301 | WASHER,LOCK,SPRING,SIZE 16 mm.,GENERAL PURPOSE,TIS.259 | PCS. | 8 | 0
| 1010180400 | WASHER,ROUND,FLAT,SIZE 16 MM. | EA | 11 | 0
set60010 | COMMUNICATION CROSSARM, FRP INST, 1 m LONG ON 12.00 AND 14.00 m POLE (DWG NO. SA2-015/59001)
| 1000130101 | CROSSARM COM FRP 100X50X10MM 1M ACC | PAC | 1 | 1
| 1010030009 | ST. PLATE, CLEVIS FOR TELECOM. CABLE | EA | 3 | 3
| 1010110204 | BOLT,MACHINE M.16x300 mm. | SET | 2 | 0
| 1010110404 | BOLT,MACHINE,HEXAGON, M.16X50 MM. | SET | 2 | 0
| 1010120006 | BOLT, DOUBLE ARMING, M 16x250 MM. | EA | 3 | 0
| 1010180100 | WASHER,PLAIN,SQUARE,LARGE 52x52x4.5 mm.HOLE DIA. 18 MM. TIS.258 | PCS. | 6 | 0
| 1010180301 | WASHER,LOCK,SPRING,SIZE 16 mm.,GENERAL PURPOSE,TIS.259 | PCS. | 8 | 0
| 1010180400 | WASHER,ROUND,FLAT,SIZE 16 MM. | EA | 11 | 0
set60011 | COMMUNICATION CROSSARM, FRP INST, 1 m LONG ON 12.20 AND 14.30 m POLE (DWG NO. SA2-015/59001)
| 1000130101 | CROSSARM COM FRP 100X50X10MM 1M ACC | PAC | 1 | 1
| 1010030009 | ST. PLATE, CLEVIS FOR TELECOM. CABLE | EA | 3 | 3
| 1010110205 | BOLT,MACHINE M.16x350 mm. | SET | 2 | 0
| 1010110404 | BOLT,MACHINE,HEXAGON, M.16X50 MM. | SET | 2 | 0
| 1010120006 | BOLT, DOUBLE ARMING, M 16x250 MM. | EA | 3 | 0
| 1010180100 | WASHER,PLAIN,SQUARE,LARGE 52x52x4.5 mm.HOLE DIA. 18 MM. TIS.258 | PCS. | 6 | 0
| 1010180301 | WASHER,LOCK,SPRING,SIZE 16 mm.,GENERAL PURPOSE,TIS.259 | PCS. | 8 | 0
| 1010180400 | WASHER,ROUND,FLAT,SIZE 16 MM. | EA | 11 | 0
set60012 | COMMUNICATION CROSSARM, FRP INST, 1 m LONG ON 22.00 m POLE (DWG NO. SA2-015/59001)
| 1000130101 | CROSSARM COM FRP 100X50X10MM 1M ACC | PAC | 1 | 1
| 1010030009 | ST. PLATE, CLEVIS FOR TELECOM. CABLE | EA | 3 | 3
| 1010110207 | BOLT,MACHINE M.16x450 mm. | SET | 2 | 0
| 1010110404 | BOLT,MACHINE,HEXAGON, M.16X50 MM. | SET | 2 | 0
| 1010120006 | BOLT, DOUBLE ARMING, M 16x250 MM. | EA | 3 | 0
| 1010180100 | WASHER,PLAIN,SQUARE,LARGE 52x52x4.5 mm.HOLE DIA. 18 MM. TIS.258 | PCS. | 6 | 0
| 1010180301 | WASHER,LOCK,SPRING,SIZE 16 mm.,GENERAL PURPOSE,TIS.259 | PCS. | 8 | 0
| 1010180400 | WASHER,ROUND,FLAT,SIZE 16 MM. | EA | 11 | 0
set60013 | COMMUNICATION CROSSARM, FRP INST, 1.7 m LONG ON 8.00 AND 9.00 m POLE (DWG NO. SA2-015/59002)
| 1000130100 | CROSSARM COM FRP 100X50X10MM 1.7M L ACC | PAC | 1 | 1
| 1010030009 | ST. PLATE, CLEVIS FOR TELECOM. CABLE | EA | 6 | 6
| 1010110202 | BOLT,MACHINE M.16x200 mm. | SET | 2 | 0
| 1010110404 | BOLT,MACHINE,HEXAGON, M.16X50 MM. | SET | 4 | 0
| 1010120006 | BOLT, DOUBLE ARMING, M 16x250 MM. | EA | 6 | 0
| 1010180100 | WASHER,PLAIN,SQUARE,LARGE 52x52x4.5 mm.HOLE DIA. 18 MM. TIS.258 | PCS. | 8 | 0
| 1010180301 | WASHER,LOCK,SPRING,SIZE 16 mm.,GENERAL PURPOSE,TIS.259 | PCS. | 15 | 0
| 1010180400 | WASHER,ROUND,FLAT,SIZE 16 MM. | EA | 22 | 0
set60014 | COMMUNICATION CROSSARM, FRP INST, 1.7 m LONG ON 12.00 AND 14.00 m POLE (DWG NO. SA2-015/59002)
| 1000130100 | CROSSARM COM FRP 100X50X10MM 1.7M L ACC | PAC | 1 | 1
| 1010030009 | ST. PLATE, CLEVIS FOR TELECOM. CABLE | EA | 6 | 6
| 1010110204 | BOLT,MACHINE M.16x300 mm. | SET | 2 | 0
| 1010110404 | BOLT,MACHINE,HEXAGON, M.16X50 MM. | SET | 4 | 0
| 1010120006 | BOLT, DOUBLE ARMING, M 16x250 MM. | EA | 6 | 0
| 1010180100 | WASHER,PLAIN,SQUARE,LARGE 52x52x4.5 mm.HOLE DIA. 18 MM. TIS.258 | PCS. | 8 | 0
| 1010180301 | WASHER,LOCK,SPRING,SIZE 16 mm.,GENERAL PURPOSE,TIS.259 | PCS. | 15 | 0
| 1010180400 | WASHER,ROUND,FLAT,SIZE 16 MM. | EA | 22 | 0
set60015 | COMMUNICATION CROSSARM, FRP INST, 1.7 m LONG ON 12.20 AND 14.30 m POLE (DWG NO. SA2-015/59002)
| 1000130100 | CROSSARM COM FRP 100X50X10MM 1.7M L ACC | PAC | 1 | 1
| 1010030009 | ST. PLATE, CLEVIS FOR TELECOM. CABLE | EA | 6 | 6
| 1010110205 | BOLT,MACHINE M.16x350 mm. | SET | 2 | 0
| 1010110404 | BOLT,MACHINE,HEXAGON, M.16X50 MM. | SET | 4 | 0
| 1010120006 | BOLT, DOUBLE ARMING, M 16x250 MM. | EA | 6 | 0
| 1010180100 | WASHER,PLAIN,SQUARE,LARGE 52x52x4.5 mm.HOLE DIA. 18 MM. TIS.258 | PCS. | 8 | 0
| 1010180301 | WASHER,LOCK,SPRING,SIZE 16 mm.,GENERAL PURPOSE,TIS.259 | PCS. | 15 | 0
| 1010180400 | WASHER,ROUND,FLAT,SIZE 16 MM. | EA | 22 | 0
set60016 | COMMUNICATION CROSSARM, FRP INST, 1.7 m LONG ON 22.00 m POLE (DWG NO. SA2-015/59002)
| 1000130100 | CROSSARM COM FRP 100X50X10MM 1.7M L ACC | PAC | 1 | 1
| 1010030009 | ST. PLATE, CLEVIS FOR TELECOM. CABLE | EA | 6 | 6
| 1010110207 | BOLT,MACHINE M.16x450 mm. | SET | 2 | 0
| 1010110404 | BOLT,MACHINE,HEXAGON, M.16X50 MM. | SET | 4 | 0
| 1010120006 | BOLT, DOUBLE ARMING, M 16x250 MM. | EA | 6 | 0
| 1010180100 | WASHER,PLAIN,SQUARE,LARGE 52x52x4.5 mm.HOLE DIA. 18 MM. TIS.258 | PCS. | 8 | 0
| 1010180301 | WASHER,LOCK,SPRING,SIZE 16 mm.,GENERAL PURPOSE,TIS.259 | PCS. | 15 | 0
| 1010180400 | WASHER,ROUND,FLAT,SIZE 16 MM. | EA | 22 | 0
set60017 | CABLE TRAY AND SUPPORT COMMUNICATION, ON 12.00 AND 14.00 m POLE (ASSEMBLY NO. 8756)
| 1010110204 | BOLT,MACHINE M.16x300 mm. | SET | 4 | 0
| 1010180100 | WASHER,PLAIN,SQUARE,LARGE 52x52x4.5 mm.HOLE DIA. 18 MM. TIS.258 | PCS. | 8 | 0
| 1080050800 | CABLE TRAY FOR LAYING TELECOM CABLE | PAC | 1 | 1
set60018 | CABLE TRAY AND SUPPORT COMMUNICATION, ON 12.20 AND 14.30 m POLE (ASSEMBLY NO. 8756)
| 1010110205 | BOLT,MACHINE M.16x350 mm. | SET | 4 | 0
| 1010180100 | WASHER,PLAIN,SQUARE,LARGE 52x52x4.5 mm.HOLE DIA. 18 MM. TIS.258 | PCS. | 8 | 0
| 1080050800 | CABLE TRAY FOR LAYING TELECOM CABLE | PAC | 1 | 1
set90000 | test
| 1000000001 | POLE,WOOD 8 M.LONG | EACH | 1 | 0
| 1030010002 | INSULATOR,LINE-POST TYPE, 22 kV.CLASS 57-2L POWER ARC TEST | PCS | 9 | 0
set99999 | test
| 8888888880 | test | EA | 1 | 0
seta0011 | test
| 1000000001 | POLE,WOOD 8 M.LONG | EACH | 2 | 0
| 1000000002 | POLE,WOOD 9-10 M.LONG | EACH | 1 | 1
| 1000006963 | DIRECTIONAL DRILLS 4-160 MM. HDPE PN.10 | SET | 2 | 0